## Jet
distance Nozzle - (geometry defining) skimmer | 40 | mm |  |  | calculated nozzle diameter | 23.3771 | µm
distance (geometry defining) Skimmer - Target | 105 | mm |  |  | calculated real "source" diameter (instead of nozzle) | 131.3383 | µm
diameter nozzle dD | 30 | µm |  |  | diameter jet (at target position) | 1.4323 | mm
source diameter (for jet diameter and mom uncert.) | 131.3383 | µm
diameter size defining skimmer dS | 0.3 | mm |  |  | jet velocity vJet | 1739.5287 | m/sec
[5 empty] | jet offset pjet | 5.84 | a. u.
gas temperature (before expansion) T0 | 300 | K |  |  | p0d | 45.0148 | torr cm
driving pressure (nozzle) p0 | 20 | bar
selected gas | He (Helium) |  |  |  | calculated speed ratio for: Helium, 300 K | 44.4406
gas mass m | 4 | amu | 4 |  | calculated speed ratio for: Helium, 77 K
heat capacity (constant pressure) cp | 5.23 | J/(g*K) |  |  | calculated speed ratio for: Helium, 30 K
heat capacity (constant volume) cV | 3.21 | J/(g*K) |  |  | calculated speed ratio for: Neon, 300 K | 55.3241
[5 empty] | calculated speed ratio for: H2, 300 K | 57.0451
speed ratio S (vJet/DvJet) | 44 |  |  |  | length of "zone of silence" | 61.3716 | mm
[5 empty] | Sudden freeze radius | 1.7337 | mm
pumping speed source chamber | 2300 | l/sec
pressure rise source chamber | 0.00036 | mbar |  |  | target density | 144334879540.6191 | particles/cm2
ion gauge calibration factor source chamber | 5.9 |  |  |  | absolute target density | 1.0077e+12 | particles/cm3
pumping speed jet dump | 230 | l/sec |  |  | target pressure pT | 3.7462e-05 | mbar
pressure rise jet dump | 1e-07 | mbar
ion gauge calibration factor jet dump | 5.9 |  |  |  | momentum uncertainty (Jet direction) | 0.221 | a. u. | 65.8293 | m/s
correction factor for local pressure around nozzle | 1 |  |  |  | momentum uncertainty (perp. to Jet) | 0.10495 | a. u. | 31.2621 | m/s
gas bottle size | 1 | l |  |  | average temperature (all directions) | 1.0157 | K
gas bottle usage = pressure drop | 17.5867 | bar / hour |  |  | average mean frea path length at target pressure | 1.7084 | m
seeded gas jets
| carrier | seed
mass m | 4 | 20 | amu
jetoffset pjet | 5.9068 | 29.5342 | au
momentum uncertainty DpII | 0.221 | 1.1177 | au
cluster / dimers
pressure p0 | 20 | bar
nozzle diameter dD | 30 | µm
temperature Td | 90 | K
constant k (see below) | 1646
gamma | 16936.6335
average clustersize N | 25483.4135 | particles
k
| He | 3.85
| Ne | 185
| Ar | 1646
| Kr | 2980
| Xe | 5554
table: atomic/molecular masses, specific heat capacity, ion gauge factors and ionization energy
formula (Name) | mass (amu) | cP | cV | Gauge | ionization energy [eV]*
Ar (Argon) | 40 | 0.523 | 0.317 | 0.8 | 15.79
C2H2 (Acethylene) | 26 | 1.683 | 1.368 |  | 11.41
C2H4 (Ethylene) | 28 | 1.549 | 1.249 |  | 10.51
C2H5Cl (Chorethane) | 65 | 1.151 | 0.967 |  | 10.95
C2H5OH (Ethanol) | 46 | 1.88 | 1.67 |  | 10.41
C2H6 (Ethane) | 30 | 1.729 | 1.455 | 0.46 | 11
C3H6O (Methyloxirane) | 58 | 1.2 | 1 |  | 10.1
C3H8 (Propane) | 44 | 1.595 | 1.412 |  | 11
C6H6 (Benzene) | 78 | 1.09 | 0.99 | 0.28 | 9.24
CH3Cl (Chlormethane) | 51 | 0.762 | 0.593 |  | 11.22
CH3OH (Methanol) | 32 | 1.93 | 1.53 | 0.61 | 10.85
CH4 (Methane) | 16 | 2.219 | 1.696 | 0.66 | 12.61
CHBrClF (Bromochlorofluoromethane) | 148 | 1.15 | 1 |  | 11
CHCl3 (Chloroform) | 121 | 0.63 | 0.55 | 0.98 | 11.41
Cl2 (Chlorine) | 70 | 0.745 | 0.552 |  | 11.48
CO (Carbon monoxide) | 28 | 0.837 | 0.647 | 0.94 | 14.01
CO2 (Carbon dioxide) | 44 | 1.042 | 0.744 | 0.74 | 13.78
H2 (Hydrogen) | 2 | 14.32 | 10.17 | 2.4 | 15.43
H2O (Water) | 18 | 1.97 | 1.5 | 1.07 | 12.65
H2S (Hydrogen sulfide) | 34 | 1.047 | 0.799 | 0.52 | 10.45
HBr (Hydrogen bromide) | 81 | 0.36 | 0.254 |  | 11.71
HCl (Hydrogen chloride) | 37 | 0.803 | 0.578 | 0.66 | 12.79
He (Helium) | 4 | 5.23 | 3.21 | 5.9 | 24.587
HI (Hydrogen iodide) | 127 | 0.226 | 0.161 |  | 13.49
Kr (Krypton) | 84 | 0.25 | 0.151 | 0.5 | 13.999
N2 (Nitrogen) | 28 | 1.038 | 0.741 | 1 | 15.581
N2O (Nitrous Oxide) | 44 | 1.2933 | 1 |  | 12.89
Ne (Neon) | 20 | 1.03 | 0.628 | 4.2 | 21.5645
NH3 (Ammonia) | 17 | 2.16 | 1.655 | 0.78 | 10.02
NO (Nitric oxide) | 30 | 0.883 | 0.69 |  | 9.26
NO2 (Nitrogen dioxide) | 46 | 0.996 | 0.717 |  | 9.6
O2 (Oxygen) | 32 | 0.917 | 0.656 | 1.12 | 12.1
O3 (Ozone) | 48 | 0.795 | 0.568 |  | 12.43
SO2 (Sulfur dioxide) | 64 | 0.64 | 0.504 | 0.54 | 12.5
Xe (Xenon) | 131 | 0.159 | 0.095 | 0.4 | 12.13
user defined xxxxxx
* ionization energies taken from: https://webbook.nist.gov/chemistry/form-ser/

## Electrons
[6 empty] | momentum-TOF calculation |  | mom calib | max. elongation | [5 empty] | TOF error from targetsize
|  |  | time of flight p = 0,61 a. u. | 51.3512 | ns | p [a. u.] | TOF [ns] | a. u. / ns | alpha | p_perpendicular | p_parallel | TOF_parallel | R_perpendicular [mm] | angle |  | ns
|  |  | time of flight for p = 0 | 58.4067 | ns | 0.75776 | 49.7371 | 0.095597 | 90 | 0.60621 | 3.7135e-17 | 58.4067 | 77.4693 |  | after center p=fwd | 51.3995
|  |  | time of flight p = -0,61 a. u. | 66.4315 | ns | 0.75473 | 49.7688 | 0.095527 | 90.1 | 0.6062 | -0.001058 | 58.4198 | 77.4866 |  | after center p=0 | 58.4553
length acceleration (E-field) xa1 | 30 | cm |  |  |  | 0.75169 | 49.8005 | 0.095456 | 90.2 | 0.6062 | -0.0021161 | 58.433 | 77.5037 |  | after center p=back | 66.4797
length acceleration 2 xa2 or drift xd |  | cm | calibration TOF direction (linear) | 0,071 - 0,092 | a. u./ns | 0.74866 | 49.8323 | 0.095386 | 90.3 | 0.6062 | -0.0031741 | 58.4462 | 77.5206 |  | before center p=fwd | 51.3029
length drift 3 (only deceler. geometry) |  | cm | calibration position direction | 0,007 - 0,009 | a. u./mm | 0.74563 | 49.8641 | 0.095315 | 90.4 | 0.60619 | -0.0042321 | 58.4593 | 77.5372 |  | before center p=0 | 58.358
[6 empty] | 0.7426 | 49.8959 | 0.095245 | 90.5 | 0.60618 | -0.0052901 | 58.4725 | 77.5536 |  | before center p=back | 66.3832
E-field xa1 | 10 | V/cm | momentum resolution (delta TOF=0,3 ns) | 0,028 - 0,03 | a. u. | 0.73957 | 49.9277 | 0.095175 | 90.6 | 0.60617 | -0.0063481 | 58.4857 | 77.5698
E-field xa2 (or drift) |  | V/cm | momentum resolution (delta pos.=1,02 mm) | 0,007 - 0,009 | a. u. | 0.73654 | 49.9595 | 0.095105 | 90.7 | 0.60616 | -0.007406 | 58.4989 | 77.5858
magnetic field B | 5 | Gauss | energy resolution (without B-field) | 0,011 - 0,504 | eV | 0.73351 | 49.9914 | 0.095035 | 90.8 | 0.60615 | -0.0084639 | 58.512 | 77.6015 |  | p = forward | 0.096543
[6 empty] | 0.73048 | 50.0233 | 0.094965 | 90.9 | 0.60613 | -0.0095219 | 58.5252 | 77.6169 |  | p = 0 | 0.097344
momentum pe |  | a. u. | momentum pe | 0.60621 | a. u. | 0.72745 | 50.0552 | 0.094895 | 91 | 0.60611 | -0.01058 | 58.5384 | 77.6322 |  | p = backward | 0.096543
energy Ee | 5 | eV | energy Ee | 5 | eV | 0.72442 | 50.0871 | 0.094825 | 91.1 | 0.60609 | -0.011638 | 58.5516 | 77.6472
energy Ee |  | a. u. | energy Ee | 0.18374 | a. u. | 0.72138 | 50.1191 | 0.094756 | 91.2 | 0.60607 | -0.012695 | 58.5648 | 77.662
|  |  | deBroglie wavelength l | 10.3648 | a. u. | 0.71835 | 50.1511 | 0.094686 | 91.3 | 0.60605 | -0.013753 | 58.578 | 77.6765
time resolution | 0.3 | ns |  |  |  | 0.71532 | 50.1831 | 0.094617 | 91.4 | 0.60602 | -0.014811 | 58.5912 | 77.6908
position resolution (anode + mesh) | 200 | µm | deflection for p = 0,61 a. u. | 77.4693 | mm | 0.71229 | 50.2151 | 0.094547 | 91.5 | 0.606 | -0.015869 | 58.6044 | 77.7049
target size (TOF direction) | 1 | mm | max. deflection (97,3°) | 78.1122 | mm | 0.70926 | 50.2472 | 0.094478 | 91.6 | 0.60597 | -0.016926 | 58.6176 | 77.7187
TOF width from target size (proj. target) | 0.097344 | ns | delta TOF for p = 0,61 a. u. | 7.0554 | ns | 0.70623 | 50.2793 | 0.094409 | 91.7 | 0.60594 | -0.017984 | 58.6308 | 77.7323
projected target size (TOF) | 0.097344 | ns | delta TOF for p = -0,61 a. u. | 8.0248 | ns | 0.7032 | 50.3114 | 0.09434 | 91.8 | 0.60591 | -0.019041 | 58.644 | 77.7457
projected target size (position) | 1000 | µm |  |  |  | 0.70017 | 50.3435 | 0.09427 | 91.9 | 0.60587 | -0.020099 | 58.6572 | 77.7588
|  |  | minum pass energy (deceleration) |  | eV | 0.69714 | 50.3757 | 0.094201 | 92 | 0.60584 | -0.021156 | 58.6704 | 77.7717
[6 empty] | 0.69411 | 50.4078 | 0.094133 | 92.1 | 0.6058 | -0.022214 | 58.6836 | 77.7843
mixed calculations (always 2 values needed) |  |  | gyration radius rGyr | 15.0824 | mm | 0.69107 | 50.44 | 0.094064 | 92.2 | 0.60576 | -0.023271 | 58.6968 | 77.7968
magnetic field B | 10 | Gauss | gyration period TGyr | 71.44 | ns | 0.68804 | 50.4723 | 0.093995 | 92.3 | 0.60572 | -0.024328 | 58.71 | 77.8089
gyration perdiod TGyr |  | ns |  |  |  | 0.68501 | 50.5045 | 0.093926 | 92.4 | 0.60567 | -0.025385 | 58.7233 | 77.8209
MCP diameter dMCP | 80 | mm |  |  |  | 0.68198 | 50.5368 | 0.093858 | 92.5 | 0.60563 | -0.026442 | 58.7365 | 77.8326
gyration radius rGyr |  | mm |  |  |  | 0.67895 | 50.5691 | 0.093789 | 92.6 | 0.60558 | -0.027499 | 58.7497 | 77.8441
radial momentum pE |  | a. u. |  |  |  | 0.67592 | 50.6014 | 0.093721 | 92.7 | 0.60553 | -0.028556 | 58.7629 | 77.8553
energy EE |  | eV |  |  |  | 0.67289 | 50.6337 | 0.093652 | 92.8 | 0.60548 | -0.029613 | 58.7762 | 77.8663
magnetic field B | 10 | Gauss |  |  |  | 0.66986 | 50.6661 | 0.093584 | 92.9 | 0.60543 | -0.03067 | 58.7894 | 77.877
gyration perdiod TGyr | 35.72 | ns |  |  |  | 0.66683 | 50.6985 | 0.093516 | 93 | 0.60537 | -0.031726 | 58.8026 | 77.8876
MCP diameter dMCP | 80 | mm |  |  |  | 0.66379 | 50.7309 | 0.093448 | 93.1 | 0.60532 | -0.032783 | 58.8158 | 77.8978
gyration radius rGyr | 20 | mm |  |  |  | 0.66076 | 50.7633 | 0.09338 | 93.2 | 0.60526 | -0.033839 | 58.8291 | 77.9079
radial momentum pE | 1.6077 | au |  |  |  | 0.65773 | 50.7958 | 0.093312 | 93.3 | 0.6052 | -0.034896 | 58.8423 | 77.9177
energy EE | 35.1682 | eV |  |  |  | 0.6547 | 50.8283 | 0.093244 | 93.4 | 0.60514 | -0.035952 | 58.8555 | 77.9273
[6 empty] | 0.65167 | 50.8608 | 0.093176 | 93.5 | 0.60507 | -0.037008 | 58.8688 | 77.9366
[6 empty] | 0.64864 | 50.8933 | 0.093108 | 93.6 | 0.60501 | -0.038064 | 58.882 | 77.9457
Helmholtz coils | [5 empty] | 0.64561 | 50.9259 | 0.093041 | 93.7 | 0.60494 | -0.03912 | 58.8953 | 77.9545
number of turns N | 15 |  |  |  |  | 0.64258 | 50.9584 | 0.092973 | 93.8 | 0.60487 | -0.040176 | 58.9085 | 77.9631
current per turn IN | 45 | A |  |  |  | 0.63955 | 50.991 | 0.092906 | 93.9 | 0.6048 | -0.041231 | 58.9218 | 77.9715
coil radius RC | 80 | cm |  |  |  | 0.63652 | 51.0237 | 0.092838 | 94 | 0.60473 | -0.042287 | 58.935 | 77.9796
magnetic field B | 7.5868 | Gauss |  |  |  | 0.63348 | 51.0563 | 0.092771 | 94.1 | 0.60465 | -0.043342 | 58.9482 | 77.9875
[6 empty] | 0.63045 | 51.089 | 0.092704 | 94.2 | 0.60458 | -0.044397 | 58.9615 | 77.9952
[6 empty] | 0.62742 | 51.1217 | 0.092637 | 94.3 | 0.6045 | -0.045453 | 58.9747 | 78.0026
[6 empty] | 0.62439 | 51.1544 | 0.09257 | 94.4 | 0.60442 | -0.046507 | 58.988 | 78.0097
[6 empty] | 0.62136 | 51.1872 | 0.092503 | 94.5 | 0.60434 | -0.047562 | 59.0012 | 78.0167
[6 empty] | 0.61833 | 51.2199 | 0.092436 | 94.6 | 0.60425 | -0.048617 | 59.0145 | 78.0234
[6 empty] | 0.6153 | 51.2527 | 0.092369 | 94.7 | 0.60417 | -0.049672 | 59.0278 | 78.0298
[6 empty] | 0.61227 | 51.2855 | 0.092302 | 94.8 | 0.60408 | -0.050726 | 59.041 | 78.036
[6 empty] | 0.60924 | 51.3184 | 0.092236 | 94.9 | 0.60399 | -0.05178 | 59.0543 | 78.042
[6 empty] | 0.60621 | 51.3512 | 0.092169 | 95 | 0.6039 | -0.052834 | 59.0675 | 78.0477
[6 empty] | 0.60317 | 51.3841 | 0.092103 | 95.1 | 0.60381 | -0.053888 | 59.0808 | 78.0532
[6 empty] | 0.60014 | 51.417 | 0.092036 | 95.2 | 0.60371 | -0.054942 | 59.094 | 78.0584
[6 empty] | 0.59711 | 51.45 | 0.09197 | 95.3 | 0.60361 | -0.055996 | 59.1073 | 78.0634
[6 empty] | 0.59408 | 51.4829 | 0.091903 | 95.4 | 0.60351 | -0.057049 | 59.1206 | 78.0682
[6 empty] | 0.59105 | 51.5159 | 0.091837 | 95.5 | 0.60341 | -0.058102 | 59.1338 | 78.0727
[6 empty] | 0.58802 | 51.5489 | 0.091771 | 95.6 | 0.60331 | -0.059155 | 59.1471 | 78.0769
[6 empty] | 0.58499 | 51.5819 | 0.091705 | 95.7 | 0.60321 | -0.060208 | 59.1603 | 78.081
[6 empty] | 0.58196 | 51.615 | 0.091639 | 95.8 | 0.6031 | -0.061261 | 59.1736 | 78.0847
[6 empty] | 0.57893 | 51.648 | 0.091573 | 95.9 | 0.60299 | -0.062313 | 59.1869 | 78.0883
[6 empty] | 0.5759 | 51.6811 | 0.091508 | 96 | 0.60288 | -0.063366 | 59.2001 | 78.0916
[6 empty] | 0.57286 | 51.7143 | 0.091442 | 96.1 | 0.60277 | -0.064418 | 59.2134 | 78.0946
[6 empty] | 0.56983 | 51.7474 | 0.091376 | 96.2 | 0.60266 | -0.06547 | 59.2267 | 78.0974
[6 empty] | 0.5668 | 51.7806 | 0.091311 | 96.3 | 0.60254 | -0.066522 | 59.2399 | 78.1
[6 empty] | 0.56377 | 51.8138 | 0.091245 | 96.4 | 0.60243 | -0.067573 | 59.2532 | 78.1023
[6 empty] | 0.56074 | 51.847 | 0.09118 | 96.5 | 0.60231 | -0.068624 | 59.2665 | 78.1044
[6 empty] | 0.55771 | 51.8802 | 0.091114 | 96.6 | 0.60219 | -0.069676 | 59.2797 | 78.1062
[6 empty] | 0.55468 | 51.9135 | 0.091049 | 96.7 | 0.60207 | -0.070726 | 59.293 | 78.1078
[6 empty] | 0.55165 | 51.9468 | 0.090984 | 96.8 | 0.60194 | -0.071777 | 59.3063 | 78.1091
[6 empty] | 0.54862 | 51.9801 | 0.090919 | 96.9 | 0.60181 | -0.072828 | 59.3195 | 78.1102
[6 empty] | 0.54558 | 52.0135 | 0.090854 | 97 | 0.60169 | -0.073878 | 59.3328 | 78.1111
[6 empty] | 0.54255 | 52.0468 | 0.090789 | 97.1 | 0.60156 | -0.074928 | 59.3461 | 78.1117
[6 empty] | 0.53952 | 52.0802 | 0.090724 | 97.2 | 0.60143 | -0.075978 | 59.3593 | 78.112
[6 empty] | 0.53649 | 52.1136 | 0.090659 | 97.3 | 0.60129 | -0.077027 | 59.3726 | 78.1122 | 97.3
[6 empty] | 0.53346 | 52.147 | 0.090595 | 97.4 | 0.60116 | -0.078077 | 59.3859 | 78.112
[6 empty] | 0.53043 | 52.1805 | 0.09053 | 97.5 | 0.60102 | -0.079126 | 59.3991 | 78.1116
[6 empty] | 0.5274 | 52.214 | 0.090466 | 97.6 | 0.60088 | -0.080175 | 59.4124 | 78.111
[6 empty] | 0.52437 | 52.2475 | 0.090401 | 97.7 | 0.60074 | -0.081223 | 59.4257 | 78.1101
[6 empty] | 0.52134 | 52.281 | 0.090337 | 97.8 | 0.6006 | -0.082272 | 59.4389 | 78.109
[6 empty] | 0.51831 | 52.3146 | 0.090273 | 97.9 | 0.60045 | -0.08332 | 59.4522 | 78.1077
[6 empty] | 0.51527 | 52.3481 | 0.090208 | 98 | 0.60031 | -0.084367 | 59.4655 | 78.1061
[6 empty] | 0.51224 | 52.3817 | 0.090144 | 98.1 | 0.60016 | -0.085415 | 59.4787 | 78.1042
[6 empty] | 0.50921 | 52.4154 | 0.09008 | 98.2 | 0.60001 | -0.086462 | 59.492 | 78.1021
[6 empty] | 0.50618 | 52.449 | 0.090016 | 98.3 | 0.59986 | -0.08751 | 59.5053 | 78.0997
[6 empty] | 0.50315 | 52.4827 | 0.089952 | 98.4 | 0.5997 | -0.088556 | 59.5185 | 78.0971
[6 empty] | 0.50012 | 52.5164 | 0.089888 | 98.5 | 0.59955 | -0.089603 | 59.5318 | 78.0943
[6 empty] | 0.49709 | 52.5501 | 0.089825 | 98.6 | 0.59939 | -0.090649 | 59.5451 | 78.0912
[6 empty] | 0.49406 | 52.5838 | 0.089761 | 98.7 | 0.59923 | -0.091695 | 59.5583 | 78.0879
[6 empty] | 0.49103 | 52.6176 | 0.089697 | 98.8 | 0.59907 | -0.092741 | 59.5716 | 78.0843
[6 empty] | 0.488 | 52.6514 | 0.089634 | 98.9 | 0.59891 | -0.093786 | 59.5848 | 78.0804
[6 empty] | 0.48496 | 52.6852 | 0.08957 | 99 | 0.59874 | -0.094831 | 59.5981 | 78.0763
[6 empty] | 0.48193 | 52.7191 | 0.089507 | 99.1 | 0.59858 | -0.095876 | 59.6114 | 78.072
[6 empty] | 0.4789 | 52.7529 | 0.089444 | 99.2 | 0.59841 | -0.096921 | 59.6246 | 78.0674
[6 empty] | 0.47587 | 52.7868 | 0.089381 | 99.3 | 0.59824 | -0.097965 | 59.6379 | 78.0626
[6 empty] | 0.47284 | 52.8207 | 0.089317 | 99.4 | 0.59807 | -0.099009 | 59.6511 | 78.0575
[6 empty] | 0.46981 | 52.8547 | 0.089254 | 99.5 | 0.59789 | -0.10005 | 59.6644 | 78.0522
[6 empty] | 0.46678 | 52.8886 | 0.089191 | 99.6 | 0.59772 | -0.1011 | 59.6777 | 78.0466
[6 empty] | 0.46375 | 52.9226 | 0.089129 | 99.7 | 0.59754 | -0.10214 | 59.6909 | 78.0408
[6 empty] | 0.46072 | 52.9566 | 0.089066 | 99.8 | 0.59736 | -0.10318 | 59.7042 | 78.0347
[6 empty] | 0.45769 | 52.9906 | 0.089003 | 99.9 | 0.59718 | -0.10422 | 59.7174 | 78.0284
[6 empty] | 0.45465 | 53.0247 | 0.08894 | 100 | 0.597 | -0.10527 | 59.7307 | 78.0218
[6 empty] | 0.45162 | 53.0588 | 0.088878 | 100.1 | 0.59681 | -0.10631 | 59.7439 | 78.015
[6 empty] | 0.44859 | 53.0929 | 0.088815 | 100.2 | 0.59662 | -0.10735 | 59.7572 | 78.0079
[6 empty] | 0.44556 | 53.127 | 0.088753 | 100.3 | 0.59644 | -0.10839 | 59.7704 | 78.0006
[6 empty] | 0.44253 | 53.1612 | 0.08869 | 100.4 | 0.59625 | -0.10943 | 59.7837 | 77.993
[6 empty] | 0.4395 | 53.1953 | 0.088628 | 100.5 | 0.59605 | -0.11047 | 59.7969 | 77.9851
[6 empty] | 0.43647 | 53.2295 | 0.088566 | 100.6 | 0.59586 | -0.11151 | 59.8101 | 77.9771
[6 empty] | 0.43344 | 53.2638 | 0.088504 | 100.7 | 0.59567 | -0.11255 | 59.8234 | 77.9687
[6 empty] | 0.43041 | 53.298 | 0.088442 | 100.8 | 0.59547 | -0.11359 | 59.8366 | 77.9602
[6 empty] | 0.42737 | 53.3323 | 0.08838 | 100.9 | 0.59527 | -0.11463 | 59.8499 | 77.9513
[6 empty] | 0.42434 | 53.3666 | 0.088318 | 101 | 0.59507 | -0.11567 | 59.8631 | 77.9422
[6 empty] | 0.42131 | 53.4009 | 0.088256 | 101.1 | 0.59486 | -0.11671 | 59.8763 | 77.9329
[6 empty] | 0.41828 | 53.4352 | 0.088194 | 101.2 | 0.59466 | -0.11775 | 59.8896 | 77.9233
[6 empty] | 0.41525 | 53.4696 | 0.088132 | 101.3 | 0.59445 | -0.11878 | 59.9028 | 77.9135
[6 empty] | 0.41222 | 53.504 | 0.088071 | 101.4 | 0.59425 | -0.11982 | 59.916 | 77.9034
[6 empty] | 0.40919 | 53.5384 | 0.088009 | 101.5 | 0.59404 | -0.12086 | 59.9293 | 77.8931
[6 empty] | 0.40616 | 53.5728 | 0.087948 | 101.6 | 0.59382 | -0.12189 | 59.9425 | 77.8825
[6 empty] | 0.40313 | 53.6073 | 0.087887 | 101.7 | 0.59361 | -0.12293 | 59.9557 | 77.8716
[6 empty] | 0.4001 | 53.6418 | 0.087825 | 101.8 | 0.59339 | -0.12397 | 59.9689 | 77.8605
[6 empty] | 0.39706 | 53.6763 | 0.087764 | 101.9 | 0.59318 | -0.125 | 59.9822 | 77.8492
[6 empty] | 0.39403 | 53.7108 | 0.087703 | 102 | 0.59296 | -0.12604 | 59.9954 | 77.8376
[6 empty] | 0.391 | 53.7454 | 0.087642 | 102.1 | 0.59274 | -0.12707 | 60.0086 | 77.8257
[6 empty] | 0.38797 | 53.78 | 0.087581 | 102.2 | 0.59251 | -0.12811 | 60.0218 | 77.8136
[6 empty] | 0.38494 | 53.8146 | 0.08752 | 102.3 | 0.59229 | -0.12914 | 60.035 | 77.8012
[6 empty] | 0.38191 | 53.8492 | 0.087459 | 102.4 | 0.59206 | -0.13017 | 60.0482 | 77.7886
[6 empty] | 0.37888 | 53.8839 | 0.087398 | 102.5 | 0.59184 | -0.13121 | 60.0614 | 77.7758
[6 empty] | 0.37585 | 53.9186 | 0.087338 | 102.6 | 0.59161 | -0.13224 | 60.0746 | 77.7627
[6 empty] | 0.37282 | 53.9533 | 0.087277 | 102.7 | 0.59137 | -0.13327 | 60.0878 | 77.7493
[6 empty] | 0.36979 | 53.988 | 0.087216 | 102.8 | 0.59114 | -0.1343 | 60.101 | 77.7357
[6 empty] | 0.36675 | 54.0228 | 0.087156 | 102.9 | 0.59091 | -0.13534 | 60.1142 | 77.7218
[6 empty] | 0.36372 | 54.0575 | 0.087095 | 103 | 0.59067 | -0.13637 | 60.1274 | 77.7076
[6 empty] | 0.36069 | 54.0923 | 0.087035 | 103.1 | 0.59043 | -0.1374 | 60.1406 | 77.6933
[6 empty] | 0.35766 | 54.1272 | 0.086975 | 103.2 | 0.59019 | -0.13843 | 60.1538 | 77.6786
[6 empty] | 0.35463 | 54.162 | 0.086915 | 103.3 | 0.58995 | -0.13946 | 60.167 | 77.6637
[6 empty] | 0.3516 | 54.1969 | 0.086855 | 103.4 | 0.5897 | -0.14049 | 60.1802 | 77.6486
[6 empty] | 0.34857 | 54.2318 | 0.086795 | 103.5 | 0.58946 | -0.14152 | 60.1934 | 77.6332
[6 empty] | 0.34554 | 54.2667 | 0.086735 | 103.6 | 0.58921 | -0.14254 | 60.2066 | 77.6175
[6 empty] | 0.34251 | 54.3016 | 0.086675 | 103.7 | 0.58896 | -0.14357 | 60.2197 | 77.6016
[6 empty] | 0.33947 | 54.3366 | 0.086615 | 103.8 | 0.58871 | -0.1446 | 60.2329 | 77.5854
[6 empty] | 0.33644 | 54.3716 | 0.086555 | 103.9 | 0.58845 | -0.14563 | 60.2461 | 77.569
[6 empty] | 0.33341 | 54.4066 | 0.086496 | 104 | 0.5882 | -0.14665 | 60.2593 | 77.5524
[6 empty] | 0.33038 | 54.4417 | 0.086436 | 104.1 | 0.58794 | -0.14768 | 60.2724 | 77.5354
[6 empty] | 0.32735 | 54.4767 | 0.086376 | 104.2 | 0.58768 | -0.14871 | 60.2856 | 77.5182
[6 empty] | 0.32432 | 54.5118 | 0.086317 | 104.3 | 0.58742 | -0.14973 | 60.2987 | 77.5008
[6 empty] | 0.32129 | 54.5469 | 0.086258 | 104.4 | 0.58716 | -0.15076 | 60.3119 | 77.4831
[6 empty] | 0.31826 | 54.5821 | 0.086198 | 104.5 | 0.5869 | -0.15178 | 60.3251 | 77.4652
[6 empty] | 0.31523 | 54.6172 | 0.086139 | 104.6 | 0.58663 | -0.15281 | 60.3382 | 77.447
[6 empty] | 0.3122 | 54.6524 | 0.08608 | 104.7 | 0.58636 | -0.15383 | 60.3514 | 77.4285
[6 empty] | 0.30916 | 54.6876 | 0.086021 | 104.8 | 0.58609 | -0.15485 | 60.3645 | 77.4098
[6 empty] | 0.30613 | 54.7229 | 0.085962 | 104.9 | 0.58582 | -0.15588 | 60.3776 | 77.3908
[6 empty] | 0.3031 | 54.7581 | 0.085903 | 105 | 0.58555 | -0.1569 | 60.3908 | 77.3716
[6 empty] | 0.30007 | 54.7934 | 0.085844 | 105.1 | 0.58527 | -0.15792 | 60.4039 | 77.3521
[6 empty] | 0.29704 | 54.8287 | 0.085785 | 105.2 | 0.585 | -0.15894 | 60.417 | 77.3324
[6 empty] | 0.29401 | 54.8641 | 0.085727 | 105.3 | 0.58472 | -0.15996 | 60.4302 | 77.3124
[6 empty] | 0.29098 | 54.8994 | 0.085668 | 105.4 | 0.58444 | -0.16098 | 60.4433 | 77.2921
[6 empty] | 0.28795 | 54.9348 | 0.08561 | 105.5 | 0.58416 | -0.162 | 60.4564 | 77.2716
[6 empty] | 0.28492 | 54.9702 | 0.085551 | 105.6 | 0.58387 | -0.16302 | 60.4695 | 77.2509
[6 empty] | 0.28189 | 55.0056 | 0.085493 | 105.7 | 0.58359 | -0.16404 | 60.4826 | 77.2298
[6 empty] | 0.27885 | 55.0411 | 0.085434 | 105.8 | 0.5833 | -0.16506 | 60.4958 | 77.2086
[6 empty] | 0.27582 | 55.0766 | 0.085376 | 105.9 | 0.58301 | -0.16608 | 60.5089 | 77.187
[6 empty] | 0.27279 | 55.1121 | 0.085318 | 106 | 0.58272 | -0.16709 | 60.522 | 77.1652
[6 empty] | 0.26976 | 55.1476 | 0.08526 | 106.1 | 0.58243 | -0.16811 | 60.5351 | 77.1432
[6 empty] | 0.26673 | 55.1832 | 0.085202 | 106.2 | 0.58214 | -0.16913 | 60.5482 | 77.1209
[6 empty] | 0.2637 | 55.2187 | 0.085144 | 106.3 | 0.58184 | -0.17014 | 60.5612 | 77.0983
[6 empty] | 0.26067 | 55.2543 | 0.085086 | 106.4 | 0.58154 | -0.17116 | 60.5743 | 77.0755
[6 empty] | 0.25764 | 55.2899 | 0.085028 | 106.5 | 0.58124 | -0.17217 | 60.5874 | 77.0525
[6 empty] | 0.25461 | 55.3256 | 0.08497 | 106.6 | 0.58094 | -0.17319 | 60.6005 | 77.0291
[6 empty] | 0.25158 | 55.3613 | 0.084913 | 106.7 | 0.58064 | -0.1742 | 60.6136 | 77.0055
[6 empty] | 0.24854 | 55.397 | 0.084855 | 106.8 | 0.58033 | -0.17521 | 60.6266 | 76.9817
[6 empty] | 0.24551 | 55.4327 | 0.084797 | 106.9 | 0.58003 | -0.17623 | 60.6397 | 76.9576
[6 empty] | 0.24248 | 55.4684 | 0.08474 | 107 | 0.57972 | -0.17724 | 60.6528 | 76.9332
[6 empty] | 0.23945 | 55.5042 | 0.084683 | 107.1 | 0.57941 | -0.17825 | 60.6658 | 76.9086
[6 empty] | 0.23642 | 55.54 | 0.084625 | 107.2 | 0.57909 | -0.17926 | 60.6789 | 76.8838
[6 empty] | 0.23339 | 55.5758 | 0.084568 | 107.3 | 0.57878 | -0.18027 | 60.6919 | 76.8586
[6 empty] | 0.23036 | 55.6116 | 0.084511 | 107.4 | 0.57847 | -0.18128 | 60.705 | 76.8332
[6 empty] | 0.22733 | 55.6475 | 0.084454 | 107.5 | 0.57815 | -0.18229 | 60.718 | 76.8076
[6 empty] | 0.2243 | 55.6834 | 0.084397 | 107.6 | 0.57783 | -0.1833 | 60.731 | 76.7817
[6 empty] | 0.22126 | 55.7193 | 0.08434 | 107.7 | 0.57751 | -0.18431 | 60.7441 | 76.7555
[6 empty] | 0.21823 | 55.7553 | 0.084283 | 107.8 | 0.57719 | -0.18531 | 60.7571 | 76.7291
[6 empty] | 0.2152 | 55.7912 | 0.084226 | 107.9 | 0.57686 | -0.18632 | 60.7701 | 76.7024
[6 empty] | 0.21217 | 55.8272 | 0.084169 | 108 | 0.57654 | -0.18733 | 60.7831 | 76.6755
[6 empty] | 0.20914 | 55.8632 | 0.084113 | 108.1 | 0.57621 | -0.18833 | 60.7962 | 76.6483
[6 empty] | 0.20611 | 55.8993 | 0.084056 | 108.2 | 0.57588 | -0.18934 | 60.8092 | 76.6208
[6 empty] | 0.20308 | 55.9353 | 0.084 | 108.3 | 0.57555 | -0.19034 | 60.8222 | 76.5931
[6 empty] | 0.20005 | 55.9714 | 0.083943 | 108.4 | 0.57521 | -0.19135 | 60.8352 | 76.5652
[6 empty] | 0.19702 | 56.0075 | 0.083887 | 108.5 | 0.57488 | -0.19235 | 60.8482 | 76.5369
[6 empty] | 0.19399 | 56.0436 | 0.08383 | 108.6 | 0.57454 | -0.19335 | 60.8611 | 76.5085
[6 empty] | 0.19095 | 56.0798 | 0.083774 | 108.7 | 0.5742 | -0.19436 | 60.8741 | 76.4797
[6 empty] | 0.18792 | 56.116 | 0.083718 | 108.8 | 0.57386 | -0.19536 | 60.8871 | 76.4507
[6 empty] | 0.18489 | 56.1522 | 0.083662 | 108.9 | 0.57352 | -0.19636 | 60.9001 | 76.4215
[6 empty] | 0.18186 | 56.1884 | 0.083606 | 109 | 0.57318 | -0.19736 | 60.9131 | 76.3919
[6 empty] | 0.17883 | 56.2247 | 0.08355 | 109.1 | 0.57283 | -0.19836 | 60.926 | 76.3622
[6 empty] | 0.1758 | 56.2609 | 0.083494 | 109.2 | 0.57249 | -0.19936 | 60.939 | 76.3321
[6 empty] | 0.17277 | 56.2972 | 0.083438 | 109.3 | 0.57214 | -0.20036 | 60.9519 | 76.3018
[6 empty] | 0.16974 | 56.3336 | 0.083382 | 109.4 | 0.57179 | -0.20136 | 60.9649 | 76.2713
[6 empty] | 0.16671 | 56.3699 | 0.083327 | 109.5 | 0.57143 | -0.20236 | 60.9778 | 76.2405
[6 empty] | 0.16368 | 56.4063 | 0.083271 | 109.6 | 0.57108 | -0.20335 | 60.9907 | 76.2094
[6 empty] | 0.16064 | 56.4427 | 0.083216 | 109.7 | 0.57072 | -0.20435 | 61.0037 | 76.1781
[6 empty] | 0.15761 | 56.4791 | 0.08316 | 109.8 | 0.57037 | -0.20534 | 61.0166 | 76.1465
[6 empty] | 0.15458 | 56.5156 | 0.083105 | 109.9 | 0.57001 | -0.20634 | 61.0295 | 76.1146
[6 empty] | 0.15155 | 56.552 | 0.083049 | 110 | 0.56965 | -0.20733 | 61.0424 | 76.0825
[6 empty] | 0.14852 | 56.5885 | 0.082994 | 110.1 | 0.56928 | -0.20833 | 61.0554 | 76.0501
[6 empty] | 0.14549 | 56.6251 | 0.082939 | 110.2 | 0.56892 | -0.20932 | 61.0683 | 76.0175
[6 empty] | 0.14246 | 56.6616 | 0.082884 | 110.3 | 0.56855 | -0.21031 | 61.0812 | 75.9846
[6 empty] | 0.13943 | 56.6982 | 0.082829 | 110.4 | 0.56819 | -0.21131 | 61.094 | 75.9515
[6 empty] | 0.1364 | 56.7348 | 0.082774 | 110.5 | 0.56782 | -0.2123 | 61.1069 | 75.9181
[6 empty] | 0.13337 | 56.7714 | 0.082719 | 110.6 | 0.56744 | -0.21329 | 61.1198 | 75.8844
[6 empty] | 0.13033 | 56.808 | 0.082664 | 110.7 | 0.56707 | -0.21428 | 61.1327 | 75.8505
[6 empty] | 0.1273 | 56.8447 | 0.082609 | 110.8 | 0.5667 | -0.21527 | 61.1456 | 75.8163
[6 empty] | 0.12427 | 56.8814 | 0.082555 | 110.9 | 0.56632 | -0.21626 | 61.1584 | 75.7819
[6 empty] | 0.12124 | 56.9181 | 0.0825 | 111 | 0.56594 | -0.21724 | 61.1713 | 75.7472
[6 empty] | 0.11821 | 56.9548 | 0.082445 | 111.1 | 0.56556 | -0.21823 | 61.1841 | 75.7122
[6 empty] | 0.11518 | 56.9916 | 0.082391 | 111.2 | 0.56518 | -0.21922 | 61.197 | 75.677
[6 empty] | 0.11215 | 57.0284 | 0.082337 | 111.3 | 0.5648 | -0.2202 | 61.2098 | 75.6415
[6 empty] | 0.10912 | 57.0652 | 0.082282 | 111.4 | 0.56441 | -0.22119 | 61.2226 | 75.6058
[6 empty] | 0.10609 | 57.102 | 0.082228 | 111.5 | 0.56402 | -0.22218 | 61.2355 | 75.5698
[6 empty] | 0.10305 | 57.1389 | 0.082174 | 111.6 | 0.56364 | -0.22316 | 61.2483 | 75.5335
[6 empty] | 0.10002 | 57.1758 | 0.08212 | 111.7 | 0.56325 | -0.22414 | 61.2611 | 75.497
[6 empty] | 0.096993 | 57.2127 | 0.082065 | 111.8 | 0.56285 | -0.22513 | 61.2739 | 75.4602
[6 empty] | 0.093962 | 57.2496 | 0.082011 | 111.9 | 0.56246 | -0.22611 | 61.2867 | 75.4232
[6 empty] | 0.090931 | 57.2866 | 0.081958 | 112 | 0.56206 | -0.22709 | 61.2995 | 75.3859
[6 empty] | 0.0879 | 57.3236 | 0.081904 | 112.1 | 0.56167 | -0.22807 | 61.3123 | 75.3483
[6 empty] | 0.084869 | 57.3606 | 0.08185 | 112.2 | 0.56127 | -0.22905 | 61.3251 | 75.3105
[6 empty] | 0.081838 | 57.3976 | 0.081796 | 112.3 | 0.56087 | -0.23003 | 61.3378 | 75.2724
[6 empty] | 0.078807 | 57.4347 | 0.081743 | 112.4 | 0.56046 | -0.23101 | 61.3506 | 75.2341
[6 empty] | 0.075776 | 57.4717 | 0.081689 | 112.5 | 0.56006 | -0.23198 | 61.3634 | 75.1955
[6 empty] | 0.072745 | 57.5089 | 0.081635 | 112.6 | 0.55965 | -0.23296 | 61.3761 | 75.1566
[6 empty] | 0.069714 | 57.546 | 0.081582 | 112.7 | 0.55925 | -0.23394 | 61.3889 | 75.1175
[6 empty] | 0.066683 | 57.5831 | 0.081529 | 112.8 | 0.55884 | -0.23491 | 61.4016 | 75.0781
[6 empty] | 0.063652 | 57.6203 | 0.081475 | 112.9 | 0.55843 | -0.23589 | 61.4144 | 75.0385
[6 empty] | 0.060621 | 57.6575 | 0.081422 | 113 | 0.55801 | -0.23686 | 61.4271 | 74.9986
[6 empty] | 0.05759 | 57.6947 | 0.081369 | 113.1 | 0.5576 | -0.23784 | 61.4398 | 74.9584
[6 empty] | 0.054558 | 57.732 | 0.081316 | 113.2 | 0.55718 | -0.23881 | 61.4525 | 74.918
[6 empty] | 0.051527 | 57.7693 | 0.081263 | 113.3 | 0.55677 | -0.23978 | 61.4652 | 74.8773
[6 empty] | 0.048496 | 57.8066 | 0.08121 | 113.4 | 0.55635 | -0.24075 | 61.4779 | 74.8364
[6 empty] | 0.045465 | 57.8439 | 0.081157 | 113.5 | 0.55593 | -0.24172 | 61.4906 | 74.7952
[6 empty] | 0.042434 | 57.8812 | 0.081104 | 113.6 | 0.5555 | -0.24269 | 61.5033 | 74.7537
[6 empty] | 0.039403 | 57.9186 | 0.081051 | 113.7 | 0.55508 | -0.24366 | 61.516 | 74.712
[6 empty] | 0.036372 | 57.956 | 0.080998 | 113.8 | 0.55465 | -0.24463 | 61.5286 | 74.67
[6 empty] | 0.033341 | 57.9934 | 0.080946 | 113.9 | 0.55423 | -0.2456 | 61.5413 | 74.6278
[6 empty] | 0.03031 | 58.0309 | 0.080893 | 114 | 0.5538 | -0.24657 | 61.554 | 74.5853
[6 empty] | 0.027279 | 58.0683 | 0.080841 | 114.1 | 0.55336 | -0.24753 | 61.5666 | 74.5426
[6 empty] | 0.024248 | 58.1058 | 0.080788 | 114.2 | 0.55293 | -0.2485 | 61.5793 | 74.4995
[6 empty] | 0.021217 | 58.1434 | 0.080736 | 114.3 | 0.5525 | -0.24946 | 61.5919 | 74.4563
[6 empty] | 0.018186 | 58.1809 | 0.080684 | 114.4 | 0.55206 | -0.25043 | 61.6045 | 74.4127
[6 empty] | 0.015155 | 58.2185 | 0.080631 | 114.5 | 0.55162 | -0.25139 | 61.6171 | 74.3689
[6 empty] | 0.012124 | 58.2561 | 0.080579 | 114.6 | 0.55118 | -0.25235 | 61.6298 | 74.3249
[6 empty] | 0.0090931 | 58.2937 | 0.080527 | 114.7 | 0.55074 | -0.25331 | 61.6424 | 74.2806
[6 empty] | 0.0060621 | 58.3313 | 0.080475 | 114.8 | 0.5503 | -0.25427 | 61.655 | 74.236
[6 empty] | 0.003031 | 58.369 | 0.080423 | 114.9 | 0.54985 | -0.25523 | 61.6675 | 74.1911
[6 empty] | -2.7782e-15 | 58.4067 | 0.080371 | 115 | 0.54941 | -0.25619 | 61.6801 | 74.146
[6 empty] | -0.003031 | 58.4444 | 0.080319 | 115.1 | 0.54896 | -0.25715 | 61.6927 | 74.1007
[6 empty] | -0.0060621 | 58.4821 | 0.080268 | 115.2 | 0.54851 | -0.25811 | 61.7053 | 74.0551
[6 empty] | -0.0090931 | 58.5199 | 0.080216 | 115.3 | 0.54806 | -0.25907 | 61.7178 | 74.0092
[6 empty] | -0.012124 | 58.5577 | 0.080164 | 115.4 | 0.54761 | -0.26002 | 61.7304 | 73.9631
[6 empty] | -0.015155 | 58.5955 | 0.080113 | 115.5 | 0.54715 | -0.26098 | 61.7429 | 73.9167
[6 empty] | -0.018186 | 58.6333 | 0.080061 | 115.6 | 0.5467 | -0.26193 | 61.7554 | 73.87
[6 empty] | -0.021217 | 58.6712 | 0.08001 | 115.7 | 0.54624 | -0.26289 | 61.768 | 73.8231
[6 empty] | -0.024248 | 58.709 | 0.079959 | 115.8 | 0.54578 | -0.26384 | 61.7805 | 73.7759
[6 empty] | -0.027279 | 58.747 | 0.079907 | 115.9 | 0.54532 | -0.26479 | 61.793 | 73.7285
[6 empty] | -0.03031 | 58.7849 | 0.079856 | 116 | 0.54485 | -0.26574 | 61.8055 | 73.6808
[6 empty] | -0.033341 | 58.8228 | 0.079805 | 116.1 | 0.54439 | -0.26669 | 61.818 | 73.6328
[6 empty] | -0.036372 | 58.8608 | 0.079754 | 116.2 | 0.54392 | -0.26764 | 61.8305 | 73.5846
[6 empty] | -0.039403 | 58.8988 | 0.079703 | 116.3 | 0.54345 | -0.26859 | 61.8429 | 73.5362
[6 empty] | -0.042434 | 58.9369 | 0.079652 | 116.4 | 0.54299 | -0.26954 | 61.8554 | 73.4874
[6 empty] | -0.045465 | 58.9749 | 0.079601 | 116.5 | 0.54251 | -0.27049 | 61.8679 | 73.4384
[6 empty] | -0.048496 | 59.013 | 0.07955 | 116.6 | 0.54204 | -0.27143 | 61.8803 | 73.3892
[6 empty] | -0.051527 | 59.0511 | 0.079499 | 116.7 | 0.54157 | -0.27238 | 61.8928 | 73.3397
[6 empty] | -0.054558 | 59.0892 | 0.079449 | 116.8 | 0.54109 | -0.27332 | 61.9052 | 73.2899
[6 empty] | -0.05759 | 59.1274 | 0.079398 | 116.9 | 0.54061 | -0.27427 | 61.9176 | 73.2399
[6 empty] | -0.060621 | 59.1655 | 0.079347 | 117 | 0.54013 | -0.27521 | 61.93 | 73.1896
[6 empty] | -0.063652 | 59.2037 | 0.079297 | 117.1 | 0.53965 | -0.27615 | 61.9424 | 73.139
[6 empty] | -0.066683 | 59.242 | 0.079246 | 117.2 | 0.53917 | -0.2771 | 61.9548 | 73.0882
[6 empty] | -0.069714 | 59.2802 | 0.079196 | 117.3 | 0.53868 | -0.27804 | 61.9672 | 73.0372
[6 empty] | -0.072745 | 59.3185 | 0.079146 | 117.4 | 0.5382 | -0.27898 | 61.9796 | 72.9858
[6 empty] | -0.075776 | 59.3568 | 0.079095 | 117.5 | 0.53771 | -0.27991 | 61.992 | 72.9343
[6 empty] | -0.078807 | 59.3951 | 0.079045 | 117.6 | 0.53722 | -0.28085 | 62.0043 | 72.8824
[6 empty] | -0.081838 | 59.4334 | 0.078995 | 117.7 | 0.53673 | -0.28179 | 62.0167 | 72.8303
[6 empty] | -0.084869 | 59.4718 | 0.078945 | 117.8 | 0.53624 | -0.28273 | 62.029 | 72.7779
[6 empty] | -0.0879 | 59.5102 | 0.078895 | 117.9 | 0.53574 | -0.28366 | 62.0414 | 72.7253
[6 empty] | -0.090931 | 59.5486 | 0.078845 | 118 | 0.53525 | -0.2846 | 62.0537 | 72.6724
[6 empty] | -0.093962 | 59.5871 | 0.078795 | 118.1 | 0.53475 | -0.28553 | 62.066 | 72.6193
[6 empty] | -0.096993 | 59.6255 | 0.078746 | 118.2 | 0.53425 | -0.28646 | 62.0783 | 72.5659
[6 empty] | -0.10002 | 59.664 | 0.078696 | 118.3 | 0.53375 | -0.28739 | 62.0906 | 72.5122
[6 empty] | -0.10305 | 59.7025 | 0.078646 | 118.4 | 0.53325 | -0.28833 | 62.1029 | 72.4583
[6 empty] | -0.10609 | 59.7411 | 0.078597 | 118.5 | 0.53274 | -0.28926 | 62.1152 | 72.4042
[6 empty] | -0.10912 | 59.7796 | 0.078547 | 118.6 | 0.53224 | -0.29019 | 62.1275 | 72.3497
[6 empty] | -0.11215 | 59.8182 | 0.078498 | 118.7 | 0.53173 | -0.29111 | 62.1397 | 72.295
[6 empty] | -0.11518 | 59.8569 | 0.078448 | 118.8 | 0.53122 | -0.29204 | 62.152 | 72.2401
[6 empty] | -0.11821 | 59.8955 | 0.078399 | 118.9 | 0.53071 | -0.29297 | 62.1642 | 72.1849
[6 empty] | -0.12124 | 59.9342 | 0.07835 | 119 | 0.5302 | -0.29389 | 62.1765 | 72.1294
[6 empty] | -0.12427 | 59.9728 | 0.0783 | 119.1 | 0.52969 | -0.29482 | 62.1887 | 72.0737
[6 empty] | -0.1273 | 60.0115 | 0.078251 | 119.2 | 0.52917 | -0.29574 | 62.2009 | 72.0177
[6 empty] | -0.13033 | 60.0503 | 0.078202 | 119.3 | 0.52865 | -0.29667 | 62.2131 | 71.9615
[6 empty] | -0.13337 | 60.089 | 0.078153 | 119.4 | 0.52813 | -0.29759 | 62.2253 | 71.905
[6 empty] | -0.1364 | 60.1278 | 0.078104 | 119.5 | 0.52761 | -0.29851 | 62.2375 | 71.8482
[6 empty] | -0.13943 | 60.1666 | 0.078055 | 119.6 | 0.52709 | -0.29943 | 62.2497 | 71.7912
[6 empty] | -0.14246 | 60.2055 | 0.078007 | 119.7 | 0.52657 | -0.30035 | 62.2618 | 71.7339
[6 empty] | -0.14549 | 60.2443 | 0.077958 | 119.8 | 0.52604 | -0.30127 | 62.274 | 71.6764
[6 empty] | -0.14852 | 60.2832 | 0.077909 | 119.9 | 0.52552 | -0.30219 | 62.2861 | 71.6186
[6 empty] | -0.15155 | 60.3221 | 0.077861 | 120 | 0.52499 | -0.3031 | 62.2983 | 71.5606
[6 empty] | -0.15458 | 60.361 | 0.077812 | 120.1 | 0.52446 | -0.30402 | 62.3104 | 71.5023
[6 empty] | -0.15761 | 60.4 | 0.077763 | 120.2 | 0.52393 | -0.30493 | 62.3225 | 71.4437
[6 empty] | -0.16064 | 60.439 | 0.077715 | 120.3 | 0.5234 | -0.30585 | 62.3346 | 71.3849
[6 empty] | -0.16368 | 60.478 | 0.077667 | 120.4 | 0.52286 | -0.30676 | 62.3467 | 71.3258
[6 empty] | -0.16671 | 60.517 | 0.077618 | 120.5 | 0.52232 | -0.30767 | 62.3588 | 71.2665
[6 empty] | -0.16974 | 60.556 | 0.07757 | 120.6 | 0.52179 | -0.30858 | 62.3709 | 71.2069
[6 empty] | -0.17277 | 60.5951 | 0.077522 | 120.7 | 0.52125 | -0.30949 | 62.3829 | 71.147
[6 empty] | -0.1758 | 60.6342 | 0.077474 | 120.8 | 0.52071 | -0.3104 | 62.395 | 71.0869
[6 empty] | -0.17883 | 60.6733 | 0.077426 | 120.9 | 0.52016 | -0.31131 | 62.407 | 71.0266
[6 empty] | -0.18186 | 60.7125 | 0.077378 | 121 | 0.51962 | -0.31222 | 62.4191 | 70.9659
[6 empty] | -0.18489 | 60.7517 | 0.07733 | 121.1 | 0.51907 | -0.31313 | 62.4311 | 70.9051
[6 empty] | -0.18792 | 60.7909 | 0.077282 | 121.2 | 0.51853 | -0.31403 | 62.4431 | 70.8439
[6 empty] | -0.19095 | 60.8301 | 0.077234 | 121.3 | 0.51798 | -0.31494 | 62.4551 | 70.7826
[6 empty] | -0.19399 | 60.8693 | 0.077186 | 121.4 | 0.51743 | -0.31584 | 62.4671 | 70.7209
[6 empty] | -0.19702 | 60.9086 | 0.077139 | 121.5 | 0.51688 | -0.31674 | 62.4791 | 70.659
[6 empty] | -0.20005 | 60.9479 | 0.077091 | 121.6 | 0.51632 | -0.31764 | 62.4911 | 70.5969
[6 empty] | -0.20308 | 60.9872 | 0.077044 | 121.7 | 0.51577 | -0.31854 | 62.503 | 70.5344
[6 empty] | -0.20611 | 61.0265 | 0.076996 | 121.8 | 0.51521 | -0.31944 | 62.515 | 70.4718
[6 empty] | -0.20914 | 61.0659 | 0.076949 | 121.9 | 0.51465 | -0.32034 | 62.5269 | 70.4088
[6 empty] | -0.21217 | 61.1053 | 0.076901 | 122 | 0.51409 | -0.32124 | 62.5388 | 70.3457
[6 empty] | -0.2152 | 61.1447 | 0.076854 | 122.1 | 0.51353 | -0.32214 | 62.5507 | 70.2822
[6 empty] | -0.21823 | 61.1841 | 0.076807 | 122.2 | 0.51297 | -0.32303 | 62.5627 | 70.2185
[6 empty] | -0.22126 | 61.2236 | 0.07676 | 122.3 | 0.5124 | -0.32393 | 62.5746 | 70.1546
[6 empty] | -0.2243 | 61.2631 | 0.076712 | 122.4 | 0.51184 | -0.32482 | 62.5864 | 70.0904
[6 empty] | -0.22733 | 61.3026 | 0.076665 | 122.5 | 0.51127 | -0.32571 | 62.5983 | 70.0259
[6 empty] | -0.23036 | 61.3421 | 0.076618 | 122.6 | 0.5107 | -0.32661 | 62.6102 | 69.9612
[6 empty] | -0.23339 | 61.3817 | 0.076572 | 122.7 | 0.51013 | -0.3275 | 62.622 | 69.8962
[6 empty] | -0.23642 | 61.4213 | 0.076525 | 122.8 | 0.50956 | -0.32839 | 62.6339 | 69.831
[6 empty] | -0.23945 | 61.4609 | 0.076478 | 122.9 | 0.50898 | -0.32928 | 62.6457 | 69.7655
[6 empty] | -0.24248 | 61.5005 | 0.076431 | 123 | 0.50841 | -0.33016 | 62.6575 | 69.6998
[6 empty] | -0.24551 | 61.5402 | 0.076384 | 123.1 | 0.50783 | -0.33105 | 62.6693 | 69.6338
[6 empty] | -0.24854 | 61.5799 | 0.076338 | 123.2 | 0.50725 | -0.33194 | 62.6811 | 69.5676
[6 empty] | -0.25158 | 61.6196 | 0.076291 | 123.3 | 0.50667 | -0.33282 | 62.6929 | 69.5011
[6 empty] | -0.25461 | 61.6593 | 0.076245 | 123.4 | 0.50609 | -0.3337 | 62.7047 | 69.4343
[6 empty] | -0.25764 | 61.6991 | 0.076198 | 123.5 | 0.50551 | -0.33459 | 62.7164 | 69.3673
[6 empty] | -0.26067 | 61.7388 | 0.076152 | 123.6 | 0.50492 | -0.33547 | 62.7282 | 69.3001
[6 empty] | -0.2637 | 61.7786 | 0.076106 | 123.7 | 0.50434 | -0.33635 | 62.7399 | 69.2325
[6 empty] | -0.26673 | 61.8185 | 0.076059 | 123.8 | 0.50375 | -0.33723 | 62.7516 | 69.1648
[6 empty] | -0.26976 | 61.8583 | 0.076013 | 123.9 | 0.50316 | -0.33811 | 62.7633 | 69.0968
[6 empty] | -0.27279 | 61.8982 | 0.075967 | 124 | 0.50257 | -0.33899 | 62.775 | 69.0285
[6 empty] | -0.27582 | 61.9381 | 0.075921 | 124.1 | 0.50197 | -0.33986 | 62.7867 | 68.9599
[6 empty] | -0.27885 | 61.978 | 0.075875 | 124.2 | 0.50138 | -0.34074 | 62.7984 | 68.8912
[6 empty] | -0.28189 | 62.018 | 0.075829 | 124.3 | 0.50079 | -0.34161 | 62.8101 | 68.8221
[6 empty] | -0.28492 | 62.0579 | 0.075783 | 124.4 | 0.50019 | -0.34249 | 62.8217 | 68.7528
[6 empty] | -0.28795 | 62.0979 | 0.075737 | 124.5 | 0.49959 | -0.34336 | 62.8334 | 68.6833
[6 empty] | -0.29098 | 62.138 | 0.075692 | 124.6 | 0.49899 | -0.34423 | 62.845 | 68.6135
[6 empty] | -0.29401 | 62.178 | 0.075646 | 124.7 | 0.49839 | -0.3451 | 62.8566 | 68.5435
[6 empty] | -0.29704 | 62.2181 | 0.0756 | 124.8 | 0.49779 | -0.34597 | 62.8682 | 68.4732
[6 empty] | -0.30007 | 62.2582 | 0.075555 | 124.9 | 0.49718 | -0.34684 | 62.8798 | 68.4026
[6 empty] | -0.3031 | 62.2983 | 0.075509 | 125 | 0.49657 | -0.34771 | 62.8914 | 68.3318
[6 empty] | -0.30613 | 62.3384 | 0.075464 | 125.1 | 0.49597 | -0.34857 | 62.903 | 68.2607
[6 empty] | -0.30916 | 62.3786 | 0.075418 | 125.2 | 0.49536 | -0.34944 | 62.9145 | 68.1894
[6 empty] | -0.3122 | 62.4188 | 0.075373 | 125.3 | 0.49475 | -0.3503 | 62.9261 | 68.1179
[6 empty] | -0.31523 | 62.459 | 0.075328 | 125.4 | 0.49413 | -0.35116 | 62.9376 | 68.0461
[6 empty] | -0.31826 | 62.4992 | 0.075282 | 125.5 | 0.49352 | -0.35203 | 62.9491 | 67.974
[6 empty] | -0.32129 | 62.5395 | 0.075237 | 125.6 | 0.49291 | -0.35289 | 62.9606 | 67.9017
[6 empty] | -0.32432 | 62.5798 | 0.075192 | 125.7 | 0.49229 | -0.35375 | 62.9721 | 67.8291
[6 empty] | -0.32735 | 62.6201 | 0.075147 | 125.8 | 0.49167 | -0.3546 | 62.9836 | 67.7563
[6 empty] | -0.33038 | 62.6604 | 0.075102 | 125.9 | 0.49105 | -0.35546 | 62.9951 | 67.6832
[6 empty] | -0.33341 | 62.7008 | 0.075057 | 126 | 0.49043 | -0.35632 | 63.0065 | 67.6099
[6 empty] | -0.33644 | 62.7412 | 0.075012 | 126.1 | 0.48981 | -0.35717 | 63.018 | 67.5363
[6 empty] | -0.33947 | 62.7816 | 0.074968 | 126.2 | 0.48918 | -0.35803 | 63.0294 | 67.4625
[6 empty] | -0.34251 | 62.822 | 0.074923 | 126.3 | 0.48856 | -0.35888 | 63.0408 | 67.3885
[6 empty] | -0.34554 | 62.8624 | 0.074878 | 126.4 | 0.48793 | -0.35973 | 63.0523 | 67.3141
[6 empty] | -0.34857 | 62.9029 | 0.074834 | 126.5 | 0.4873 | -0.36058 | 63.0636 | 67.2396
[6 empty] | -0.3516 | 62.9434 | 0.074789 | 126.6 | 0.48667 | -0.36143 | 63.075 | 67.1647
[6 empty] | -0.35463 | 62.984 | 0.074744 | 126.7 | 0.48604 | -0.36228 | 63.0864 | 67.0897
[6 empty] | -0.35766 | 63.0245 | 0.0747 | 126.8 | 0.48541 | -0.36313 | 63.0978 | 67.0144
[6 empty] | -0.36069 | 63.0651 | 0.074656 | 126.9 | 0.48477 | -0.36398 | 63.1091 | 66.9388
[6 empty] | -0.36372 | 63.1057 | 0.074611 | 127 | 0.48414 | -0.36482 | 63.1204 | 66.863
[6 empty] | -0.36675 | 63.1463 | 0.074567 | 127.1 | 0.4835 | -0.36567 | 63.1318 | 66.7869
[6 empty] | -0.36979 | 63.187 | 0.074523 | 127.2 | 0.48286 | -0.36651 | 63.1431 | 66.7106
[6 empty] | -0.37282 | 63.2276 | 0.074479 | 127.3 | 0.48222 | -0.36735 | 63.1543 | 66.634
[6 empty] | -0.37585 | 63.2683 | 0.074435 | 127.4 | 0.48158 | -0.36819 | 63.1656 | 66.5572
[6 empty] | -0.37888 | 63.3091 | 0.074391 | 127.5 | 0.48094 | -0.36903 | 63.1769 | 66.4801
[6 empty] | -0.38191 | 63.3498 | 0.074347 | 127.6 | 0.48029 | -0.36987 | 63.1881 | 66.4028
[6 empty] | -0.38494 | 63.3906 | 0.074303 | 127.7 | 0.47964 | -0.37071 | 63.1994 | 66.3253
[6 empty] | -0.38797 | 63.4314 | 0.074259 | 127.8 | 0.479 | -0.37155 | 63.2106 | 66.2475
[6 empty] | -0.391 | 63.4722 | 0.074215 | 127.9 | 0.47835 | -0.37238 | 63.2218 | 66.1694
[6 empty] | -0.39403 | 63.513 | 0.074171 | 128 | 0.4777 | -0.37322 | 63.233 | 66.0911
[6 empty] | -0.39706 | 63.5539 | 0.074128 | 128.1 | 0.47704 | -0.37405 | 63.2442 | 66.0126
[6 empty] | -0.4001 | 63.5948 | 0.074084 | 128.2 | 0.47639 | -0.37488 | 63.2554 | 65.9338
[6 empty] | -0.40313 | 63.6357 | 0.074041 | 128.3 | 0.47574 | -0.37571 | 63.2665 | 65.8547
[6 empty] | -0.40616 | 63.6766 | 0.073997 | 128.4 | 0.47508 | -0.37654 | 63.2777 | 65.7754
[6 empty] | -0.40919 | 63.7176 | 0.073954 | 128.5 | 0.47442 | -0.37737 | 63.2888 | 65.6959
[6 empty] | -0.41222 | 63.7586 | 0.07391 | 128.6 | 0.47376 | -0.3782 | 63.2999 | 65.6161
[6 empty] | -0.41525 | 63.7996 | 0.073867 | 128.7 | 0.4731 | -0.37903 | 63.311 | 65.5361
[6 empty] | -0.41828 | 63.8406 | 0.073824 | 128.8 | 0.47244 | -0.37985 | 63.3221 | 65.4558
[6 empty] | -0.42131 | 63.8817 | 0.07378 | 128.9 | 0.47178 | -0.38067 | 63.3332 | 65.3753
[6 empty] | -0.42434 | 63.9227 | 0.073737 | 129 | 0.47111 | -0.3815 | 63.3443 | 65.2945
[6 empty] | -0.42737 | 63.9639 | 0.073694 | 129.1 | 0.47044 | -0.38232 | 63.3553 | 65.2135
[6 empty] | -0.43041 | 64.005 | 0.073651 | 129.2 | 0.46978 | -0.38314 | 63.3663 | 65.1323
[6 empty] | -0.43344 | 64.0461 | 0.073608 | 129.3 | 0.46911 | -0.38396 | 63.3774 | 65.0508
[6 empty] | -0.43647 | 64.0873 | 0.073565 | 129.4 | 0.46844 | -0.38478 | 63.3884 | 64.969
[6 empty] | -0.4395 | 64.1285 | 0.073522 | 129.5 | 0.46776 | -0.38559 | 63.3994 | 64.887
[6 empty] | -0.44253 | 64.1697 | 0.07348 | 129.6 | 0.46709 | -0.38641 | 63.4103 | 64.8048
[6 empty] | -0.44556 | 64.211 | 0.073437 | 129.7 | 0.46641 | -0.38722 | 63.4213 | 64.7223
[6 empty] | -0.44859 | 64.2523 | 0.073394 | 129.8 | 0.46574 | -0.38804 | 63.4323 | 64.6396
[6 empty] | -0.45162 | 64.2936 | 0.073352 | 129.9 | 0.46506 | -0.38885 | 63.4432 | 64.5566
[6 empty] | -0.45465 | 64.3349 | 0.073309 | 130 | 0.46438 | -0.38966 | 63.4541 | 64.4734
[6 empty] | -0.45769 | 64.3762 | 0.073266 | 130.1 | 0.4637 | -0.39047 | 63.465 | 64.39
[6 empty] | -0.46072 | 64.4176 | 0.073224 | 130.2 | 0.46302 | -0.39128 | 63.4759 | 64.3063
[6 empty] | -0.46375 | 64.459 | 0.073182 | 130.3 | 0.46233 | -0.39209 | 63.4868 | 64.2223
[6 empty] | -0.46678 | 64.5004 | 0.073139 | 130.4 | 0.46165 | -0.39289 | 63.4977 | 64.1382
[6 empty] | -0.46981 | 64.5419 | 0.073097 | 130.5 | 0.46096 | -0.3937 | 63.5085 | 64.0537
[6 empty] | -0.47284 | 64.5833 | 0.073055 | 130.6 | 0.46027 | -0.3945 | 63.5193 | 63.9691
[6 empty] | -0.47587 | 64.6248 | 0.073013 | 130.7 | 0.45959 | -0.39531 | 63.5302 | 63.8842
[6 empty] | -0.4789 | 64.6663 | 0.07297 | 130.8 | 0.45889 | -0.39611 | 63.541 | 63.799
[6 empty] | -0.48193 | 64.7079 | 0.072928 | 130.9 | 0.4582 | -0.39691 | 63.5518 | 63.7136
[6 empty] | -0.48496 | 64.7494 | 0.072886 | 131 | 0.45751 | -0.39771 | 63.5625 | 63.628
[6 empty] | -0.488 | 64.791 | 0.072844 | 131.1 | 0.45681 | -0.3985 | 63.5733 | 63.5421
[6 empty] | -0.49103 | 64.8326 | 0.072803 | 131.2 | 0.45612 | -0.3993 | 63.584 | 63.456
[6 empty] | -0.49406 | 64.8743 | 0.072761 | 131.3 | 0.45542 | -0.4001 | 63.5948 | 63.3696
[6 empty] | -0.49709 | 64.9159 | 0.072719 | 131.4 | 0.45472 | -0.40089 | 63.6055 | 63.283
[6 empty] | -0.50012 | 64.9576 | 0.072677 | 131.5 | 0.45402 | -0.40168 | 63.6162 | 63.1962
[6 empty] | -0.50315 | 64.9993 | 0.072636 | 131.6 | 0.45332 | -0.40248 | 63.6269 | 63.1091
[6 empty] | -0.50618 | 65.041 | 0.072594 | 131.7 | 0.45262 | -0.40327 | 63.6376 | 63.0218
[6 empty] | -0.50921 | 65.0828 | 0.072552 | 131.8 | 0.45191 | -0.40406 | 63.6482 | 62.9343
[6 empty] | -0.51224 | 65.1246 | 0.072511 | 131.9 | 0.45121 | -0.40484 | 63.6589 | 62.8465
[6 empty] | -0.51527 | 65.1664 | 0.072469 | 132 | 0.4505 | -0.40563 | 63.6695 | 62.7584
[6 empty] | -0.51831 | 65.2082 | 0.072428 | 132.1 | 0.44979 | -0.40642 | 63.6801 | 62.6701
[6 empty] | -0.52134 | 65.25 | 0.072387 | 132.2 | 0.44908 | -0.4072 | 63.6907 | 62.5816
[6 empty] | -0.52437 | 65.2919 | 0.072345 | 132.3 | 0.44837 | -0.40798 | 63.7013 | 62.4929
[6 empty] | -0.5274 | 65.3338 | 0.072304 | 132.4 | 0.44766 | -0.40877 | 63.7119 | 62.4039
[6 empty] | -0.53043 | 65.3757 | 0.072263 | 132.5 | 0.44694 | -0.40955 | 63.7224 | 62.3147
[6 empty] | -0.53346 | 65.4177 | 0.072222 | 132.6 | 0.44623 | -0.41033 | 63.733 | 62.2252
[6 empty] | -0.53649 | 65.4596 | 0.072181 | 132.7 | 0.44551 | -0.4111 | 63.7435 | 62.1355
[6 empty] | -0.53952 | 65.5016 | 0.07214 | 132.8 | 0.44479 | -0.41188 | 63.754 | 62.0455
[6 empty] | -0.54255 | 65.5436 | 0.072099 | 132.9 | 0.44407 | -0.41266 | 63.7645 | 61.9554
[6 empty] | -0.54558 | 65.5857 | 0.072058 | 133 | 0.44335 | -0.41343 | 63.775 | 61.865
[6 empty] | -0.54862 | 65.6277 | 0.072017 | 133.1 | 0.44263 | -0.4142 | 63.7854 | 61.7743
[6 empty] | -0.55165 | 65.6698 | 0.071977 | 133.2 | 0.4419 | -0.41498 | 63.7959 | 61.6834
[6 empty] | -0.55468 | 65.7119 | 0.071936 | 133.3 | 0.44118 | -0.41575 | 63.8063 | 61.5923
[6 empty] | -0.55771 | 65.7541 | 0.071895 | 133.4 | 0.44045 | -0.41652 | 63.8167 | 61.5009
[6 empty] | -0.56074 | 65.7962 | 0.071855 | 133.5 | 0.43973 | -0.41728 | 63.8271 | 61.4093
[6 empty] | -0.56377 | 65.8384 | 0.071814 | 133.6 | 0.439 | -0.41805 | 63.8375 | 61.3175
[6 empty] | -0.5668 | 65.8806 | 0.071774 | 133.7 | 0.43827 | -0.41882 | 63.8479 | 61.2254
[6 empty] | -0.56983 | 65.9229 | 0.071733 | 133.8 | 0.43753 | -0.41958 | 63.8582 | 61.1331
[6 empty] | -0.57286 | 65.9651 | 0.071693 | 133.9 | 0.4368 | -0.42034 | 63.8685 | 61.0406
[6 empty] | -0.5759 | 66.0074 | 0.071652 | 134 | 0.43607 | -0.42111 | 63.8789 | 60.9478
[6 empty] | -0.57893 | 66.0497 | 0.071612 | 134.1 | 0.43533 | -0.42187 | 63.8892 | 60.8548
[6 empty] | -0.58196 | 66.092 | 0.071572 | 134.2 | 0.4346 | -0.42263 | 63.8995 | 60.7616
[6 empty] | -0.58499 | 66.1344 | 0.071532 | 134.3 | 0.43386 | -0.42338 | 63.9097 | 60.6681
[6 empty] | -0.58802 | 66.1767 | 0.071492 | 134.4 | 0.43312 | -0.42414 | 63.92 | 60.5744
[6 empty] | -0.59105 | 66.2191 | 0.071452 | 134.5 | 0.43238 | -0.42489 | 63.9302 | 60.4805
[6 empty] | -0.59408 | 66.2616 | 0.071412 | 134.6 | 0.43163 | -0.42565 | 63.9404 | 60.3863
[6 empty] | -0.59711 | 66.304 | 0.071372 | 134.7 | 0.43089 | -0.4264 | 63.9507 | 60.2919
[6 empty] | -0.60014 | 66.3465 | 0.071332 | 134.8 | 0.43015 | -0.42715 | 63.9608 | 60.1973
[6 empty] | -0.60317 | 66.389 | 0.071292 | 134.9 | 0.4294 | -0.4279 | 63.971 | 60.1024
[6 empty] | -0.60621 | 66.4315 | 0.071252 | 135 | 0.42865 | -0.42865 | 63.9812 | 60.0073
[6 empty] | -0.60924 | 66.474 | 0.071212 | 135.1 | 0.4279 | -0.4294 | 63.9913 | 59.912
[6 empty] | -0.61227 | 66.5166 | 0.071173 | 135.2 | 0.42715 | -0.43015 | 64.0015 | 59.8165
[6 empty] | -0.6153 | 66.5592 | 0.071133 | 135.3 | 0.4264 | -0.43089 | 64.0116 | 59.7207
[6 empty] | -0.61833 | 66.6018 | 0.071093 | 135.4 | 0.42565 | -0.43163 | 64.0217 | 59.6246
[6 empty] | -0.62136 | 66.6444 | 0.071054 | 135.5 | 0.42489 | -0.43238 | 64.0317 | 59.5284
[6 empty] | -0.62439 | 66.6871 | 0.071014 | 135.6 | 0.42414 | -0.43312 | 64.0418 | 59.4319
[6 empty] | -0.62742 | 66.7298 | 0.070975 | 135.7 | 0.42338 | -0.43386 | 64.0518 | 59.3352
[6 empty] | -0.63045 | 66.7725 | 0.070936 | 135.8 | 0.42263 | -0.4346 | 64.0619 | 59.2383
[6 empty] | -0.63348 | 66.8152 | 0.070896 | 135.9 | 0.42187 | -0.43533 | 64.0719 | 59.1411
[6 empty] | -0.63652 | 66.8579 | 0.070857 | 136 | 0.42111 | -0.43607 | 64.0819 | 59.0437
[6 empty] | -0.63955 | 66.9007 | 0.070818 | 136.1 | 0.42034 | -0.4368 | 64.0919 | 58.9461
[6 empty] | -0.64258 | 66.9435 | 0.070779 | 136.2 | 0.41958 | -0.43753 | 64.1018 | 58.8482
[6 empty] | -0.64561 | 66.9863 | 0.07074 | 136.3 | 0.41882 | -0.43827 | 64.1118 | 58.7501
[6 empty] | -0.64864 | 67.0292 | 0.070701 | 136.4 | 0.41805 | -0.439 | 64.1217 | 58.6518
[6 empty] | -0.65167 | 67.0721 | 0.070662 | 136.5 | 0.41728 | -0.43973 | 64.1316 | 58.5533
[6 empty] | -0.6547 | 67.115 | 0.070623 | 136.6 | 0.41652 | -0.44045 | 64.1415 | 58.4545
[6 empty] | -0.65773 | 67.1579 | 0.070584 | 136.7 | 0.41575 | -0.44118 | 64.1514 | 58.3556
[6 empty] | -0.66076 | 67.2008 | 0.070545 | 136.8 | 0.41498 | -0.4419 | 64.1612 | 58.2563
[6 empty] | -0.66379 | 67.2438 | 0.070506 | 136.9 | 0.4142 | -0.44263 | 64.1711 | 58.1569
[6 empty] | -0.66683 | 67.2868 | 0.070468 | 137 | 0.41343 | -0.44335 | 64.1809 | 58.0572
[6 empty] | -0.66986 | 67.3298 | 0.070429 | 137.1 | 0.41266 | -0.44407 | 64.1907 | 57.9573
[6 empty] | -0.67289 | 67.3728 | 0.07039 | 137.2 | 0.41188 | -0.44479 | 64.2005 | 57.8572
[6 empty] | -0.67592 | 67.4159 | 0.070352 | 137.3 | 0.4111 | -0.44551 | 64.2103 | 57.7569
[6 empty] | -0.67895 | 67.459 | 0.070313 | 137.4 | 0.41033 | -0.44623 | 64.22 | 57.6563
[6 empty] | -0.68198 | 67.5021 | 0.070275 | 137.5 | 0.40955 | -0.44694 | 64.2298 | 57.5555
[6 empty] | -0.68501 | 67.5452 | 0.070236 | 137.6 | 0.40877 | -0.44766 | 64.2395 | 57.4545
[6 empty] | -0.68804 | 67.5884 | 0.070198 | 137.7 | 0.40798 | -0.44837 | 64.2492 | 57.3533
[6 empty] | -0.69107 | 67.6315 | 0.07016 | 137.8 | 0.4072 | -0.44908 | 64.2589 | 57.2518
[6 empty] | -0.69411 | 67.6747 | 0.070122 | 137.9 | 0.40642 | -0.44979 | 64.2686 | 57.1501
[6 empty] | -0.69714 | 67.718 | 0.070083 | 138 | 0.40563 | -0.4505 | 64.2782 | 57.0482
[6 empty] | -0.70017 | 67.7612 | 0.070045 | 138.1 | 0.40484 | -0.45121 | 64.2879 | 56.9461
[6 empty] | -0.7032 | 67.8045 | 0.070007 | 138.2 | 0.40406 | -0.45191 | 64.2975 | 56.8437
[6 empty] | -0.70623 | 67.8478 | 0.069969 | 138.3 | 0.40327 | -0.45262 | 64.3071 | 56.7411
[6 empty] | -0.70926 | 67.8911 | 0.069931 | 138.4 | 0.40248 | -0.45332 | 64.3167 | 56.6383
[6 empty] | -0.71229 | 67.9344 | 0.069893 | 138.5 | 0.40168 | -0.45402 | 64.3263 | 56.5353
[6 empty] | -0.71532 | 67.9778 | 0.069855 | 138.6 | 0.40089 | -0.45472 | 64.3358 | 56.4321
[6 empty] | -0.71835 | 68.0212 | 0.069818 | 138.7 | 0.4001 | -0.45542 | 64.3453 | 56.3286
[6 empty] | -0.72138 | 68.0646 | 0.06978 | 138.8 | 0.3993 | -0.45612 | 64.3549 | 56.225
[6 empty] | -0.72442 | 68.1081 | 0.069742 | 138.9 | 0.3985 | -0.45681 | 64.3644 | 56.1211
[6 empty] | -0.72745 | 68.1515 | 0.069704 | 139 | 0.39771 | -0.45751 | 64.3738 | 56.0169
[6 empty] | -0.73048 | 68.195 | 0.069667 | 139.1 | 0.39691 | -0.4582 | 64.3833 | 55.9126
[6 empty] | -0.73351 | 68.2385 | 0.069629 | 139.2 | 0.39611 | -0.45889 | 64.3927 | 55.808
[6 empty] | -0.73654 | 68.282 | 0.069592 | 139.3 | 0.39531 | -0.45959 | 64.4022 | 55.7033
[6 empty] | -0.73957 | 68.3256 | 0.069554 | 139.4 | 0.3945 | -0.46027 | 64.4116 | 55.5983
[6 empty] | -0.7426 | 68.3692 | 0.069517 | 139.5 | 0.3937 | -0.46096 | 64.421 | 55.4931
[6 empty] | -0.74563 | 68.4128 | 0.06948 | 139.6 | 0.39289 | -0.46165 | 64.4303 | 55.3876
[6 empty] | -0.74866 | 68.4564 | 0.069442 | 139.7 | 0.39209 | -0.46233 | 64.4397 | 55.282
[6 empty] | -0.75169 | 68.5 | 0.069405 | 139.8 | 0.39128 | -0.46302 | 64.449 | 55.1761
[6 empty] | -0.75473 | 68.5437 | 0.069368 | 139.9 | 0.39047 | -0.4637 | 64.4583 | 55.0701
[6 empty] | -0.75776 | 68.5874 |  | 140 | 0.38966 | -0.46438 | 64.4676 | 54.9638
[9 empty] | 140.1 | 0.38885 | -0.46506 | 64.4769 | 54.8572
[9 empty] | 140.2 | 0.38804 | -0.46574 | 64.4862 | 54.7505
[9 empty] | 140.3 | 0.38722 | -0.46641 | 64.4954 | 54.6436
[9 empty] | 140.4 | 0.38641 | -0.46709 | 64.5047 | 54.5364
[9 empty] | 140.5 | 0.38559 | -0.46776 | 64.5139 | 54.4291
[9 empty] | 140.6 | 0.38478 | -0.46844 | 64.5231 | 54.3215
[9 empty] | 140.7 | 0.38396 | -0.46911 | 64.5322 | 54.2137
[9 empty] | 140.8 | 0.38314 | -0.46978 | 64.5414 | 54.1057
[9 empty] | 140.9 | 0.38232 | -0.47044 | 64.5505 | 53.9974
[9 empty] | 141 | 0.3815 | -0.47111 | 64.5597 | 53.889
[9 empty] | 141.1 | 0.38067 | -0.47178 | 64.5688 | 53.7803
[9 empty] | 141.2 | 0.37985 | -0.47244 | 64.5778 | 53.6715
[9 empty] | 141.3 | 0.37903 | -0.4731 | 64.5869 | 53.5624
[9 empty] | 141.4 | 0.3782 | -0.47376 | 64.5959 | 53.4531
[9 empty] | 141.5 | 0.37737 | -0.47442 | 64.605 | 53.3436
[9 empty] | 141.6 | 0.37654 | -0.47508 | 64.614 | 53.2339
[9 empty] | 141.7 | 0.37571 | -0.47574 | 64.623 | 53.124
[9 empty] | 141.8 | 0.37488 | -0.47639 | 64.6319 | 53.0139
[9 empty] | 141.9 | 0.37405 | -0.47704 | 64.6409 | 52.9035
[9 empty] | 142 | 0.37322 | -0.4777 | 64.6498 | 52.793
[9 empty] | 142.1 | 0.37238 | -0.47835 | 64.6587 | 52.6822
[9 empty] | 142.2 | 0.37155 | -0.479 | 64.6676 | 52.5713
[9 empty] | 142.3 | 0.37071 | -0.47964 | 64.6765 | 52.4601
[9 empty] | 142.4 | 0.36987 | -0.48029 | 64.6853 | 52.3487
[9 empty] | 142.5 | 0.36903 | -0.48094 | 64.6942 | 52.2371
[9 empty] | 142.6 | 0.36819 | -0.48158 | 64.703 | 52.1254
[9 empty] | 142.7 | 0.36735 | -0.48222 | 64.7118 | 52.0134
[9 empty] | 142.8 | 0.36651 | -0.48286 | 64.7206 | 51.9012
[9 empty] | 142.9 | 0.36567 | -0.4835 | 64.7293 | 51.7887
[9 empty] | 143 | 0.36482 | -0.48414 | 64.7381 | 51.6761
[9 empty] | 143.1 | 0.36398 | -0.48477 | 64.7468 | 51.5633
[9 empty] | 143.2 | 0.36313 | -0.48541 | 64.7555 | 51.4503
[9 empty] | 143.3 | 0.36228 | -0.48604 | 64.7642 | 51.337
[9 empty] | 143.4 | 0.36143 | -0.48667 | 64.7729 | 51.2236
[9 empty] | 143.5 | 0.36058 | -0.4873 | 64.7815 | 51.11
[9 empty] | 143.6 | 0.35973 | -0.48793 | 64.7901 | 50.9961
[9 empty] | 143.7 | 0.35888 | -0.48856 | 64.7987 | 50.8821
[9 empty] | 143.8 | 0.35803 | -0.48918 | 64.8073 | 50.7679
[9 empty] | 143.9 | 0.35717 | -0.48981 | 64.8159 | 50.6534
[9 empty] | 144 | 0.35632 | -0.49043 | 64.8244 | 50.5388
[9 empty] | 144.1 | 0.35546 | -0.49105 | 64.833 | 50.4239
[9 empty] | 144.2 | 0.3546 | -0.49167 | 64.8415 | 50.3089
[9 empty] | 144.3 | 0.35375 | -0.49229 | 64.85 | 50.1936
[9 empty] | 144.4 | 0.35289 | -0.49291 | 64.8584 | 50.0782
[9 empty] | 144.5 | 0.35203 | -0.49352 | 64.8669 | 49.9625
[9 empty] | 144.6 | 0.35116 | -0.49413 | 64.8753 | 49.8467
[9 empty] | 144.7 | 0.3503 | -0.49475 | 64.8837 | 49.7306
[9 empty] | 144.8 | 0.34944 | -0.49536 | 64.8921 | 49.6144
[9 empty] | 144.9 | 0.34857 | -0.49597 | 64.9005 | 49.4979
[9 empty] | 145 | 0.34771 | -0.49657 | 64.9088 | 49.3813
[9 empty] | 145.1 | 0.34684 | -0.49718 | 64.9172 | 49.2644
[9 empty] | 145.2 | 0.34597 | -0.49779 | 64.9255 | 49.1474
[9 empty] | 145.3 | 0.3451 | -0.49839 | 64.9338 | 49.0302
[9 empty] | 145.4 | 0.34423 | -0.49899 | 64.9421 | 48.9127
[9 empty] | 145.5 | 0.34336 | -0.49959 | 64.9503 | 48.7951
[9 empty] | 145.6 | 0.34249 | -0.50019 | 64.9585 | 48.6773
[9 empty] | 145.7 | 0.34161 | -0.50079 | 64.9668 | 48.5593
[9 empty] | 145.8 | 0.34074 | -0.50138 | 64.9749 | 48.4411
[9 empty] | 145.9 | 0.33986 | -0.50197 | 64.9831 | 48.3227
[9 empty] | 146 | 0.33899 | -0.50257 | 64.9913 | 48.2041
[9 empty] | 146.1 | 0.33811 | -0.50316 | 64.9994 | 48.0853
[9 empty] | 146.2 | 0.33723 | -0.50375 | 65.0075 | 47.9663
[9 empty] | 146.3 | 0.33635 | -0.50434 | 65.0156 | 47.8471
[9 empty] | 146.4 | 0.33547 | -0.50492 | 65.0237 | 47.7278
[9 empty] | 146.5 | 0.33459 | -0.50551 | 65.0317 | 47.6082
[9 empty] | 146.6 | 0.3337 | -0.50609 | 65.0398 | 47.4885
[9 empty] | 146.7 | 0.33282 | -0.50667 | 65.0478 | 47.3685
[9 empty] | 146.8 | 0.33194 | -0.50725 | 65.0558 | 47.2484
[9 empty] | 146.9 | 0.33105 | -0.50783 | 65.0637 | 47.1281
[9 empty] | 147 | 0.33016 | -0.50841 | 65.0717 | 47.0076
[9 empty] | 147.1 | 0.32928 | -0.50898 | 65.0796 | 46.8869
[9 empty] | 147.2 | 0.32839 | -0.50956 | 65.0875 | 46.766
[9 empty] | 147.3 | 0.3275 | -0.51013 | 65.0954 | 46.6449
[9 empty] | 147.4 | 0.32661 | -0.5107 | 65.1033 | 46.5237
[9 empty] | 147.5 | 0.32571 | -0.51127 | 65.1111 | 46.4022
[9 empty] | 147.6 | 0.32482 | -0.51184 | 65.1189 | 46.2806
[9 empty] | 147.7 | 0.32393 | -0.5124 | 65.1267 | 46.1588
[9 empty] | 147.8 | 0.32303 | -0.51297 | 65.1345 | 46.0368
[9 empty] | 147.9 | 0.32214 | -0.51353 | 65.1423 | 45.9146
[9 empty] | 148 | 0.32124 | -0.51409 | 65.15 | 45.7922
[9 empty] | 148.1 | 0.32034 | -0.51465 | 65.1578 | 45.6696
[9 empty] | 148.2 | 0.31944 | -0.51521 | 65.1655 | 45.5469
[9 empty] | 148.3 | 0.31854 | -0.51577 | 65.1731 | 45.424
[9 empty] | 148.4 | 0.31764 | -0.51632 | 65.1808 | 45.3009
[9 empty] | 148.5 | 0.31674 | -0.51688 | 65.1884 | 45.1776
[9 empty] | 148.6 | 0.31584 | -0.51743 | 65.1961 | 45.0541
[9 empty] | 148.7 | 0.31494 | -0.51798 | 65.2037 | 44.9304
[9 empty] | 148.8 | 0.31403 | -0.51853 | 65.2112 | 44.8066
[9 empty] | 148.9 | 0.31313 | -0.51907 | 65.2188 | 44.6826
[9 empty] | 149 | 0.31222 | -0.51962 | 65.2263 | 44.5584
[9 empty] | 149.1 | 0.31131 | -0.52016 | 65.2338 | 44.434
[9 empty] | 149.2 | 0.3104 | -0.52071 | 65.2413 | 44.3094
[9 empty] | 149.3 | 0.30949 | -0.52125 | 65.2488 | 44.1847
[9 empty] | 149.4 | 0.30858 | -0.52179 | 65.2562 | 44.0598
[9 empty] | 149.5 | 0.30767 | -0.52232 | 65.2637 | 43.9347
[9 empty] | 149.6 | 0.30676 | -0.52286 | 65.2711 | 43.8094
[9 empty] | 149.7 | 0.30585 | -0.5234 | 65.2785 | 43.684
[9 empty] | 149.8 | 0.30493 | -0.52393 | 65.2858 | 43.5583
[9 empty] | 149.9 | 0.30402 | -0.52446 | 65.2932 | 43.4325
[9 empty] | 150 | 0.3031 | -0.52499 | 65.3005 | 43.3065
[9 empty] | 150.1 | 0.30219 | -0.52552 | 65.3078 | 43.1804
[9 empty] | 150.2 | 0.30127 | -0.52604 | 65.3151 | 43.0541
[9 empty] | 150.3 | 0.30035 | -0.52657 | 65.3223 | 42.9276
[9 empty] | 150.4 | 0.29943 | -0.52709 | 65.3296 | 42.8009
[9 empty] | 150.5 | 0.29851 | -0.52761 | 65.3368 | 42.674
[9 empty] | 150.6 | 0.29759 | -0.52813 | 65.344 | 42.547
[9 empty] | 150.7 | 0.29667 | -0.52865 | 65.3511 | 42.4198
[9 empty] | 150.8 | 0.29574 | -0.52917 | 65.3583 | 42.2924
[9 empty] | 150.9 | 0.29482 | -0.52969 | 65.3654 | 42.1649
[9 empty] | 151 | 0.29389 | -0.5302 | 65.3725 | 42.0372
[9 empty] | 151.1 | 0.29297 | -0.53071 | 65.3796 | 41.9093
[9 empty] | 151.2 | 0.29204 | -0.53122 | 65.3867 | 41.7813
[9 empty] | 151.3 | 0.29111 | -0.53173 | 65.3937 | 41.653
[9 empty] | 151.4 | 0.29019 | -0.53224 | 65.4007 | 41.5246
[9 empty] | 151.5 | 0.28926 | -0.53274 | 65.4077 | 41.3961
[9 empty] | 151.6 | 0.28833 | -0.53325 | 65.4147 | 41.2673
[9 empty] | 151.7 | 0.28739 | -0.53375 | 65.4217 | 41.1384
[9 empty] | 151.8 | 0.28646 | -0.53425 | 65.4286 | 41.0094
[9 empty] | 151.9 | 0.28553 | -0.53475 | 65.4355 | 40.8802
[9 empty] | 152 | 0.2846 | -0.53525 | 65.4424 | 40.7508
[9 empty] | 152.1 | 0.28366 | -0.53574 | 65.4493 | 40.6212
[9 empty] | 152.2 | 0.28273 | -0.53624 | 65.4561 | 40.4915
[9 empty] | 152.3 | 0.28179 | -0.53673 | 65.4629 | 40.3616
[9 empty] | 152.4 | 0.28085 | -0.53722 | 65.4697 | 40.2315
[9 empty] | 152.5 | 0.27991 | -0.53771 | 65.4765 | 40.1013
[9 empty] | 152.6 | 0.27898 | -0.5382 | 65.4833 | 39.9709
[9 empty] | 152.7 | 0.27804 | -0.53868 | 65.49 | 39.8403
[9 empty] | 152.8 | 0.2771 | -0.53917 | 65.4967 | 39.7096
[9 empty] | 152.9 | 0.27615 | -0.53965 | 65.5034 | 39.5788
[9 empty] | 153 | 0.27521 | -0.54013 | 65.5101 | 39.4477
[9 empty] | 153.1 | 0.27427 | -0.54061 | 65.5167 | 39.3165
[9 empty] | 153.2 | 0.27332 | -0.54109 | 65.5234 | 39.1852
[9 empty] | 153.3 | 0.27238 | -0.54157 | 65.53 | 39.0537
[9 empty] | 153.4 | 0.27143 | -0.54204 | 65.5365 | 38.922
[9 empty] | 153.5 | 0.27049 | -0.54251 | 65.5431 | 38.7901
[9 empty] | 153.6 | 0.26954 | -0.54299 | 65.5496 | 38.6582
[9 empty] | 153.7 | 0.26859 | -0.54345 | 65.5561 | 38.526
[9 empty] | 153.8 | 0.26764 | -0.54392 | 65.5626 | 38.3937
[9 empty] | 153.9 | 0.26669 | -0.54439 | 65.5691 | 38.2612
[9 empty] | 154 | 0.26574 | -0.54485 | 65.5755 | 38.1286
[9 empty] | 154.1 | 0.26479 | -0.54532 | 65.582 | 37.9958
[9 empty] | 154.2 | 0.26384 | -0.54578 | 65.5884 | 37.8629
[9 empty] | 154.3 | 0.26289 | -0.54624 | 65.5947 | 37.7298
[9 empty] | 154.4 | 0.26193 | -0.5467 | 65.6011 | 37.5966
[9 empty] | 154.5 | 0.26098 | -0.54715 | 65.6074 | 37.4632
[9 empty] | 154.6 | 0.26002 | -0.54761 | 65.6137 | 37.3296
[9 empty] | 154.7 | 0.25907 | -0.54806 | 65.62 | 37.1959
[9 empty] | 154.8 | 0.25811 | -0.54851 | 65.6263 | 37.0621
[9 empty] | 154.9 | 0.25715 | -0.54896 | 65.6325 | 36.928
[9 empty] | 155 | 0.25619 | -0.54941 | 65.6388 | 36.7939
[9 empty] | 155.1 | 0.25523 | -0.54985 | 65.645 | 36.6596
[9 empty] | 155.2 | 0.25427 | -0.5503 | 65.6511 | 36.5251
[9 empty] | 155.3 | 0.25331 | -0.55074 | 65.6573 | 36.3905
[9 empty] | 155.4 | 0.25235 | -0.55118 | 65.6634 | 36.2557
[9 empty] | 155.5 | 0.25139 | -0.55162 | 65.6695 | 36.1208
[9 empty] | 155.6 | 0.25043 | -0.55206 | 65.6756 | 35.9858
[9 empty] | 155.7 | 0.24946 | -0.5525 | 65.6817 | 35.8506
[9 empty] | 155.8 | 0.2485 | -0.55293 | 65.6877 | 35.7152
[9 empty] | 155.9 | 0.24753 | -0.55336 | 65.6937 | 35.5797
[9 empty] | 156 | 0.24657 | -0.5538 | 65.6997 | 35.4441
[9 empty] | 156.1 | 0.2456 | -0.55423 | 65.7057 | 35.3083
[9 empty] | 156.2 | 0.24463 | -0.55465 | 65.7116 | 35.1724
[9 empty] | 156.3 | 0.24366 | -0.55508 | 65.7175 | 35.0363
[9 empty] | 156.4 | 0.24269 | -0.5555 | 65.7234 | 34.9001
[9 empty] | 156.5 | 0.24172 | -0.55593 | 65.7293 | 34.7637
[9 empty] | 156.6 | 0.24075 | -0.55635 | 65.7352 | 34.6272
[9 empty] | 156.7 | 0.23978 | -0.55677 | 65.741 | 34.4905
[9 empty] | 156.8 | 0.23881 | -0.55718 | 65.7468 | 34.3537
[9 empty] | 156.9 | 0.23784 | -0.5576 | 65.7526 | 34.2168
[9 empty] | 157 | 0.23686 | -0.55801 | 65.7583 | 34.0797
[9 empty] | 157.1 | 0.23589 | -0.55843 | 65.7641 | 33.9425
[9 empty] | 157.2 | 0.23491 | -0.55884 | 65.7698 | 33.8051
[9 empty] | 157.3 | 0.23394 | -0.55925 | 65.7755 | 33.6676
[9 empty] | 157.4 | 0.23296 | -0.55965 | 65.7811 | 33.53
[9 empty] | 157.5 | 0.23198 | -0.56006 | 65.7868 | 33.3922
[9 empty] | 157.6 | 0.23101 | -0.56046 | 65.7924 | 33.2543
[9 empty] | 157.7 | 0.23003 | -0.56087 | 65.798 | 33.1163
[9 empty] | 157.8 | 0.22905 | -0.56127 | 65.8036 | 32.9781
[9 empty] | 157.9 | 0.22807 | -0.56167 | 65.8091 | 32.8398
[9 empty] | 158 | 0.22709 | -0.56206 | 65.8147 | 32.7013
[9 empty] | 158.1 | 0.22611 | -0.56246 | 65.8202 | 32.5627
[9 empty] | 158.2 | 0.22513 | -0.56285 | 65.8256 | 32.424
[9 empty] | 158.3 | 0.22414 | -0.56325 | 65.8311 | 32.2851
[9 empty] | 158.4 | 0.22316 | -0.56364 | 65.8365 | 32.1461
[9 empty] | 158.5 | 0.22218 | -0.56402 | 65.8419 | 32.007
[9 empty] | 158.6 | 0.22119 | -0.56441 | 65.8473 | 31.8678
[9 empty] | 158.7 | 0.2202 | -0.5648 | 65.8527 | 31.7284
[9 empty] | 158.8 | 0.21922 | -0.56518 | 65.858 | 31.5888
[9 empty] | 158.9 | 0.21823 | -0.56556 | 65.8634 | 31.4492
[9 empty] | 159 | 0.21724 | -0.56594 | 65.8686 | 31.3094
[9 empty] | 159.1 | 0.21626 | -0.56632 | 65.8739 | 31.1695
[9 empty] | 159.2 | 0.21527 | -0.5667 | 65.8792 | 31.0295
[9 empty] | 159.3 | 0.21428 | -0.56707 | 65.8844 | 30.8893
[9 empty] | 159.4 | 0.21329 | -0.56744 | 65.8896 | 30.749
[9 empty] | 159.5 | 0.2123 | -0.56782 | 65.8948 | 30.6086
[9 empty] | 159.6 | 0.21131 | -0.56819 | 65.8999 | 30.468
[9 empty] | 159.7 | 0.21031 | -0.56855 | 65.905 | 30.3274
[9 empty] | 159.8 | 0.20932 | -0.56892 | 65.9101 | 30.1866
[9 empty] | 159.9 | 0.20833 | -0.56928 | 65.9152 | 30.0456
[9 empty] | 160 | 0.20733 | -0.56965 | 65.9203 | 29.9046
[9 empty] | 160.1 | 0.20634 | -0.57001 | 65.9253 | 29.7634
[9 empty] | 160.2 | 0.20534 | -0.57037 | 65.9303 | 29.6221
[9 empty] | 160.3 | 0.20435 | -0.57072 | 65.9353 | 29.4807
[9 empty] | 160.4 | 0.20335 | -0.57108 | 65.9402 | 29.3391
[9 empty] | 160.5 | 0.20236 | -0.57143 | 65.9452 | 29.1975
[9 empty] | 160.6 | 0.20136 | -0.57179 | 65.9501 | 29.0557
[9 empty] | 160.7 | 0.20036 | -0.57214 | 65.955 | 28.9138
[9 empty] | 160.8 | 0.19936 | -0.57249 | 65.9598 | 28.7718
[9 empty] | 160.9 | 0.19836 | -0.57283 | 65.9647 | 28.6296
[9 empty] | 161 | 0.19736 | -0.57318 | 65.9695 | 28.4874
[9 empty] | 161.1 | 0.19636 | -0.57352 | 65.9743 | 28.345
[9 empty] | 161.2 | 0.19536 | -0.57386 | 65.9791 | 28.2025
[9 empty] | 161.3 | 0.19436 | -0.5742 | 65.9838 | 28.0599
[9 empty] | 161.4 | 0.19335 | -0.57454 | 65.9885 | 27.9171
[9 empty] | 161.5 | 0.19235 | -0.57488 | 65.9932 | 27.7743
[9 empty] | 161.6 | 0.19135 | -0.57521 | 65.9979 | 27.6313
[9 empty] | 161.7 | 0.19034 | -0.57555 | 66.0025 | 27.4882
[9 empty] | 161.8 | 0.18934 | -0.57588 | 66.0072 | 27.345
[9 empty] | 161.9 | 0.18833 | -0.57621 | 66.0118 | 27.2017
[9 empty] | 162 | 0.18733 | -0.57654 | 66.0163 | 27.0583
[9 empty] | 162.1 | 0.18632 | -0.57686 | 66.0209 | 26.9148
[9 empty] | 162.2 | 0.18531 | -0.57719 | 66.0254 | 26.7711
[9 empty] | 162.3 | 0.18431 | -0.57751 | 66.0299 | 26.6274
[9 empty] | 162.4 | 0.1833 | -0.57783 | 66.0344 | 26.4835
[9 empty] | 162.5 | 0.18229 | -0.57815 | 66.0388 | 26.3395
[9 empty] | 162.6 | 0.18128 | -0.57847 | 66.0433 | 26.1955
[9 empty] | 162.7 | 0.18027 | -0.57878 | 66.0477 | 26.0513
[9 empty] | 162.8 | 0.17926 | -0.57909 | 66.0521 | 25.907
[9 empty] | 162.9 | 0.17825 | -0.57941 | 66.0564 | 25.7626
[9 empty] | 163 | 0.17724 | -0.57972 | 66.0607 | 25.618
[9 empty] | 163.1 | 0.17623 | -0.58003 | 66.065 | 25.4734
[9 empty] | 163.2 | 0.17521 | -0.58033 | 66.0693 | 25.3287
[9 empty] | 163.3 | 0.1742 | -0.58064 | 66.0736 | 25.1838
[9 empty] | 163.4 | 0.17319 | -0.58094 | 66.0778 | 25.0389
[9 empty] | 163.5 | 0.17217 | -0.58124 | 66.082 | 24.8939
[9 empty] | 163.6 | 0.17116 | -0.58154 | 66.0862 | 24.7487
[9 empty] | 163.7 | 0.17014 | -0.58184 | 66.0904 | 24.6035
[9 empty] | 163.8 | 0.16913 | -0.58214 | 66.0945 | 24.4581
[9 empty] | 163.9 | 0.16811 | -0.58243 | 66.0986 | 24.3126
[9 empty] | 164 | 0.16709 | -0.58272 | 66.1027 | 24.1671
[9 empty] | 164.1 | 0.16608 | -0.58301 | 66.1068 | 24.0214
[9 empty] | 164.2 | 0.16506 | -0.5833 | 66.1108 | 23.8757
[9 empty] | 164.3 | 0.16404 | -0.58359 | 66.1148 | 23.7298
[9 empty] | 164.4 | 0.16302 | -0.58387 | 66.1188 | 23.5839
[9 empty] | 164.5 | 0.162 | -0.58416 | 66.1228 | 23.4378
[9 empty] | 164.6 | 0.16098 | -0.58444 | 66.1267 | 23.2917
[9 empty] | 164.7 | 0.15996 | -0.58472 | 66.1306 | 23.1454
[9 empty] | 164.8 | 0.15894 | -0.585 | 66.1345 | 22.9991
[9 empty] | 164.9 | 0.15792 | -0.58527 | 66.1384 | 22.8526
[9 empty] | 165 | 0.1569 | -0.58555 | 66.1422 | 22.7061
[9 empty] | 165.1 | 0.15588 | -0.58582 | 66.146 | 22.5594
[9 empty] | 165.2 | 0.15485 | -0.58609 | 66.1498 | 22.4127
[9 empty] | 165.3 | 0.15383 | -0.58636 | 66.1536 | 22.2659
[9 empty] | 165.4 | 0.15281 | -0.58663 | 66.1573 | 22.119
[9 empty] | 165.5 | 0.15178 | -0.5869 | 66.161 | 21.972
[9 empty] | 165.6 | 0.15076 | -0.58716 | 66.1647 | 21.8249
[9 empty] | 165.7 | 0.14973 | -0.58742 | 66.1684 | 21.6777
[9 empty] | 165.8 | 0.14871 | -0.58768 | 66.172 | 21.5304
[9 empty] | 165.9 | 0.14768 | -0.58794 | 66.1757 | 21.383
[9 empty] | 166 | 0.14665 | -0.5882 | 66.1793 | 21.2356
[9 empty] | 166.1 | 0.14563 | -0.58845 | 66.1828 | 21.088
[9 empty] | 166.2 | 0.1446 | -0.58871 | 66.1864 | 20.9404
[9 empty] | 166.3 | 0.14357 | -0.58896 | 66.1899 | 20.7927
[9 empty] | 166.4 | 0.14254 | -0.58921 | 66.1934 | 20.6449
[9 empty] | 166.5 | 0.14152 | -0.58946 | 66.1968 | 20.497
[9 empty] | 166.6 | 0.14049 | -0.5897 | 66.2003 | 20.349
[9 empty] | 166.7 | 0.13946 | -0.58995 | 66.2037 | 20.2009
[9 empty] | 166.8 | 0.13843 | -0.59019 | 66.2071 | 20.0528
[9 empty] | 166.9 | 0.1374 | -0.59043 | 66.2105 | 19.9045
[9 empty] | 167 | 0.13637 | -0.59067 | 66.2138 | 19.7562
[9 empty] | 167.1 | 0.13534 | -0.59091 | 66.2171 | 19.6078
[9 empty] | 167.2 | 0.1343 | -0.59114 | 66.2204 | 19.4593
[9 empty] | 167.3 | 0.13327 | -0.59137 | 66.2237 | 19.3108
[9 empty] | 167.4 | 0.13224 | -0.59161 | 66.2269 | 19.1621
[9 empty] | 167.5 | 0.13121 | -0.59184 | 66.2301 | 19.0134
[9 empty] | 167.6 | 0.13017 | -0.59206 | 66.2333 | 18.8646
[9 empty] | 167.7 | 0.12914 | -0.59229 | 66.2365 | 18.7157
[9 empty] | 167.8 | 0.12811 | -0.59251 | 66.2396 | 18.5667
[9 empty] | 167.9 | 0.12707 | -0.59274 | 66.2428 | 18.4177
[9 empty] | 168 | 0.12604 | -0.59296 | 66.2458 | 18.2686
[9 empty] | 168.1 | 0.125 | -0.59318 | 66.2489 | 18.1194
[9 empty] | 168.2 | 0.12397 | -0.59339 | 66.2519 | 17.9701
[9 empty] | 168.3 | 0.12293 | -0.59361 | 66.255 | 17.8208
[9 empty] | 168.4 | 0.12189 | -0.59382 | 66.258 | 17.6713
[9 empty] | 168.5 | 0.12086 | -0.59404 | 66.2609 | 17.5218
[9 empty] | 168.6 | 0.11982 | -0.59425 | 66.2639 | 17.3723
[9 empty] | 168.7 | 0.11878 | -0.59445 | 66.2668 | 17.2226
[9 empty] | 168.8 | 0.11775 | -0.59466 | 66.2697 | 17.0729
[9 empty] | 168.9 | 0.11671 | -0.59486 | 66.2725 | 16.9231
[9 empty] | 169 | 0.11567 | -0.59507 | 66.2754 | 16.7733
[9 empty] | 169.1 | 0.11463 | -0.59527 | 66.2782 | 16.6234
[9 empty] | 169.2 | 0.11359 | -0.59547 | 66.281 | 16.4734
[9 empty] | 169.3 | 0.11255 | -0.59567 | 66.2837 | 16.3233
[9 empty] | 169.4 | 0.11151 | -0.59586 | 66.2865 | 16.1732
[9 empty] | 169.5 | 0.11047 | -0.59605 | 66.2892 | 16.023
[9 empty] | 169.6 | 0.10943 | -0.59625 | 66.2919 | 15.8727
[9 empty] | 169.7 | 0.10839 | -0.59644 | 66.2945 | 15.7224
[9 empty] | 169.8 | 0.10735 | -0.59662 | 66.2972 | 15.572
[9 empty] | 169.9 | 0.10631 | -0.59681 | 66.2998 | 15.4215
[9 empty] | 170 | 0.10527 | -0.597 | 66.3024 | 15.271
[9 empty] | 170.1 | 0.10422 | -0.59718 | 66.3049 | 15.1204
[9 empty] | 170.2 | 0.10318 | -0.59736 | 66.3075 | 14.9697
[9 empty] | 170.3 | 0.10214 | -0.59754 | 66.31 | 14.819
[9 empty] | 170.4 | 0.1011 | -0.59772 | 66.3125 | 14.6682
[9 empty] | 170.5 | 0.10005 | -0.59789 | 66.3149 | 14.5174
[9 empty] | 170.6 | 0.099009 | -0.59807 | 66.3174 | 14.3665
[9 empty] | 170.7 | 0.097965 | -0.59824 | 66.3198 | 14.2155
[9 empty] | 170.8 | 0.096921 | -0.59841 | 66.3221 | 14.0645
[9 empty] | 170.9 | 0.095876 | -0.59858 | 66.3245 | 13.9134
[9 empty] | 171 | 0.094831 | -0.59874 | 66.3268 | 13.7622
[9 empty] | 171.1 | 0.093786 | -0.59891 | 66.3291 | 13.611
[9 empty] | 171.2 | 0.092741 | -0.59907 | 66.3314 | 13.4598
[9 empty] | 171.3 | 0.091695 | -0.59923 | 66.3337 | 13.3085
[9 empty] | 171.4 | 0.090649 | -0.59939 | 66.3359 | 13.1571
[9 empty] | 171.5 | 0.089603 | -0.59955 | 66.3381 | 13.0057
[9 empty] | 171.6 | 0.088556 | -0.5997 | 66.3403 | 12.8542
[9 empty] | 171.7 | 0.08751 | -0.59986 | 66.3424 | 12.7026
[9 empty] | 171.8 | 0.086462 | -0.60001 | 66.3446 | 12.5511
[9 empty] | 171.9 | 0.085415 | -0.60016 | 66.3467 | 12.3994
[9 empty] | 172 | 0.084367 | -0.60031 | 66.3488 | 12.2477
[9 empty] | 172.1 | 0.08332 | -0.60045 | 66.3508 | 12.096
[9 empty] | 172.2 | 0.082272 | -0.6006 | 66.3528 | 11.9442
[9 empty] | 172.3 | 0.081223 | -0.60074 | 66.3548 | 11.7923
[9 empty] | 172.4 | 0.080175 | -0.60088 | 66.3568 | 11.6404
[9 empty] | 172.5 | 0.079126 | -0.60102 | 66.3588 | 11.4885
[9 empty] | 172.6 | 0.078077 | -0.60116 | 66.3607 | 11.3365
[9 empty] | 172.7 | 0.077027 | -0.60129 | 66.3626 | 11.1845
[9 empty] | 172.8 | 0.075978 | -0.60143 | 66.3644 | 11.0324
[9 empty] | 172.9 | 0.074928 | -0.60156 | 66.3663 | 10.8802
[9 empty] | 173 | 0.073878 | -0.60169 | 66.3681 | 10.7281
[9 empty] | 173.1 | 0.072828 | -0.60181 | 66.3699 | 10.5758
[9 empty] | 173.2 | 0.071777 | -0.60194 | 66.3717 | 10.4236
[9 empty] | 173.3 | 0.070726 | -0.60207 | 66.3734 | 10.2712
[9 empty] | 173.4 | 0.069676 | -0.60219 | 66.3751 | 10.1189
[9 empty] | 173.5 | 0.068624 | -0.60231 | 66.3768 | 9.9665
[9 empty] | 173.6 | 0.067573 | -0.60243 | 66.3785 | 9.8141
[9 empty] | 173.7 | 0.066522 | -0.60254 | 66.3801 | 9.6616
[9 empty] | 173.8 | 0.06547 | -0.60266 | 66.3817 | 9.509
[9 empty] | 173.9 | 0.064418 | -0.60277 | 66.3833 | 9.3565
[9 empty] | 174 | 0.063366 | -0.60288 | 66.3849 | 9.2039
[9 empty] | 174.1 | 0.062313 | -0.60299 | 66.3864 | 9.0512
[9 empty] | 174.2 | 0.061261 | -0.6031 | 66.388 | 8.8986
[9 empty] | 174.3 | 0.060208 | -0.60321 | 66.3894 | 8.7458
[9 empty] | 174.4 | 0.059155 | -0.60331 | 66.3909 | 8.5931
[9 empty] | 174.5 | 0.058102 | -0.60341 | 66.3923 | 8.4403
[9 empty] | 174.6 | 0.057049 | -0.60351 | 66.3937 | 8.2875
[9 empty] | 174.7 | 0.055996 | -0.60361 | 66.3951 | 8.1346
[9 empty] | 174.8 | 0.054942 | -0.60371 | 66.3965 | 7.9817
[9 empty] | 174.9 | 0.053888 | -0.60381 | 66.3978 | 7.8288
[9 empty] | 175 | 0.052834 | -0.6039 | 66.3991 | 7.6758
[9 empty] | 175.1 | 0.05178 | -0.60399 | 66.4004 | 7.5228
[9 empty] | 175.2 | 0.050726 | -0.60408 | 66.4017 | 7.3698
[9 empty] | 175.3 | 0.049672 | -0.60417 | 66.4029 | 7.2168
[9 empty] | 175.4 | 0.048617 | -0.60425 | 66.4041 | 7.0637
[9 empty] | 175.5 | 0.047562 | -0.60434 | 66.4053 | 6.9106
[9 empty] | 175.6 | 0.046507 | -0.60442 | 66.4064 | 6.7574
[9 empty] | 175.7 | 0.045453 | -0.6045 | 66.4075 | 6.6042
[9 empty] | 175.8 | 0.044397 | -0.60458 | 66.4086 | 6.451
[9 empty] | 175.9 | 0.043342 | -0.60465 | 66.4097 | 6.2978
[9 empty] | 176 | 0.042287 | -0.60473 | 66.4108 | 6.1446
[9 empty] | 176.1 | 0.041231 | -0.6048 | 66.4118 | 5.9913
[9 empty] | 176.2 | 0.040176 | -0.60487 | 66.4128 | 5.838
[9 empty] | 176.3 | 0.03912 | -0.60494 | 66.4138 | 5.6846
[9 empty] | 176.4 | 0.038064 | -0.60501 | 66.4147 | 5.5313
[9 empty] | 176.5 | 0.037008 | -0.60507 | 66.4156 | 5.3779
[9 empty] | 176.6 | 0.035952 | -0.60514 | 66.4165 | 5.2245
[9 empty] | 176.7 | 0.034896 | -0.6052 | 66.4174 | 5.0711
[9 empty] | 176.8 | 0.033839 | -0.60526 | 66.4182 | 4.9176
[9 empty] | 176.9 | 0.032783 | -0.60532 | 66.419 | 4.7642
[9 empty] | 177 | 0.031726 | -0.60537 | 66.4198 | 4.6107
[9 empty] | 177.1 | 0.03067 | -0.60543 | 66.4206 | 4.4572
[9 empty] | 177.2 | 0.029613 | -0.60548 | 66.4213 | 4.3037
[9 empty] | 177.3 | 0.028556 | -0.60553 | 66.422 | 4.1501
[9 empty] | 177.4 | 0.027499 | -0.60558 | 66.4227 | 3.9966
[9 empty] | 177.5 | 0.026442 | -0.60563 | 66.4234 | 3.843
[9 empty] | 177.6 | 0.025385 | -0.60567 | 66.424 | 3.6894
[9 empty] | 177.7 | 0.024328 | -0.60572 | 66.4246 | 3.5358
[9 empty] | 177.8 | 0.023271 | -0.60576 | 66.4252 | 3.3822
[9 empty] | 177.9 | 0.022214 | -0.6058 | 66.4258 | 3.2285
[9 empty] | 178 | 0.021156 | -0.60584 | 66.4263 | 3.0749
[9 empty] | 178.1 | 0.020099 | -0.60587 | 66.4268 | 2.9212
[9 empty] | 178.2 | 0.019041 | -0.60591 | 66.4273 | 2.7675
[9 empty] | 178.3 | 0.017984 | -0.60594 | 66.4277 | 2.6138
[9 empty] | 178.4 | 0.016926 | -0.60597 | 66.4282 | 2.4601
[9 empty] | 178.5 | 0.015869 | -0.606 | 66.4286 | 2.3064
[9 empty] | 178.6 | 0.014811 | -0.60602 | 66.4289 | 2.1527
[9 empty] | 178.7 | 0.013753 | -0.60605 | 66.4293 | 1.999
[9 empty] | 178.8 | 0.012695 | -0.60607 | 66.4296 | 1.8453
[9 empty] | 178.9 | 0.011638 | -0.60609 | 66.4299 | 1.6915
[9 empty] | 179 | 0.01058 | -0.60611 | 66.4302 | 1.5378
[9 empty] | 179.1 | 0.0095219 | -0.60613 | 66.4304 | 1.384
[9 empty] | 179.2 | 0.0084639 | -0.60615 | 66.4307 | 1.2302
[9 empty] | 179.3 | 0.007406 | -0.60616 | 66.4308 | 1.0765
[9 empty] | 179.4 | 0.0063481 | -0.60617 | 66.431 | 0.9227
[9 empty] | 179.5 | 0.0052901 | -0.60618 | 66.4312 | 0.76892
[9 empty] | 179.6 | 0.0042321 | -0.60619 | 66.4313 | 0.61514
[9 empty] | 179.7 | 0.0031741 | -0.6062 | 66.4314 | 0.46136
[9 empty] | 179.8 | 0.0021161 | -0.6062 | 66.4314 | 0.30757
[9 empty] | 179.9 | 0.001058 | -0.6062 | 66.4315 | 0.15379
[9 empty] | 180 | 5.3916e-14 | -0.60621 | 66.4315 | 7.8368e-12
p [a. u.]
TOF [ns]

## Electron Wiggles
[12 empty] | modulo | 1000000000 |  |  | electron 1 * electron 1 * electron 1 * electron 1 * electron 1 | [8 empty] | electron 2 * electron 2 * electron 2 * electron 2 * electron 2 | [8 empty] | electron 3 * electron 3 * electron 3 * electron 3 * electron 3 | [8 empty] | electron 4 * electron 4 * electron 4 * electron 4 * electron 4 | [8 empty] | electron 5 * electron 5 * electron 5 * electron 5 * electron 5
length acceleration (E-field) xa1 | 2 | cm |  |  |  |  | maximum momentum for B = 8 Gauss | 1.2862 | a. u. | 22.4977 | eV |  | wiggle line |  |  | Wiggles |  |  |  |  | max. emission angle |  |  |  | Wiggles |  |  |  |  | max. emission angle |  |  |  | Wiggles |  |  |  |  | max. emission angle |  |  |  | Wiggles |  |  |  |  | max. emission angle |  |  |  | Wiggles |  |  |  |  | max. emission angle |  |  |  | TOF 0 |  | turnaround time
length acceleration 2 xa2 or drift xd | 4 | cm | [10 empty] | Tof | TOF mof | er_max | p_parallel | p_perpendicular | TOF | TOF mod | r | emission angle | max angle on detector | pos. angle | neg. angle | p_parallel | p_perpendicular | TOF | TOF mod | r | emission angle | max angle on detector | pos. angle | neg. angle | p_parallel | p_perpendicular | TOF | TOF mod | r | emission angle | max angle on detector | pos. angle | neg. angle | p_parallel | p_perpendicular | TOF | TOF mod | r | emission angle | max angle on detector | pos. angle | neg. angle | p_parallel | p_perpendicular | TOF | TOF mod | r | emission angle | max angle on detector | pos. angle | neg. angle | r | TOF | r | TOF
length drift 3 (only deceler. geometry) |  | cm | [10 empty] | 0 | 0 | 4.9006e-15 | 0.8573 | 0 | 26.2772 | 26.2772 | 0 | 0 |  |  |  | 1.2124 | 0 | 20.2732 | 20.2732 | 0 | 0 |  |  |  | 0 | 0 | 55.0663 | 55.0663 | 0 | #DIV/0! |  |  |  | 0 | 0 | 55.0663 | 55.0663 | 0 | #DIV/0! |  |  |  | 0 | 0 | 55.0663 | 55.0663 | 0 | #DIV/0! |  |  |  | 0 | 55.0663 | 0 | 94.6674
[13 empty] | 0.1 | 0.1 | 0.28144 | 0.85559 | 0.054194 | 26.3132 | 26.3132 | 1.6195 | 3.6243 |  |  |  | 1.21 | 0.076641 | 20.306 | 20.306 | 2.3595 | 3.6243 |  |  |  | 0 | 0 | 55.0663 | 55.0663 | 0 | #DIV/0! |  |  |  | 0 | 0 | 55.0663 | 55.0663 | 0 | #DIV/0! |  |  |  | 0 | 0 | 55.0663 | 55.0663 | 0 | #DIV/0! |  |  |  | 42 | 55.0663 | 42 | 94.6674
E-field xa1 | 3 | V/cm | [10 empty] | 0.2 | 0.2 | 0.56286 | 0.85387 | 0.076603 | 26.3493 | 26.3493 | 2.2875 | 5.1264 |  |  |  | 1.2076 | 0.10833 | 20.3388 | 20.3388 | 3.3363 | 5.1264 |  |  |  | 0 | 0 | 55.0663 | 55.0663 | 0 | #DIV/0! |  |  |  | 0 | 0 | 55.0663 | 55.0663 | 0 | #DIV/0! |  |  |  | 0 | 0 | 55.0663 | 55.0663 | 0 | #DIV/0!
E-field xa2 (or drift) |  | V/cm | [10 empty] | 0.3 | 0.3 | 0.84426 | 0.85216 | 0.093772 | 26.3854 | 26.3854 | 2.7981 | 6.2796 |  |  |  | 1.2051 | 0.13261 | 20.3718 | 20.3718 | 4.0854 | 6.2796 |  |  |  | 0 | 0 | 55.0663 | 55.0663 | 0 | #DIV/0! |  |  |  | 0 | 0 | 55.0663 | 55.0663 | 0 | #DIV/0! |  |  |  | 0 | 0 | 55.0663 | 55.0663 | 0 | #DIV/0!
magnetic field B | 8 | Gauss | [10 empty] | 0.4 | 0.4 | 1.1256 | 0.85045 | 0.10822 | 26.4217 | 26.4217 | 3.2269 | 7.2522 |  |  |  | 1.2027 | 0.15305 | 20.4048 | 20.4048 | 4.7165 | 7.2522 |  |  |  | 0 | 0 | 55.0663 | 55.0663 | 0 | #DIV/0! |  |  |  | 0 | 0 | 55.0663 | 55.0663 | 0 | #DIV/0! |  |  |  | 0 | 0 | 55.0663 | 55.0663 | 0 | #DIV/0!
minum pass energy (deceleration) |  | eV | [10 empty] | 0.5 | 0.5 | 1.4069 | 0.84873 | 0.12094 | 26.458 | 26.458 | 3.6032 | 8.1096 |  |  |  | 1.2003 | 0.17103 | 20.4379 | 20.4379 | 5.2723 | 8.1096 |  |  |  | 0 | 0 | 55.0663 | 55.0663 | 0 | #DIV/0! |  |  |  | 0 | 0 | 55.0663 | 55.0663 | 0 | #DIV/0! |  |  |  | 0 | 0 | 55.0663 | 55.0663 | 0 | #DIV/0!
gyration center to node for p=0 | 83.9838 | ° | [10 empty] | 0.6 | 0.6 | 1.6881 | 0.84702 | 0.13241 | 26.4944 | 26.4944 | 3.9421 | 8.8851 |  |  |  | 1.1979 | 0.18726 | 20.4712 | 20.4712 | 5.7744 | 8.8851 |  |  |  | 0 | 0 | 55.0663 | 55.0663 | 0 | #DIV/0! |  |  |  | 0 | 0 | 55.0663 | 55.0663 | 0 | #DIV/0! |  |  |  | 0 | 0 | 55.0663 | 55.0663 | 0 | #DIV/0!
[13 empty] | 0.7 | 0.7 | 1.9693 | 0.8453 | 0.14295 | 26.5309 | 26.5309 | 4.2525 | 9.5986 |  |  |  | 1.1954 | 0.20216 | 20.5045 | 20.5045 | 6.2358 | 9.5986 |  |  |  | 0 | 0 | 55.0663 | 55.0663 | 0 | #DIV/0! |  |  |  | 0 | 0 | 55.0663 | 55.0663 | 0 | #DIV/0! |  |  |  | 0 | 0 | 55.0663 | 55.0663 | 0 | #DIV/0!
MCP diameter dMCP | 80 | mm | [10 empty] | 0.8 | 0.8 | 2.2503 | 0.84359 | 0.15274 | 26.5674 | 26.5674 | 4.5403 | 10.2631 |  |  |  | 1.193 | 0.21601 | 20.5379 | 20.5379 | 6.665 | 10.2631 |  |  |  | 0 | 0 | 55.0663 | 55.0663 | 0 | #DIV/0! |  |  |  | 0 | 0 | 55.0663 | 55.0663 | 0 | #DIV/0! |  |  |  | 0 | 0 | 55.0663 | 55.0663 | 0 | #DIV/0!
length recoil acceleration | 3 | cm | [10 empty] | 0.9 | 0.9 | 2.5313 | 0.84187 | 0.16193 | 26.6041 | 26.6041 | 4.8094 | 10.8875 |  |  |  | 1.1906 | 0.229 | 20.5714 | 20.5714 | 7.0678 | 10.8875 |  |  |  | 0 | 0 | 55.0663 | 55.0663 | 0 | #DIV/0! |  |  |  | 0 | 0 | 55.0663 | 55.0663 | 0 | #DIV/0! |  |  |  | 0 | 0 | 55.0663 | 55.0663 | 0 | #DIV/0!
max turnaround energy | 9 | eV | [10 empty] | 1 | 1 | 2.8121 | 0.84016 | 0.1706 | 26.6408 | 26.6408 | 5.063 | 11.4783 |  |  |  | 1.1882 | 0.24127 | 20.605 | 20.605 | 7.4485 | 11.4783 |  |  |  | 0 | 0 | 55.0663 | 55.0663 | 0 | #DIV/0! |  |  |  | 0 | 0 | 55.0663 | 55.0663 | 0 | #DIV/0! |  |  |  | 0 | 0 | 55.0663 | 55.0663 | 0 | #DIV/0!
max turnaround time | 94.6674 | ns | [10 empty] | 1.1 | 1.1 | 3.0928 | 0.83844 | 0.17884 | 26.6776 | 26.6776 | 5.3031 | 12.0406 |  |  |  | 1.1857 | 0.25291 | 20.6388 | 20.6388 | 7.8104 | 12.0406 |  |  |  | 0 | 0 | 55.0663 | 55.0663 | 0 | #DIV/0! |  |  |  | 0 | 0 | 55.0663 | 55.0663 | 0 | #DIV/0! |  |  |  | 0 | 0 | 55.0663 | 55.0663 | 0 | #DIV/0!
[13 empty] | 1.2 | 1.2 | 3.3733 | 0.83673 | 0.1867 | 26.7145 | 26.7145 | 5.5315 | 12.5781 |  |  |  | 1.1833 | 0.26403 | 20.6726 | 20.6726 | 8.1558 | 12.5781 |  |  |  | 0 | 0 | 55.0663 | 55.0663 | 0 | #DIV/0! |  |  |  | 0 | 0 | 55.0663 | 55.0663 | 0 | #DIV/0! |  |  |  | 0 | 0 | 55.0663 | 55.0663 | 0 | #DIV/0!
time offset T0 |  | ns | [10 empty] | 1.3 | 1.3 | 3.6536 | 0.83501 | 0.19422 | 26.7515 | 26.7515 | 5.7497 | 13.0939 |  |  |  | 1.1809 | 0.27467 | 20.7065 | 20.7065 | 8.4869 | 13.0939 |  |  |  | 0 | 0 | 55.0663 | 55.0663 | 0 | #DIV/0! |  |  |  | 0 | 0 | 55.0663 | 55.0663 | 0 | #DIV/0! |  |  |  | 0 | 0 | 55.0663 | 55.0663 | 0 | #DIV/0!
bunch marker (modulo) |  | ns | [10 empty] | 1.4 | 1.4 | 3.9338 | 0.8333 | 0.20145 | 26.7885 | 26.7885 | 5.9587 | 13.5905 |  |  |  | 1.1785 | 0.28489 | 20.7405 | 20.7405 | 8.8052 | 13.5905 |  |  |  | 0 | 0 | 55.0663 | 55.0663 | 0 | #DIV/0! |  |  |  | 0 | 0 | 55.0663 | 55.0663 | 0 | #DIV/0! |  |  |  | 0 | 0 | 55.0663 | 55.0663 | 0 | #DIV/0!
offset velocity perp. (ion beam…) vp, ^ |  | a. u. | [10 empty] | 1.5 | 1.5 | 4.2138 | 0.83158 | 0.20841 | 26.8256 | 26.8256 | 6.1594 | 14.0699 |  |  |  | 1.176 | 0.29474 | 20.7746 | 20.7746 | 9.112 | 14.0699 |  |  |  | 0 | 0 | 55.0663 | 55.0663 | 0 | #DIV/0! |  |  |  | 0 | 0 | 55.0663 | 55.0663 | 0 | #DIV/0! |  |  |  | 0 | 0 | 55.0663 | 55.0663 | 0 | #DIV/0!
offset velocity parallel (ion beam…) vp,¦¦ |  | a. u. | [10 empty] | 1.6 | 1.6 | 4.4936 | 0.82987 | 0.21514 | 26.8629 | 26.8629 | 6.3527 | 14.5337 |  |  |  | 1.1736 | 0.30425 | 20.8088 | 20.8088 | 9.4085 | 14.5337 |  |  |  | 0 | 0 | 55.0663 | 55.0663 | 0 | #DIV/0! |  |  |  | 0 | 0 | 55.0663 | 55.0663 | 0 | #DIV/0! |  |  |  | 0 | 0 | 55.0663 | 55.0663 | 0 | #DIV/0!
[13 empty] | 1.7 | 1.7 | 4.7731 | 0.82816 | 0.22165 | 26.9001 | 26.9001 | 6.5392 | 14.9836 |  |  |  | 1.1712 | 0.31346 | 20.8431 | 20.8431 | 9.6956 | 14.9836 |  |  |  | 0 | 0 | 55.0663 | 55.0663 | 0 | #DIV/0! |  |  |  | 0 | 0 | 55.0663 | 55.0663 | 0 | #DIV/0! |  |  |  | 0 | 0 | 55.0663 | 55.0663 | 0 | #DIV/0!
[13 empty] | 1.8 | 1.8 | 5.0524 | 0.82644 | 0.22796 | 26.9375 | 26.9375 | 6.7194 | 15.4206 |  |  |  | 1.1688 | 0.32238 | 20.8775 | 20.8775 | 9.9742 | 15.4206 |  |  |  | 0 | 0 | 55.0663 | 55.0663 | 0 | #DIV/0! |  |  |  | 0 | 0 | 55.0663 | 55.0663 | 0 | #DIV/0! |  |  |  | 0 | 0 | 55.0663 | 55.0663 | 0 | #DIV/0!
[13 empty] | 1.9 | 1.9 | 5.3315 | 0.82473 | 0.23409 | 26.975 | 26.975 | 6.8939 | 15.8458 |  |  |  | 1.1663 | 0.33105 | 20.912 | 20.912 | 10.2448 | 15.8458 |  |  |  | 0 | 0 | 55.0663 | 55.0663 | 0 | #DIV/0! |  |  |  | 0 | 0 | 55.0663 | 55.0663 | 0 | #DIV/0! |  |  |  | 0 | 0 | 55.0663 | 55.0663 | 0 | #DIV/0!
| electron 1 | electron 2 | electron 3 | electron 4 | electron 5 | [7 empty] | 2 | 2 | 5.6103 | 0.82301 | 0.24005 | 27.0125 | 27.0125 | 7.063 | 16.2602 |  |  |  | 1.1639 | 0.33947 | 20.9466 | 20.9466 | 10.5081 | 16.2602 |  |  |  | 0 | 0 | 55.0663 | 55.0663 | 0 | #DIV/0! |  |  |  | 0 | 0 | 55.0663 | 55.0663 | 0 | #DIV/0! |  |  |  | 0 | 0 | 55.0663 | 55.0663 | 0 | #DIV/0!
[13 empty] | 2.1 | 2.1 | 5.8888 | 0.8213 | 0.24585 | 27.0501 | 27.0501 | 7.2272 | 16.6646 |  |  |  | 1.1615 | 0.34768 | 20.9813 | 20.9813 | 10.7646 | 16.6646 |  |  |  | 0 | 0 | 55.0663 | 55.0663 | 0 | #DIV/0! |  |  |  | 0 | 0 | 55.0663 | 55.0663 | 0 | #DIV/0! |  |  |  | 0 | 0 | 55.0663 | 55.0663 | 0 | #DIV/0!
momentum pe | [5 empty] | a. u. | [6 empty] | 2.2 | 2.2 | 6.167 | 0.81958 | 0.2515 | 27.0878 | 27.0878 | 7.3867 | 17.0596 |  |  |  | 1.1591 | 0.35568 | 21.0162 | 21.0162 | 11.0148 | 17.0596 |  |  |  | 0 | 0 | 55.0663 | 55.0663 | 0 | #DIV/0! |  |  |  | 0 | 0 | 55.0663 | 55.0663 | 0 | #DIV/0! |  |  |  | 0 | 0 | 55.0663 | 55.0663 | 0 | #DIV/0!
energy Ee | 10 | 20 |  |  |  | eV | [6 empty] | 2.3 | 2.3 | 6.4449 | 0.81787 | 0.25703 | 27.1256 | 27.1256 | 7.5418 | 17.446 |  |  |  | 1.1566 | 0.36349 | 21.0511 | 21.0511 | 11.2591 | 17.446 |  |  |  | 0 | 0 | 55.0663 | 55.0663 | 0 | #DIV/0! |  |  |  | 0 | 0 | 55.0663 | 55.0663 | 0 | #DIV/0! |  |  |  | 0 | 0 | 55.0663 | 55.0663 | 0 | #DIV/0!
energy Ee | [5 empty] | a. u. | [6 empty] | 2.4 | 2.4 | 6.7225 | 0.81615 | 0.26242 | 27.1635 | 27.1635 | 7.6928 | 17.8242 |  |  |  | 1.1542 | 0.37112 | 21.0861 | 21.0861 | 11.4979 | 17.8242 |  |  |  | 0 | 0 | 55.0663 | 55.0663 | 0 | #DIV/0! |  |  |  | 0 | 0 | 55.0663 | 55.0663 | 0 | #DIV/0! |  |  |  | 0 | 0 | 55.0663 | 55.0663 | 0 | #DIV/0!
[13 empty] | 2.5 | 2.5 | 6.9998 | 0.81444 | 0.26769 | 27.2015 | 27.2015 | 7.84 | 18.1949 |  |  |  | 1.1518 | 0.37858 | 21.1212 | 21.1212 | 11.7315 | 18.1949 |  |  |  | 0 | 0 | 55.0663 | 55.0663 | 0 | #DIV/0! |  |  |  | 0 | 0 | 55.0663 | 55.0663 | 0 | #DIV/0! |  |  |  | 0 | 0 | 55.0663 | 55.0663 | 0 | #DIV/0!
momentum pe | 0.8573 | 1.2124 | 0 | 0 | 0 | a. u. | [6 empty] | 2.6 | 2.6 | 7.2767 | 0.81272 | 0.27285 | 27.2395 | 27.2395 | 7.9835 | 18.5584 |  |  |  | 1.1494 | 0.38587 | 21.1564 | 21.1564 | 11.9602 | 18.5584 |  |  |  | 0 | 0 | 55.0663 | 55.0663 | 0 | #DIV/0! |  |  |  | 0 | 0 | 55.0663 | 55.0663 | 0 | #DIV/0! |  |  |  | 0 | 0 | 55.0663 | 55.0663 | 0 | #DIV/0!
energy Ee | 10 | 20 |  |  |  | eV | [6 empty] | 2.7 | 2.7 | 7.5533 | 0.81101 | 0.27791 | 27.2776 | 27.2776 | 8.1235 | 18.9151 |  |  |  | 1.1469 | 0.39302 | 21.1917 | 21.1917 | 12.1842 | 18.9151 |  |  |  | 0 | 0 | 55.0663 | 55.0663 | 0 | #DIV/0! |  |  |  | 0 | 0 | 55.0663 | 55.0663 | 0 | #DIV/0! |  |  |  | 0 | 0 | 55.0663 | 55.0663 | 0 | #DIV/0!
energy Ee | 0.36748 | 0.73497 |  |  |  | a. u. | [6 empty] | 2.8 | 2.8 | 7.8295 | 0.80929 | 0.28286 | 27.3158 | 27.3158 | 8.2602 | 19.2655 |  |  |  | 1.1445 | 0.40003 | 21.2272 | 21.2272 | 12.4038 | 19.2655 |  |  |  | 0 | 0 | 55.0663 | 55.0663 | 0 | #DIV/0! |  |  |  | 0 | 0 | 55.0663 | 55.0663 | 0 | #DIV/0! |  |  |  | 0 | 0 | 55.0663 | 55.0663 | 0 | #DIV/0!
deBroglie wavelength l | 7.329 | 5.1824 |  |  |  | a. u. | [6 empty] | 2.9 | 2.9 | 8.1053 | 0.80758 | 0.28772 | 27.3541 | 27.3541 | 8.3938 | 19.6098 |  |  |  | 1.1421 | 0.4069 | 21.2627 | 21.2627 | 12.6193 | 19.6098 |  |  |  | 0 | 0 | 55.0663 | 55.0663 | 0 | #DIV/0! |  |  |  | 0 | 0 | 55.0663 | 55.0663 | 0 | #DIV/0! |  |  |  | 0 | 0 | 55.0663 | 55.0663 | 0 | #DIV/0!
[13 empty] | 3 | 3 | 8.3807 | 0.80587 | 0.29249 | 27.3925 | 27.3925 | 8.5243 | 19.9484 |  |  |  | 1.1397 | 0.41364 | 21.2983 | 21.2983 | 12.8308 | 19.9484 |  |  |  | 0 | 0 | 55.0663 | 55.0663 | 0 | #DIV/0! |  |  |  | 0 | 0 | 55.0663 | 55.0663 | 0 | #DIV/0! |  |  |  | 0 | 0 | 55.0663 | 55.0663 | 0 | #DIV/0!
time of flight 'forward' | 26.2772 | 20.2732 | 55.0663 | 55.0663 | 55.0663 | ns | [6 empty] | 3.1 | 3.1 | 8.6557 | 0.80415 | 0.29717 | 27.4309 | 27.4309 | 8.652 | 20.2816 |  |  |  | 1.1372 | 0.42026 | 21.3341 | 21.3341 | 13.0385 | 20.2816 |  |  |  | 0 | 0 | 55.0663 | 55.0663 | 0 | #DIV/0! |  |  |  | 0 | 0 | 55.0663 | 55.0663 | 0 | #DIV/0! |  |  |  | 0 | 0 | 55.0663 | 55.0663 | 0 | #DIV/0!
time of flight for p = 0 | 55.0663 | 55.0663 | 55.0663 | 55.0663 | 55.0663 | ns | [6 empty] | 3.2 | 3.2 | 8.9302 | 0.80244 | 0.30177 | 27.4695 | 27.4695 | 8.7769 | 20.6097 |  |  |  | 1.1348 | 0.42677 | 21.3699 | 21.3699 | 13.2425 | 20.6097 |  |  |  | 0 | 0 | 55.0663 | 55.0663 | 0 | #DIV/0! |  |  |  | 0 | 0 | 55.0663 | 55.0663 | 0 | #DIV/0! |  |  |  | 0 | 0 | 55.0663 | 55.0663 | 0 | #DIV/0!
time of flight 'backward' | 97.3662 | 120.8083 | 55.0663 | 55.0663 | 55.0663 | ns | [6 empty] | 3.3 | 3.3 | 9.2043 | 0.80072 | 0.30629 | 27.5081 | 27.5081 | 8.8992 | 20.9328 |  |  |  | 1.1324 | 0.43316 | 21.4059 | 21.4059 | 13.4432 | 20.9328 |  |  |  | 0 | 0 | 55.0663 | 55.0663 | 0 | #DIV/0! |  |  |  | 0 | 0 | 55.0663 | 55.0663 | 0 | #DIV/0! |  |  |  | 0 | 0 | 55.0663 | 55.0663 | 0 | #DIV/0!
[13 empty] | 3.4 | 3.4 | 9.478 | 0.79901 | 0.31074 | 27.5468 | 27.5468 | 9.019 | 21.2512 |  |  |  | 1.13 | 0.43945 | 21.4419 | 21.4419 | 13.6405 | 21.2512 |  |  |  | 0 | 0 | 55.0663 | 55.0663 | 0 | #DIV/0! |  |  |  | 0 | 0 | 55.0663 | 55.0663 | 0 | #DIV/0! |  |  |  | 0 | 0 | 55.0663 | 55.0663 | 0 | #DIV/0!
Delta TOF 'forward' | 28.7891 | 34.7931 |  |  |  | ns | [6 empty] | 3.5 | 3.5 | 9.7512 | 0.79729 | 0.31511 | 27.5856 | 27.5856 | 9.1362 | 21.5652 |  |  |  | 1.1275 | 0.44563 | 21.4781 | 21.4781 | 13.8346 | 21.5652 |  |  |  | 0 | 0 | 55.0663 | 55.0663 | 0 | #DIV/0! |  |  |  | 0 | 0 | 55.0663 | 55.0663 | 0 | #DIV/0! |  |  |  | 0 | 0 | 55.0663 | 55.0663 | 0 | #DIV/0!
Delta TOF 'backward' | 42.2999 | 65.7419 |  |  |  | ns | [6 empty] | 3.6 | 3.6 | 10.0239 | 0.79558 | 0.31941 | 27.6245 | 27.6245 | 9.2512 | 21.8748 |  |  |  | 1.1251 | 0.45172 | 21.5144 | 21.5144 | 14.0257 | 21.8748 |  |  |  | 0 | 0 | 55.0663 | 55.0663 | 0 | #DIV/0! |  |  |  | 0 | 0 | 55.0663 | 55.0663 | 0 | #DIV/0! |  |  |  | 0 | 0 | 55.0663 | 55.0663 | 0 | #DIV/0!
max. radius | 25.3807 | 36.7409 | 0 | 0 | 0 | mm | [6 empty] | 3.7 | 3.7 | 10.2961 | 0.79386 | 0.32365 | 27.6635 | 27.6635 | 9.3638 | 22.1804 |  |  |  | 1.1227 | 0.45771 | 21.5508 | 21.5508 | 14.2138 | 22.1804 |  |  |  | 0 | 0 | 55.0663 | 55.0663 | 0 | #DIV/0! |  |  |  | 0 | 0 | 55.0663 | 55.0663 | 0 | #DIV/0! |  |  |  | 0 | 0 | 55.0663 | 55.0663 | 0 | #DIV/0!
[13 empty] | 3.8 | 3.8 | 10.5678 | 0.79215 | 0.32783 | 27.7025 | 27.7025 | 9.4743 | 22.482 |  |  |  | 1.1203 | 0.46362 | 21.5872 | 21.5872 | 14.3991 | 22.482 |  |  |  | 0 | 0 | 55.0663 | 55.0663 | 0 | #DIV/0! |  |  |  | 0 | 0 | 55.0663 | 55.0663 | 0 | #DIV/0! |  |  |  | 0 | 0 | 55.0663 | 55.0663 | 0 | #DIV/0!
gyration radius rGyr | 13.3311 | 18.853 |  |  |  | mm | [6 empty] | 3.9 | 3.9 | 10.839 | 0.79043 | 0.33194 | 27.7417 | 27.7417 | 9.5826 | 22.7798 |  |  |  | 1.1178 | 0.46943 | 21.6238 | 21.6238 | 14.5816 | 22.7798 |  |  |  | 0 | 0 | 55.0663 | 55.0663 | 0 | #DIV/0! |  |  |  | 0 | 0 | 55.0663 | 55.0663 | 0 | #DIV/0! |  |  |  | 0 | 0 | 55.0663 | 55.0663 | 0 | #DIV/0!
gyration period TGyr | 44.65 | 44.65 | 44.65 | 44.65 | 44.65 | ns | [6 empty] | 4 | 4 | 11.1096 | 0.78872 | 0.33599 | 27.7809 | 27.7809 | 9.6889 | 23.0739 |  |  |  | 1.1154 | 0.47517 | 21.6605 | 21.6605 | 14.7615 | 23.0739 |  |  |  | 0 | 0 | 55.0663 | 55.0663 | 0 | #DIV/0! |  |  |  | 0 | 0 | 55.0663 | 55.0663 | 0 | #DIV/0! |  |  |  | 0 | 0 | 55.0663 | 55.0663 | 0 | #DIV/0!
[13 empty] | 4.1 | 4.1 | 11.3797 | 0.787 | 0.33999 | 27.8202 | 27.8202 | 9.7931 | 23.3646 |  |  |  | 1.113 | 0.48082 | 21.6973 | 21.6973 | 14.9389 | 23.3646 |  |  |  | 0 | 0 | 55.0663 | 55.0663 | 0 | #DIV/0! |  |  |  | 0 | 0 | 55.0663 | 55.0663 | 0 | #DIV/0! |  |  |  | 0 | 0 | 55.0663 | 55.0663 | 0 | #DIV/0!
forward collection angle < | 2pi | 2pi | [10 empty] | 4.2 | 4.2 | 11.6493 | 0.78529 | 0.34393 | 27.8596 | 27.8596 | 9.8955 | 23.6519 |  |  |  | 1.1106 | 0.48639 | 21.7343 | 21.7343 | 15.1138 | 23.6519 |  |  |  | 0 | 0 | 55.0663 | 55.0663 | 0 | #DIV/0! |  |  |  | 0 | 0 | 55.0663 | 55.0663 | 0 | #DIV/0! |  |  |  | 0 | 0 | 55.0663 | 55.0663 | 0 | #DIV/0!
backward collection angle > | 2pi | 2pi | [10 empty] | 4.3 | 4.3 | 11.9182 | 0.78358 | 0.34782 | 27.8991 | 27.8991 | 9.9959 | 23.9359 |  |  |  | 1.1081 | 0.49189 | 21.7713 | 21.7713 | 15.2862 | 23.9359 |  |  |  | 0 | 0 | 55.0663 | 55.0663 | 0 | #DIV/0! |  |  |  | 0 | 0 | 55.0663 | 55.0663 | 0 | #DIV/0! |  |  |  | 0 | 0 | 55.0663 | 55.0663 | 0 | #DIV/0!
[13 empty] | 4.4 | 4.4 | 12.1866 | 0.78186 | 0.35166 | 27.9386 | 27.9386 | 10.0945 | 24.2168 |  |  |  | 1.1057 | 0.49732 | 21.8084 | 21.8084 | 15.4564 | 24.2168 |  |  |  | 0 | 0 | 55.0663 | 55.0663 | 0 | #DIV/0! |  |  |  | 0 | 0 | 55.0663 | 55.0663 | 0 | #DIV/0! |  |  |  | 0 | 0 | 55.0663 | 55.0663 | 0 | #DIV/0!
[13 empty] | 4.5 | 4.5 | 12.4543 | 0.78015 | 0.35545 | 27.9783 | 27.9783 | 10.1913 | 24.4946 |  |  |  | 1.1033 | 0.50268 | 21.8457 | 21.8457 | 15.6243 | 24.4946 |  |  |  | 0 | 0 | 55.0663 | 55.0663 | 0 | #DIV/0! |  |  |  | 0 | 0 | 55.0663 | 55.0663 | 0 | #DIV/0! |  |  |  | 0 | 0 | 55.0663 | 55.0663 | 0 | #DIV/0!
time relative to node "forward" | 0.58851 | 0.45405 |  |  |  | fraction of 2p of gyration periode | [6 empty] | 4.6 | 4.6 | 12.7215 | 0.77843 | 0.35918 | 28.018 | 28.018 | 10.2864 | 24.7696 |  |  |  | 1.1009 | 0.50796 | 21.8831 | 21.8831 | 15.79 | 24.7696 |  |  |  | 0 | 0 | 55.0663 | 55.0663 | 0 | #DIV/0! |  |  |  | 0 | 0 | 55.0663 | 55.0663 | 0 | #DIV/0! |  |  |  | 0 | 0 | 55.0663 | 55.0663 | 0 | #DIV/0!
time relative to node p=0 | 0.23329 | 0.23329 |  |  |  | fraction of 2p of gyration periode | [6 empty] | 4.7 | 4.7 | 12.988 | 0.77672 | 0.36288 | 28.0579 | 28.0579 | 10.3798 | 25.0417 |  |  |  | 1.0984 | 0.51319 | 21.9205 | 21.9205 | 15.9536 | 25.0417 |  |  |  | 0 | 0 | 55.0663 | 55.0663 | 0 | #DIV/0! |  |  |  | 0 | 0 | 55.0663 | 55.0663 | 0 | #DIV/0! |  |  |  | 0 | 0 | 55.0663 | 55.0663 | 0 | #DIV/0!
time relative to node "backward" | 0.18065 | 0.70567 |  |  |  | fraction of 2p of gyration periode | [6 empty] | 4.8 | 4.8 | 13.2538 | 0.775 | 0.36653 | 28.0978 | 28.0978 | 10.4715 | 25.3111 |  |  |  | 1.096 | 0.51834 | 21.9581 | 21.9581 | 16.1152 | 25.3111 |  |  |  | 0 | 0 | 55.0663 | 55.0663 | 0 | #DIV/0! |  |  |  | 0 | 0 | 55.0663 | 55.0663 | 0 | #DIV/0! |  |  |  | 0 | 0 | 55.0663 | 55.0663 | 0 | #DIV/0!
can the electron be turned around | no | no | [10 empty] | 4.9 | 4.9 | 13.5191 | 0.77329 | 0.37013 | 28.1378 | 28.1378 | 10.5616 | 25.5778 |  |  |  | 1.0936 | 0.52344 | 21.9958 | 21.9958 | 16.2747 | 25.5778 |  |  |  | 0 | 0 | 55.0663 | 55.0663 | 0 | #DIV/0! |  |  |  | 0 | 0 | 55.0663 | 55.0663 | 0 | #DIV/0! |  |  |  | 0 | 0 | 55.0663 | 55.0663 | 0 | #DIV/0!
minimum spectrometer diameter | 53.3243 | 75.4119 | 0 | 0 | 0 | mm | [6 empty] | 5 | 5 | 13.7836 | 0.77157 | 0.37369 | 28.1779 | 28.1779 | 10.6502 | 25.8419 |  |  |  | 1.0912 | 0.52848 | 22.0336 | 22.0336 | 16.4322 | 25.8419 |  |  |  | 0 | 0 | 55.0663 | 55.0663 | 0 | #DIV/0! |  |  |  | 0 | 0 | 55.0663 | 55.0663 | 0 | #DIV/0! |  |  |  | 0 | 0 | 55.0663 | 55.0663 | 0 | #DIV/0!
[13 empty] | 5.1 | 5.1 | 14.0475 | 0.76986 | 0.37721 | 28.2181 | 28.2181 | 10.7371 | 26.1036 |  |  |  | 1.0887 | 0.53346 | 22.0715 | 22.0715 | 16.5878 | 26.1036 |  |  |  | 0 | 0 | 55.0663 | 55.0663 | 0 | #DIV/0! |  |  |  | 0 | 0 | 55.0663 | 55.0663 | 0 | #DIV/0! |  |  |  | 0 | 0 | 55.0663 | 55.0663 | 0 | #DIV/0!
[13 empty] | 5.2 | 5.2 | 14.3106 | 0.76814 | 0.38069 | 28.2583 | 28.2583 | 10.8226 | 26.3628 |  |  |  | 1.0863 | 0.53838 | 22.1096 | 22.1096 | 16.7416 | 26.3628 |  |  |  | 0 | 0 | 55.0663 | 55.0663 | 0 | #DIV/0! |  |  |  | 0 | 0 | 55.0663 | 55.0663 | 0 | #DIV/0! |  |  |  | 0 | 0 | 55.0663 | 55.0663 | 0 | #DIV/0!
[13 empty] | 5.3 | 5.3 | 14.5731 | 0.76643 | 0.38413 | 28.2987 | 28.2987 | 10.9066 | 26.6197 |  |  |  | 1.0839 | 0.54324 | 22.1477 | 22.1477 | 16.8935 | 26.6197 |  |  |  | 0 | 0 | 55.0663 | 55.0663 | 0 | #DIV/0! |  |  |  | 0 | 0 | 55.0663 | 55.0663 | 0 | #DIV/0! |  |  |  | 0 | 0 | 55.0663 | 55.0663 | 0 | #DIV/0!
[13 empty] | 5.4 | 5.4 | 14.8348 | 0.76472 | 0.38753 | 28.3391 | 28.3391 | 10.9892 | 26.8743 |  |  |  | 1.0815 | 0.54805 | 22.186 | 22.186 | 17.0436 | 26.8743 |  |  |  | 0 | 0 | 55.0663 | 55.0663 | 0 | #DIV/0! |  |  |  | 0 | 0 | 55.0663 | 55.0663 | 0 | #DIV/0! |  |  |  | 0 | 0 | 55.0663 | 55.0663 | 0 | #DIV/0!
[13 empty] | 5.5 | 5.5 | 15.0958 | 0.763 | 0.3909 | 28.3797 | 28.3797 | 11.0703 | 27.1268 |  |  |  | 1.079 | 0.55281 | 22.2244 | 22.2244 | 17.192 | 27.1268 |  |  |  | 0 | 0 | 55.0663 | 55.0663 | 0 | #DIV/0! |  |  |  | 0 | 0 | 55.0663 | 55.0663 | 0 | #DIV/0! |  |  |  | 0 | 0 | 55.0663 | 55.0663 | 0 | #DIV/0!
[13 empty] | 5.6 | 5.6 | 15.3561 | 0.76129 | 0.39423 | 28.4203 | 28.4203 | 11.1501 | 27.377 |  |  |  | 1.0766 | 0.55752 | 22.2629 | 22.2629 | 17.3387 | 27.377 |  |  |  | 0 | 0 | 55.0663 | 55.0663 | 0 | #DIV/0! |  |  |  | 0 | 0 | 55.0663 | 55.0663 | 0 | #DIV/0! |  |  |  | 0 | 0 | 55.0663 | 55.0663 | 0 | #DIV/0!
[13 empty] | 5.7 | 5.7 | 15.6156 | 0.75957 | 0.39752 | 28.461 | 28.461 | 11.2285 | 27.6252 |  |  |  | 1.0742 | 0.56218 | 22.3015 | 22.3015 | 17.4837 | 27.6252 |  |  |  | 0 | 0 | 55.0663 | 55.0663 | 0 | #DIV/0! |  |  |  | 0 | 0 | 55.0663 | 55.0663 | 0 | #DIV/0! |  |  |  | 0 | 0 | 55.0663 | 55.0663 | 0 | #DIV/0!
[13 empty] | 5.8 | 5.8 | 15.8743 | 0.75786 | 0.40078 | 28.5018 | 28.5018 | 11.3055 | 27.8713 |  |  |  | 1.0718 | 0.56679 | 22.3402 | 22.3402 | 17.627 | 27.8713 |  |  |  | 0 | 0 | 55.0663 | 55.0663 | 0 | #DIV/0! |  |  |  | 0 | 0 | 55.0663 | 55.0663 | 0 | #DIV/0! |  |  |  | 0 | 0 | 55.0663 | 55.0663 | 0 | #DIV/0!
[13 empty] | 5.9 | 5.9 | 16.1322 | 0.75614 | 0.404 | 28.5427 | 28.5427 | 11.3812 | 28.1154 |  |  |  | 1.0693 | 0.57135 | 22.379 | 22.379 | 17.7688 | 28.1154 |  |  |  | 0 | 0 | 55.0663 | 55.0663 | 0 | #DIV/0! |  |  |  | 0 | 0 | 55.0663 | 55.0663 | 0 | #DIV/0! |  |  |  | 0 | 0 | 55.0663 | 55.0663 | 0 | #DIV/0!
[13 empty] | 6 | 6 | 16.3894 | 0.75443 | 0.4072 | 28.5837 | 28.5837 | 11.4557 | 28.3576 |  |  |  | 1.0669 | 0.57586 | 22.418 | 22.418 | 17.909 | 28.3576 |  |  |  | 0 | 0 | 55.0663 | 55.0663 | 0 | #DIV/0! |  |  |  | 0 | 0 | 55.0663 | 55.0663 | 0 | #DIV/0! |  |  |  | 0 | 0 | 55.0663 | 55.0663 | 0 | #DIV/0!
[13 empty] | 6.1 | 6.1 | 16.6457 | 0.75271 | 0.41036 | 28.6247 | 28.6247 | 11.5288 | 28.598 |  |  |  | 1.0645 | 0.58033 | 22.4571 | 22.4571 | 18.0476 | 28.598 |  |  |  | 0 | 0 | 55.0663 | 55.0663 | 0 | #DIV/0! |  |  |  | 0 | 0 | 55.0663 | 55.0663 | 0 | #DIV/0! |  |  |  | 0 | 0 | 55.0663 | 55.0663 | 0 | #DIV/0!
[13 empty] | 6.2 | 6.2 | 16.9012 | 0.751 | 0.41349 | 28.6659 | 28.6659 | 11.6007 | 28.8365 |  |  |  | 1.0621 | 0.58476 | 22.4963 | 22.4963 | 18.1847 | 28.8365 |  |  |  | 0 | 0 | 55.0663 | 55.0663 | 0 | #DIV/0! |  |  |  | 0 | 0 | 55.0663 | 55.0663 | 0 | #DIV/0! |  |  |  | 0 | 0 | 55.0663 | 55.0663 | 0 | #DIV/0!
[13 empty] | 6.3 | 6.3 | 17.1559 | 0.74928 | 0.41659 | 28.7071 | 28.7071 | 11.6714 | 29.0732 |  |  |  | 1.0596 | 0.58914 | 22.5356 | 22.5356 | 18.3203 | 29.0732 |  |  |  | 0 | 0 | 55.0663 | 55.0663 | 0 | #DIV/0! |  |  |  | 0 | 0 | 55.0663 | 55.0663 | 0 | #DIV/0! |  |  |  | 0 | 0 | 55.0663 | 55.0663 | 0 | #DIV/0!
[13 empty] | 6.4 | 6.4 | 17.4097 | 0.74757 | 0.41966 | 28.7485 | 28.7485 | 11.7408 | 29.3081 |  |  |  | 1.0572 | 0.59348 | 22.575 | 22.575 | 18.4544 | 29.3081 |  |  |  | 0 | 0 | 55.0663 | 55.0663 | 0 | #DIV/0! |  |  |  | 0 | 0 | 55.0663 | 55.0663 | 0 | #DIV/0! |  |  |  | 0 | 0 | 55.0663 | 55.0663 | 0 | #DIV/0!
[13 empty] | 6.5 | 6.5 | 17.6626 | 0.74585 | 0.4227 | 28.7899 | 28.7899 | 11.8091 | 29.5414 |  |  |  | 1.0548 | 0.59778 | 22.6145 | 22.6145 | 18.5871 | 29.5414 |  |  |  | 0 | 0 | 55.0663 | 55.0663 | 0 | #DIV/0! |  |  |  | 0 | 0 | 55.0663 | 55.0663 | 0 | #DIV/0! |  |  |  | 0 | 0 | 55.0663 | 55.0663 | 0 | #DIV/0!
[13 empty] | 6.6 | 6.6 | 17.9147 | 0.74414 | 0.42571 | 28.8314 | 28.8314 | 11.8762 | 29.7729 |  |  |  | 1.0524 | 0.60204 | 22.6542 | 22.6542 | 18.7184 | 29.7729 |  |  |  | 0 | 0 | 55.0663 | 55.0663 | 0 | #DIV/0! |  |  |  | 0 | 0 | 55.0663 | 55.0663 | 0 | #DIV/0! |  |  |  | 0 | 0 | 55.0663 | 55.0663 | 0 | #DIV/0!
[13 empty] | 6.7 | 6.7 | 18.1659 | 0.74243 | 0.42869 | 28.873 | 28.873 | 11.9421 | 30.0029 |  |  |  | 1.0499 | 0.60626 | 22.694 | 22.694 | 18.8483 | 30.0029 |  |  |  | 0 | 0 | 55.0663 | 55.0663 | 0 | #DIV/0! |  |  |  | 0 | 0 | 55.0663 | 55.0663 | 0 | #DIV/0! |  |  |  | 0 | 0 | 55.0663 | 55.0663 | 0 | #DIV/0!
[13 empty] | 6.8 | 6.8 | 18.4162 | 0.74071 | 0.43165 | 28.9147 | 28.9147 | 12.0069 | 30.2313 |  |  |  | 1.0475 | 0.61044 | 22.7339 | 22.7339 | 18.9768 | 30.2313 |  |  |  | 0 | 0 | 55.0663 | 55.0663 | 0 | #DIV/0! |  |  |  | 0 | 0 | 55.0663 | 55.0663 | 0 | #DIV/0! |  |  |  | 0 | 0 | 55.0663 | 55.0663 | 0 | #DIV/0!
[13 empty] | 6.9 | 6.9 | 18.6656 | 0.739 | 0.43457 | 28.9565 | 28.9565 | 12.0705 | 30.4581 |  |  |  | 1.0451 | 0.61458 | 22.7739 | 22.7739 | 19.1039 | 30.4581 |  |  |  | 0 | 0 | 55.0663 | 55.0663 | 0 | #DIV/0! |  |  |  | 0 | 0 | 55.0663 | 55.0663 | 0 | #DIV/0! |  |  |  | 0 | 0 | 55.0663 | 55.0663 | 0 | #DIV/0!
[13 empty] | 7 | 7 | 18.914 | 0.73728 | 0.43748 | 28.9984 | 28.9984 | 12.1331 | 30.6834 |  |  |  | 1.0427 | 0.61869 | 22.8141 | 22.8141 | 19.2297 | 30.6834 |  |  |  | 0 | 0 | 55.0663 | 55.0663 | 0 | #DIV/0! |  |  |  | 0 | 0 | 55.0663 | 55.0663 | 0 | #DIV/0! |  |  |  | 0 | 0 | 55.0663 | 55.0663 | 0 | #DIV/0!
[13 empty] | 7.1 | 7.1 | 19.1615 | 0.73557 | 0.44035 | 29.0404 | 29.0404 | 12.1945 | 30.9072 |  |  |  | 1.0402 | 0.62275 | 22.8543 | 22.8543 | 19.3542 | 30.9072 |  |  |  | 0 | 0 | 55.0663 | 55.0663 | 0 | #DIV/0! |  |  |  | 0 | 0 | 55.0663 | 55.0663 | 0 | #DIV/0! |  |  |  | 0 | 0 | 55.0663 | 55.0663 | 0 | #DIV/0!
[13 empty] | 7.2 | 7.2 | 19.4081 | 0.73385 | 0.44321 | 29.0824 | 29.0824 | 12.2549 | 31.1296 |  |  |  | 1.0378 | 0.62679 | 22.8947 | 22.8947 | 19.4774 | 31.1296 |  |  |  | 0 | 0 | 55.0663 | 55.0663 | 0 | #DIV/0! |  |  |  | 0 | 0 | 55.0663 | 55.0663 | 0 | #DIV/0! |  |  |  | 0 | 0 | 55.0663 | 55.0663 | 0 | #DIV/0!
[13 empty] | 7.3 | 7.3 | 19.6537 | 0.73214 | 0.44603 | 29.1246 | 29.1246 | 12.3141 | 31.3506 |  |  |  | 1.0354 | 0.63078 | 22.9353 | 22.9353 | 19.5993 | 31.3506 |  |  |  | 0 | 0 | 55.0663 | 55.0663 | 0 | #DIV/0! |  |  |  | 0 | 0 | 55.0663 | 55.0663 | 0 | #DIV/0! |  |  |  | 0 | 0 | 55.0663 | 55.0663 | 0 | #DIV/0!
[13 empty] | 7.4 | 7.4 | 19.8984 | 0.73042 | 0.44883 | 29.1668 | 29.1668 | 12.3723 | 31.5701 |  |  |  | 1.033 | 0.63475 | 22.9759 | 22.9759 | 19.72 | 31.5701 |  |  |  | 0 | 0 | 55.0663 | 55.0663 | 0 | #DIV/0! |  |  |  | 0 | 0 | 55.0663 | 55.0663 | 0 | #DIV/0! |  |  |  | 0 | 0 | 55.0663 | 55.0663 | 0 | #DIV/0!
[13 empty] | 7.5 | 7.5 | 20.142 | 0.72871 | 0.45161 | 29.2092 | 29.2092 | 12.4295 | 31.7883 |  |  |  | 1.0305 | 0.63868 | 23.0166 | 23.0166 | 19.8393 | 31.7883 |  |  |  | 0 | 0 | 55.0663 | 55.0663 | 0 | #DIV/0! |  |  |  | 0 | 0 | 55.0663 | 55.0663 | 0 | #DIV/0! |  |  |  | 0 | 0 | 55.0663 | 55.0663 | 0 | #DIV/0!
[13 empty] | 7.6 | 7.6 | 20.3847 | 0.72699 | 0.45437 | 29.2516 | 29.2516 | 12.4856 | 32.0052 |  |  |  | 1.0281 | 0.64257 | 23.0575 | 23.0575 | 19.9575 | 32.0052 |  |  |  | 0 | 0 | 55.0663 | 55.0663 | 0 | #DIV/0! |  |  |  | 0 | 0 | 55.0663 | 55.0663 | 0 | #DIV/0! |  |  |  | 0 | 0 | 55.0663 | 55.0663 | 0 | #DIV/0!
[13 empty] | 7.7 | 7.7 | 20.6263 | 0.72528 | 0.4571 | 29.2941 | 29.2941 | 12.5407 | 32.2208 |  |  |  | 1.0257 | 0.64644 | 23.0985 | 23.0985 | 20.0744 | 32.2208 |  |  |  | 0 | 0 | 55.0663 | 55.0663 | 0 | #DIV/0! |  |  |  | 0 | 0 | 55.0663 | 55.0663 | 0 | #DIV/0! |  |  |  | 0 | 0 | 55.0663 | 55.0663 | 0 | #DIV/0!
[13 empty] | 7.8 | 7.8 | 20.8669 | 0.72356 | 0.45981 | 29.3367 | 29.3367 | 12.5948 | 32.435 |  |  |  | 1.0233 | 0.65027 | 23.1397 | 23.1397 | 20.1901 | 32.435 |  |  |  | 0 | 0 | 55.0663 | 55.0663 | 0 | #DIV/0! |  |  |  | 0 | 0 | 55.0663 | 55.0663 | 0 | #DIV/0! |  |  |  | 0 | 0 | 55.0663 | 55.0663 | 0 | #DIV/0!
[13 empty] | 7.9 | 7.9 | 21.1065 | 0.72185 | 0.4625 | 29.3795 | 29.3795 | 12.6479 | 32.6481 |  |  |  | 1.0208 | 0.65407 | 23.1809 | 23.1809 | 20.3046 | 32.6481 |  |  |  | 0 | 0 | 55.0663 | 55.0663 | 0 | #DIV/0! |  |  |  | 0 | 0 | 55.0663 | 55.0663 | 0 | #DIV/0! |  |  |  | 0 | 0 | 55.0663 | 55.0663 | 0 | #DIV/0!
[13 empty] | 8 | 8 | 21.3451 | 0.72014 | 0.46516 | 29.4223 | 29.4223 | 12.7 | 32.8599 |  |  |  | 1.0184 | 0.65784 | 23.2223 | 23.2223 | 20.418 | 32.8599 |  |  |  | 0 | 0 | 55.0663 | 55.0663 | 0 | #DIV/0! |  |  |  | 0 | 0 | 55.0663 | 55.0663 | 0 | #DIV/0! |  |  |  | 0 | 0 | 55.0663 | 55.0663 | 0 | #DIV/0!
[13 empty] | 8.1 | 8.1 | 21.5826 | 0.71842 | 0.46781 | 29.4651 | 29.4651 | 12.7511 | 33.0705 |  |  |  | 1.016 | 0.66158 | 23.2638 | 23.2638 | 20.5302 | 33.0705 |  |  |  | 0 | 0 | 55.0663 | 55.0663 | 0 | #DIV/0! |  |  |  | 0 | 0 | 55.0663 | 55.0663 | 0 | #DIV/0! |  |  |  | 0 | 0 | 55.0663 | 55.0663 | 0 | #DIV/0!
[13 empty] | 8.2 | 8.2 | 21.819 | 0.71671 | 0.47043 | 29.5081 | 29.5081 | 12.8012 | 33.2799 |  |  |  | 1.0136 | 0.66529 | 23.3055 | 23.3055 | 20.6412 | 33.2799 |  |  |  | 0 | 0 | 55.0663 | 55.0663 | 0 | #DIV/0! |  |  |  | 0 | 0 | 55.0663 | 55.0663 | 0 | #DIV/0! |  |  |  | 0 | 0 | 55.0663 | 55.0663 | 0 | #DIV/0!
[13 empty] | 8.3 | 8.3 | 22.0543 | 0.71499 | 0.47303 | 29.5512 | 29.5512 | 12.8503 | 33.4881 |  |  |  | 1.0112 | 0.66897 | 23.3472 | 23.3472 | 20.751 | 33.4881 |  |  |  | 0 | 0 | 55.0663 | 55.0663 | 0 | #DIV/0! |  |  |  | 0 | 0 | 55.0663 | 55.0663 | 0 | #DIV/0! |  |  |  | 0 | 0 | 55.0663 | 55.0663 | 0 | #DIV/0!
[13 empty] | 8.4 | 8.4 | 22.2886 | 0.71328 | 0.47561 | 29.5944 | 29.5944 | 12.8985 | 33.6953 |  |  |  | 1.0087 | 0.67262 | 23.3891 | 23.3891 | 20.8598 | 33.6953 |  |  |  | 0 | 0 | 55.0663 | 55.0663 | 0 | #DIV/0! |  |  |  | 0 | 0 | 55.0663 | 55.0663 | 0 | #DIV/0! |  |  |  | 0 | 0 | 55.0663 | 55.0663 | 0 | #DIV/0!
[13 empty] | 8.5 | 8.5 | 22.5217 | 0.71156 | 0.47817 | 29.6376 | 29.6376 | 12.9458 | 33.9013 |  |  |  | 1.0063 | 0.67624 | 23.4311 | 23.4311 | 20.9674 | 33.9013 |  |  |  | 0 | 0 | 55.0663 | 55.0663 | 0 | #DIV/0! |  |  |  | 0 | 0 | 55.0663 | 55.0663 | 0 | #DIV/0! |  |  |  | 0 | 0 | 55.0663 | 55.0663 | 0 | #DIV/0!
[13 empty] | 8.6 | 8.6 | 22.7538 | 0.70985 | 0.48071 | 29.681 | 29.681 | 12.9921 | 34.1062 |  |  |  | 1.0039 | 0.67983 | 23.4733 | 23.4733 | 21.0738 | 34.1062 |  |  |  | 0 | 0 | 55.0663 | 55.0663 | 0 | #DIV/0! |  |  |  | 0 | 0 | 55.0663 | 55.0663 | 0 | #DIV/0! |  |  |  | 0 | 0 | 55.0663 | 55.0663 | 0 | #DIV/0!
[13 empty] | 8.7 | 8.7 | 22.9847 | 0.70813 | 0.48324 | 29.7245 | 29.7245 | 13.0375 | 34.31 |  |  |  | 1.0015 | 0.6834 | 23.5155 | 23.5155 | 21.1792 | 34.31 |  |  |  | 0 | 0 | 55.0663 | 55.0663 | 0 | #DIV/0! |  |  |  | 0 | 0 | 55.0663 | 55.0663 | 0 | #DIV/0! |  |  |  | 0 | 0 | 55.0663 | 55.0663 | 0 | #DIV/0!
[13 empty] | 8.8 | 8.8 | 23.2144 | 0.70642 | 0.48574 | 29.768 | 29.768 | 13.0819 | 34.5128 |  |  |  | 0.99903 | 0.68694 | 23.5579 | 23.5579 | 21.2835 | 34.5128 |  |  |  | 0 | 0 | 55.0663 | 55.0663 | 0 | #DIV/0! |  |  |  | 0 | 0 | 55.0663 | 55.0663 | 0 | #DIV/0! |  |  |  | 0 | 0 | 55.0663 | 55.0663 | 0 | #DIV/0!
[13 empty] | 8.9 | 8.9 | 23.4431 | 0.7047 | 0.48822 | 29.8116 | 29.8116 | 13.1254 | 34.7145 |  |  |  | 0.9966 | 0.69045 | 23.6005 | 23.6005 | 21.3867 | 34.7145 |  |  |  | 0 | 0 | 55.0663 | 55.0663 | 0 | #DIV/0! |  |  |  | 0 | 0 | 55.0663 | 55.0663 | 0 | #DIV/0! |  |  |  | 0 | 0 | 55.0663 | 55.0663 | 0 | #DIV/0!
[13 empty] | 9 | 9 | 23.6705 | 0.70299 | 0.49069 | 29.8554 | 29.8554 | 13.168 | 34.9152 |  |  |  | 0.99418 | 0.69394 | 23.6431 | 23.6431 | 21.4888 | 34.9152 |  |  |  | 0 | 0 | 55.0663 | 55.0663 | 0 | #DIV/0! |  |  |  | 0 | 0 | 55.0663 | 55.0663 | 0 | #DIV/0! |  |  |  | 0 | 0 | 55.0663 | 55.0663 | 0 | #DIV/0!
[13 empty] | 9.1 | 9.1 | 23.8968 | 0.70127 | 0.49314 | 29.8992 | 29.8992 | 13.2098 | 35.1149 |  |  |  | 0.99175 | 0.6974 | 23.6859 | 23.6859 | 21.5898 | 35.1149 |  |  |  | 0 | 0 | 55.0663 | 55.0663 | 0 | #DIV/0! |  |  |  | 0 | 0 | 55.0663 | 55.0663 | 0 | #DIV/0! |  |  |  | 0 | 0 | 55.0663 | 55.0663 | 0 | #DIV/0!
[13 empty] | 9.2 | 9.2 | 24.1219 | 0.69956 | 0.49557 | 29.9431 | 29.9431 | 13.2506 | 35.3136 |  |  |  | 0.98933 | 0.70084 | 23.7289 | 23.7289 | 21.6898 | 35.3136 |  |  |  | 0 | 0 | 55.0663 | 55.0663 | 0 | #DIV/0! |  |  |  | 0 | 0 | 55.0663 | 55.0663 | 0 | #DIV/0! |  |  |  | 0 | 0 | 55.0663 | 55.0663 | 0 | #DIV/0!
[13 empty] | 9.3 | 9.3 | 24.3458 | 0.69785 | 0.49798 | 29.9871 | 29.9871 | 13.2905 | 35.5114 |  |  |  | 0.9869 | 0.70425 | 23.7719 | 23.7719 | 21.7887 | 35.5114 |  |  |  | 0 | 0 | 55.0663 | 55.0663 | 0 | #DIV/0! |  |  |  | 0 | 0 | 55.0663 | 55.0663 | 0 | #DIV/0! |  |  |  | 0 | 0 | 55.0663 | 55.0663 | 0 | #DIV/0!
[13 empty] | 9.4 | 9.4 | 24.5685 | 0.69613 | 0.50037 | 30.0313 | 30.0313 | 13.3295 | 35.7082 |  |  |  | 0.98448 | 0.70763 | 23.8151 | 23.8151 | 21.8865 | 35.7082 |  |  |  | 0 | 0 | 55.0663 | 55.0663 | 0 | #DIV/0! |  |  |  | 0 | 0 | 55.0663 | 55.0663 | 0 | #DIV/0! |  |  |  | 0 | 0 | 55.0663 | 55.0663 | 0 | #DIV/0!
[13 empty] | 9.5 | 9.5 | 24.79 | 0.69442 | 0.50275 | 30.0755 | 30.0755 | 13.3677 | 35.9041 |  |  |  | 0.98205 | 0.71099 | 23.8584 | 23.8584 | 21.9833 | 35.9041 |  |  |  | 0 | 0 | 55.0663 | 55.0663 | 0 | #DIV/0! |  |  |  | 0 | 0 | 55.0663 | 55.0663 | 0 | #DIV/0! |  |  |  | 0 | 0 | 55.0663 | 55.0663 | 0 | #DIV/0!
[13 empty] | 9.6 | 9.6 | 25.0103 | 0.6927 | 0.50511 | 30.1198 | 30.1198 | 13.405 | 36.099 |  |  |  | 0.97963 | 0.71433 | 23.9019 | 23.9019 | 22.0791 | 36.099 |  |  |  | 0 | 0 | 55.0663 | 55.0663 | 0 | #DIV/0! |  |  |  | 0 | 0 | 55.0663 | 55.0663 | 0 | #DIV/0! |  |  |  | 0 | 0 | 55.0663 | 55.0663 | 0 | #DIV/0!
[13 empty] | 9.7 | 9.7 | 25.2293 | 0.69099 | 0.50745 | 30.1642 | 30.1642 | 13.4414 | 36.2931 |  |  |  | 0.9772 | 0.71764 | 23.9455 | 23.9455 | 22.1738 | 36.2931 |  |  |  | 0 | 0 | 55.0663 | 55.0663 | 0 | #DIV/0! |  |  |  | 0 | 0 | 55.0663 | 55.0663 | 0 | #DIV/0! |  |  |  | 0 | 0 | 55.0663 | 55.0663 | 0 | #DIV/0!
[13 empty] | 9.8 | 9.8 | 25.447 | 0.68927 | 0.50978 | 30.2086 | 30.2086 | 13.4769 | 36.4862 |  |  |  | 0.97478 | 0.72093 | 23.9892 | 23.9892 | 22.2675 | 36.4862 |  |  |  | 0 | 0 | 55.0663 | 55.0663 | 0 | #DIV/0! |  |  |  | 0 | 0 | 55.0663 | 55.0663 | 0 | #DIV/0! |  |  |  | 0 | 0 | 55.0663 | 55.0663 | 0 | #DIV/0!
[13 empty] | 9.9 | 9.9 | 25.6636 | 0.68756 | 0.51209 | 30.2532 | 30.2532 | 13.5116 | 36.6785 |  |  |  | 0.97235 | 0.7242 | 24.033 | 24.033 | 22.3602 | 36.6785 |  |  |  | 0 | 0 | 55.0663 | 55.0663 | 0 | #DIV/0! |  |  |  | 0 | 0 | 55.0663 | 55.0663 | 0 | #DIV/0! |  |  |  | 0 | 0 | 55.0663 | 55.0663 | 0 | #DIV/0!
[13 empty] | 10 | 10 | 25.8788 | 0.68584 | 0.51438 | 30.2979 | 30.2979 | 13.5455 | 36.8699 |  |  |  | 0.96993 | 0.72745 | 24.077 | 24.077 | 22.4519 | 36.8699 |  |  |  | 0 | 0 | 55.0663 | 55.0663 | 0 | #DIV/0! |  |  |  | 0 | 0 | 55.0663 | 55.0663 | 0 | #DIV/0! |  |  |  | 0 | 0 | 55.0663 | 55.0663 | 0 | #DIV/0!
[13 empty] | 10.1 | 10.1 | 26.0928 | 0.68413 | 0.51666 | 30.3427 | 30.3427 | 13.5785 | 37.0605 |  |  |  | 0.9675 | 0.73067 | 24.1211 | 24.1211 | 22.5426 | 37.0605 |  |  |  | 0 | 0 | 55.0663 | 55.0663 | 0 | #DIV/0! |  |  |  | 0 | 0 | 55.0663 | 55.0663 | 0 | #DIV/0! |  |  |  | 0 | 0 | 55.0663 | 55.0663 | 0 | #DIV/0!
[13 empty] | 10.2 | 10.2 | 26.3054 | 0.68241 | 0.51892 | 30.3876 | 30.3876 | 13.6106 | 37.2502 |  |  |  | 0.96508 | 0.73387 | 24.1654 | 24.1654 | 22.6322 | 37.2502 |  |  |  | 0 | 0 | 55.0663 | 55.0663 | 0 | #DIV/0! |  |  |  | 0 | 0 | 55.0663 | 55.0663 | 0 | #DIV/0! |  |  |  | 0 | 0 | 55.0663 | 55.0663 | 0 | #DIV/0!
[13 empty] | 10.3 | 10.3 | 26.5168 | 0.6807 | 0.52117 | 30.4325 | 30.4325 | 13.6419 | 37.4391 |  |  |  | 0.96265 | 0.73705 | 24.2098 | 24.2098 | 22.7209 | 37.4391 |  |  |  | 0 | 0 | 55.0663 | 55.0663 | 0 | #DIV/0! |  |  |  | 0 | 0 | 55.0663 | 55.0663 | 0 | #DIV/0! |  |  |  | 0 | 0 | 55.0663 | 55.0663 | 0 | #DIV/0!
[13 empty] | 10.4 | 10.4 | 26.7269 | 0.67898 | 0.5234 | 30.4776 | 30.4776 | 13.6724 | 37.6272 |  |  |  | 0.96023 | 0.7402 | 24.2543 | 24.2543 | 22.8085 | 37.6272 |  |  |  | 0 | 0 | 55.0663 | 55.0663 | 0 | #DIV/0! |  |  |  | 0 | 0 | 55.0663 | 55.0663 | 0 | #DIV/0! |  |  |  | 0 | 0 | 55.0663 | 55.0663 | 0 | #DIV/0!
[13 empty] | 10.5 | 10.5 | 26.9356 | 0.67727 | 0.52562 | 30.5228 | 30.5228 | 13.7021 | 37.8145 |  |  |  | 0.9578 | 0.74334 | 24.299 | 24.299 | 22.8952 | 37.8145 |  |  |  | 0 | 0 | 55.0663 | 55.0663 | 0 | #DIV/0! |  |  |  | 0 | 0 | 55.0663 | 55.0663 | 0 | #DIV/0! |  |  |  | 0 | 0 | 55.0663 | 55.0663 | 0 | #DIV/0!
[13 empty] | 10.6 | 10.6 | 27.143 | 0.67556 | 0.52782 | 30.568 | 30.568 | 13.7309 | 38.001 |  |  |  | 0.95538 | 0.74645 | 24.3438 | 24.3438 | 22.9808 | 38.001 |  |  |  | 0 | 0 | 55.0663 | 55.0663 | 0 | #DIV/0! |  |  |  | 0 | 0 | 55.0663 | 55.0663 | 0 | #DIV/0! |  |  |  | 0 | 0 | 55.0663 | 55.0663 | 0 | #DIV/0!
[13 empty] | 10.7 | 10.7 | 27.349 | 0.67384 | 0.53001 | 30.6134 | 30.6134 | 13.7589 | 38.1867 |  |  |  | 0.95295 | 0.74954 | 24.3887 | 24.3887 | 23.0655 | 38.1867 |  |  |  | 0 | 0 | 55.0663 | 55.0663 | 0 | #DIV/0! |  |  |  | 0 | 0 | 55.0663 | 55.0663 | 0 | #DIV/0! |  |  |  | 0 | 0 | 55.0663 | 55.0663 | 0 | #DIV/0!
[13 empty] | 10.8 | 10.8 | 27.5537 | 0.67213 | 0.53218 | 30.6588 | 30.6588 | 13.7861 | 38.3717 |  |  |  | 0.95053 | 0.75262 | 24.4338 | 24.4338 | 23.1492 | 38.3717 |  |  |  | 0 | 0 | 55.0663 | 55.0663 | 0 | #DIV/0! |  |  |  | 0 | 0 | 55.0663 | 55.0663 | 0 | #DIV/0! |  |  |  | 0 | 0 | 55.0663 | 55.0663 | 0 | #DIV/0!
[13 empty] | 10.9 | 10.9 | 27.7571 | 0.67041 | 0.53434 | 30.7044 | 30.7044 | 13.8124 | 38.5559 |  |  |  | 0.94811 | 0.75567 | 24.4791 | 24.4791 | 23.2319 | 38.5559 |  |  |  | 0 | 0 | 55.0663 | 55.0663 | 0 | #DIV/0! |  |  |  | 0 | 0 | 55.0663 | 55.0663 | 0 | #DIV/0! |  |  |  | 0 | 0 | 55.0663 | 55.0663 | 0 | #DIV/0!
[13 empty] | 11 | 11 | 27.959 | 0.6687 | 0.53648 | 30.75 | 30.75 | 13.838 | 38.7394 |  |  |  | 0.94568 | 0.7587 | 24.5244 | 24.5244 | 23.3137 | 38.7394 |  |  |  | 0 | 0 | 55.0663 | 55.0663 | 0 | #DIV/0! |  |  |  | 0 | 0 | 55.0663 | 55.0663 | 0 | #DIV/0! |  |  |  | 0 | 0 | 55.0663 | 55.0663 | 0 | #DIV/0!
[13 empty] | 11.1 | 11.1 | 28.1596 | 0.66698 | 0.53861 | 30.7958 | 30.7958 | 13.8628 | 38.9222 |  |  |  | 0.94326 | 0.76171 | 24.5699 | 24.5699 | 23.3944 | 38.9222 |  |  |  | 0 | 0 | 55.0663 | 55.0663 | 0 | #DIV/0! |  |  |  | 0 | 0 | 55.0663 | 55.0663 | 0 | #DIV/0! |  |  |  | 0 | 0 | 55.0663 | 55.0663 | 0 | #DIV/0!
[13 empty] | 11.2 | 11.2 | 28.3588 | 0.66527 | 0.54073 | 30.8416 | 30.8416 | 13.8867 | 39.1042 |  |  |  | 0.94083 | 0.76471 | 24.6156 | 24.6156 | 23.4742 | 39.1042 |  |  |  | 0 | 0 | 55.0663 | 55.0663 | 0 | #DIV/0! |  |  |  | 0 | 0 | 55.0663 | 55.0663 | 0 | #DIV/0! |  |  |  | 0 | 0 | 55.0663 | 55.0663 | 0 | #DIV/0!
[13 empty] | 11.3 | 11.3 | 28.5566 | 0.66355 | 0.54283 | 30.8875 | 30.8875 | 13.9099 | 39.2855 |  |  |  | 0.93841 | 0.76768 | 24.6613 | 24.6613 | 23.553 | 39.2855 |  |  |  | 0 | 0 | 55.0663 | 55.0663 | 0 | #DIV/0! |  |  |  | 0 | 0 | 55.0663 | 55.0663 | 0 | #DIV/0! |  |  |  | 0 | 0 | 55.0663 | 55.0663 | 0 | #DIV/0!
[13 empty] | 11.4 | 11.4 | 28.7529 | 0.66184 | 0.54492 | 30.9336 | 30.9336 | 13.9322 | 39.4662 |  |  |  | 0.93598 | 0.77064 | 24.7073 | 24.7073 | 23.6309 | 39.4662 |  |  |  | 0 | 0 | 55.0663 | 55.0663 | 0 | #DIV/0! |  |  |  | 0 | 0 | 55.0663 | 55.0663 | 0 | #DIV/0! |  |  |  | 0 | 0 | 55.0663 | 55.0663 | 0 | #DIV/0!
[13 empty] | 11.5 | 11.5 | 28.9479 | 0.66012 | 0.547 | 30.9797 | 30.9797 | 13.9538 | 39.6461 |  |  |  | 0.93356 | 0.77357 | 24.7533 | 24.7533 | 23.7078 | 39.6461 |  |  |  | 0 | 0 | 55.0663 | 55.0663 | 0 | #DIV/0! |  |  |  | 0 | 0 | 55.0663 | 55.0663 | 0 | #DIV/0! |  |  |  | 0 | 0 | 55.0663 | 55.0663 | 0 | #DIV/0!
[13 empty] | 11.6 | 11.6 | 29.1414 | 0.65841 | 0.54906 | 31.0259 | 31.0259 | 13.9746 | 39.8254 |  |  |  | 0.93113 | 0.77649 | 24.7995 | 24.7995 | 23.7837 | 39.8254 |  |  |  | 0 | 0 | 55.0663 | 55.0663 | 0 | #DIV/0! |  |  |  | 0 | 0 | 55.0663 | 55.0663 | 0 | #DIV/0! |  |  |  | 0 | 0 | 55.0663 | 55.0663 | 0 | #DIV/0!
[13 empty] | 11.7 | 11.7 | 29.3335 | 0.65669 | 0.55111 | 31.0723 | 31.0723 | 13.9945 | 40.004 |  |  |  | 0.92871 | 0.77939 | 24.8459 | 24.8459 | 23.8586 | 40.004 |  |  |  | 0 | 0 | 55.0663 | 55.0663 | 0 | #DIV/0! |  |  |  | 0 | 0 | 55.0663 | 55.0663 | 0 | #DIV/0! |  |  |  | 0 | 0 | 55.0663 | 55.0663 | 0 | #DIV/0!
[13 empty] | 11.8 | 11.8 | 29.5241 | 0.65498 | 0.55315 | 31.1187 | 31.1187 | 14.0137 | 40.1819 |  |  |  | 0.92628 | 0.78227 | 24.8924 | 24.8924 | 23.9326 | 40.1819 |  |  |  | 0 | 0 | 55.0663 | 55.0663 | 0 | #DIV/0! |  |  |  | 0 | 0 | 55.0663 | 55.0663 | 0 | #DIV/0! |  |  |  | 0 | 0 | 55.0663 | 55.0663 | 0 | #DIV/0!
[13 empty] | 11.9 | 11.9 | 29.7132 | 0.65327 | 0.55517 | 31.1652 | 31.1652 | 14.0322 | 40.3592 |  |  |  | 0.92386 | 0.78513 | 24.939 | 24.939 | 24.0057 | 40.3592 |  |  |  | 0 | 0 | 55.0663 | 55.0663 | 0 | #DIV/0! |  |  |  | 0 | 0 | 55.0663 | 55.0663 | 0 | #DIV/0! |  |  |  | 0 | 0 | 55.0663 | 55.0663 | 0 | #DIV/0!
[13 empty] | 12 | 12 | 29.9009 | 0.65155 | 0.55718 | 31.2118 | 31.2118 | 14.0498 | 40.5358 |  |  |  | 0.92143 | 0.78797 | 24.9858 | 24.9858 | 24.0778 | 40.5358 |  |  |  | 0 | 0 | 55.0663 | 55.0663 | 0 | #DIV/0! |  |  |  | 0 | 0 | 55.0663 | 55.0663 | 0 | #DIV/0! |  |  |  | 0 | 0 | 55.0663 | 55.0663 | 0 | #DIV/0!
[13 empty] | 12.1 | 12.1 | 30.0871 | 0.64984 | 0.55918 | 31.2585 | 31.2585 | 14.0667 | 40.7118 |  |  |  | 0.91901 | 0.7908 | 25.0327 | 25.0327 | 24.1489 | 40.7118 |  |  |  | 0 | 0 | 55.0663 | 55.0663 | 0 | #DIV/0! |  |  |  | 0 | 0 | 55.0663 | 55.0663 | 0 | #DIV/0! |  |  |  | 0 | 0 | 55.0663 | 55.0663 | 0 | #DIV/0!
[13 empty] | 12.2 | 12.2 | 30.2718 | 0.64812 | 0.56117 | 31.3054 | 31.3054 | 14.0828 | 40.8872 |  |  |  | 0.91658 | 0.79361 | 25.0798 | 25.0798 | 24.2191 | 40.8872 |  |  |  | 0 | 0 | 55.0663 | 55.0663 | 0 | #DIV/0! |  |  |  | 0 | 0 | 55.0663 | 55.0663 | 0 | #DIV/0! |  |  |  | 0 | 0 | 55.0663 | 55.0663 | 0 | #DIV/0!
[13 empty] | 12.3 | 12.3 | 30.455 | 0.64641 | 0.56314 | 31.3523 | 31.3523 | 14.0981 | 41.0619 |  |  |  | 0.91416 | 0.7964 | 25.127 | 25.127 | 24.2883 | 41.0619 |  |  |  | 0 | 0 | 55.0663 | 55.0663 | 0 | #DIV/0! |  |  |  | 0 | 0 | 55.0663 | 55.0663 | 0 | #DIV/0! |  |  |  | 0 | 0 | 55.0663 | 55.0663 | 0 | #DIV/0!
[13 empty] | 12.4 | 12.4 | 30.6368 | 0.64469 | 0.5651 | 31.3993 | 31.3993 | 14.1126 | 41.2361 |  |  |  | 0.91173 | 0.79918 | 25.1744 | 25.1744 | 24.3566 | 41.2361 |  |  |  | 0 | 0 | 55.0663 | 55.0663 | 0 | #DIV/0! |  |  |  | 0 | 0 | 55.0663 | 55.0663 | 0 | #DIV/0! |  |  |  | 0 | 0 | 55.0663 | 55.0663 | 0 | #DIV/0!
[13 empty] | 12.5 | 12.5 | 30.8169 | 0.64298 | 0.56705 | 31.4464 | 31.4464 | 14.1264 | 41.4096 |  |  |  | 0.90931 | 0.80193 | 25.2219 | 25.2219 | 24.4239 | 41.4096 |  |  |  | 0 | 0 | 55.0663 | 55.0663 | 0 | #DIV/0! |  |  |  | 0 | 0 | 55.0663 | 55.0663 | 0 | #DIV/0! |  |  |  | 0 | 0 | 55.0663 | 55.0663 | 0 | #DIV/0!
[13 empty] | 12.6 | 12.6 | 30.9956 | 0.64126 | 0.56899 | 31.4936 | 31.4936 | 14.1394 | 41.5826 |  |  |  | 0.90688 | 0.80468 | 25.2696 | 25.2696 | 24.4902 | 41.5826 |  |  |  | 0 | 0 | 55.0663 | 55.0663 | 0 | #DIV/0! |  |  |  | 0 | 0 | 55.0663 | 55.0663 | 0 | #DIV/0! |  |  |  | 0 | 0 | 55.0663 | 55.0663 | 0 | #DIV/0!
[13 empty] | 12.7 | 12.7 | 31.1727 | 0.63955 | 0.57092 | 31.5409 | 31.5409 | 14.1517 | 41.7549 |  |  |  | 0.90446 | 0.8074 | 25.3174 | 25.3174 | 24.5556 | 41.7549 |  |  |  | 0 | 0 | 55.0663 | 55.0663 | 0 | #DIV/0! |  |  |  | 0 | 0 | 55.0663 | 55.0663 | 0 | #DIV/0! |  |  |  | 0 | 0 | 55.0663 | 55.0663 | 0 | #DIV/0!
[13 empty] | 12.8 | 12.8 | 31.3483 | 0.63783 | 0.57283 | 31.5883 | 31.5883 | 14.1632 | 41.9267 |  |  |  | 0.90203 | 0.81011 | 25.3653 | 25.3653 | 24.6201 | 41.9267 |  |  |  | 0 | 0 | 55.0663 | 55.0663 | 0 | #DIV/0! |  |  |  | 0 | 0 | 55.0663 | 55.0663 | 0 | #DIV/0! |  |  |  | 0 | 0 | 55.0663 | 55.0663 | 0 | #DIV/0!
[13 empty] | 12.9 | 12.9 | 31.5224 | 0.63612 | 0.57474 | 31.6358 | 31.6358 | 14.1739 | 42.0979 |  |  |  | 0.89961 | 0.8128 | 25.4134 | 25.4134 | 24.6836 | 42.0979 |  |  |  | 0 | 0 | 55.0663 | 55.0663 | 0 | #DIV/0! |  |  |  | 0 | 0 | 55.0663 | 55.0663 | 0 | #DIV/0! |  |  |  | 0 | 0 | 55.0663 | 55.0663 | 0 | #DIV/0!
[13 empty] | 13 | 13 | 31.6948 | 0.6344 | 0.57663 | 31.6835 | 31.6835 | 14.1839 | 42.2686 |  |  |  | 0.89718 | 0.81548 | 25.4617 | 25.4617 | 24.7461 | 42.2686 |  |  |  | 0 | 0 | 55.0663 | 55.0663 | 0 | #DIV/0! |  |  |  | 0 | 0 | 55.0663 | 55.0663 | 0 | #DIV/0! |  |  |  | 0 | 0 | 55.0663 | 55.0663 | 0 | #DIV/0!
[13 empty] | 13.1 | 13.1 | 31.8657 | 0.63269 | 0.57851 | 31.7312 | 31.7312 | 14.1931 | 42.4387 |  |  |  | 0.89476 | 0.81814 | 25.5101 | 25.5101 | 24.8077 | 42.4387 |  |  |  | 0 | 0 | 55.0663 | 55.0663 | 0 | #DIV/0! |  |  |  | 0 | 0 | 55.0663 | 55.0663 | 0 | #DIV/0! |  |  |  | 0 | 0 | 55.0663 | 55.0663 | 0 | #DIV/0!
[13 empty] | 13.2 | 13.2 | 32.0351 | 0.63098 | 0.58038 | 31.779 | 31.779 | 14.2016 | 42.6082 |  |  |  | 0.89233 | 0.82078 | 25.5587 | 25.5587 | 24.8684 | 42.6082 |  |  |  | 0 | 0 | 55.0663 | 55.0663 | 0 | #DIV/0! |  |  |  | 0 | 0 | 55.0663 | 55.0663 | 0 | #DIV/0! |  |  |  | 0 | 0 | 55.0663 | 55.0663 | 0 | #DIV/0!
[13 empty] | 13.3 | 13.3 | 32.2028 | 0.62926 | 0.58224 | 31.8269 | 31.8269 | 14.2093 | 42.7772 |  |  |  | 0.88991 | 0.82341 | 25.6074 | 25.6074 | 24.9281 | 42.7772 |  |  |  | 0 | 0 | 55.0663 | 55.0663 | 0 | #DIV/0! |  |  |  | 0 | 0 | 55.0663 | 55.0663 | 0 | #DIV/0! |  |  |  | 0 | 0 | 55.0663 | 55.0663 | 0 | #DIV/0!
[13 empty] | 13.4 | 13.4 | 32.3689 | 0.62755 | 0.58409 | 31.8749 | 31.8749 | 14.2163 | 42.9457 |  |  |  | 0.88748 | 0.82602 | 25.6562 | 25.6562 | 24.9868 | 42.9457 |  |  |  | 0 | 0 | 55.0663 | 55.0663 | 0 | #DIV/0! |  |  |  | 0 | 0 | 55.0663 | 55.0663 | 0 | #DIV/0! |  |  |  | 0 | 0 | 55.0663 | 55.0663 | 0 | #DIV/0!
[13 empty] | 13.5 | 13.5 | 32.5335 | 0.62583 | 0.58592 | 31.923 | 31.923 | 14.2226 | 43.1136 |  |  |  | 0.88506 | 0.82862 | 25.7052 | 25.7052 | 25.0446 | 43.1136 |  |  |  | 0 | 0 | 55.0663 | 55.0663 | 0 | #DIV/0! |  |  |  | 0 | 0 | 55.0663 | 55.0663 | 0 | #DIV/0! |  |  |  | 0 | 0 | 55.0663 | 55.0663 | 0 | #DIV/0!
[13 empty] | 13.6 | 13.6 | 32.6964 | 0.62412 | 0.58775 | 31.9712 | 31.9712 | 14.228 | 43.281 |  |  |  | 0.88263 | 0.8312 | 25.7544 | 25.7544 | 25.1015 | 43.281 |  |  |  | 0 | 0 | 55.0663 | 55.0663 | 0 | #DIV/0! |  |  |  | 0 | 0 | 55.0663 | 55.0663 | 0 | #DIV/0! |  |  |  | 0 | 0 | 55.0663 | 55.0663 | 0 | #DIV/0!
[13 empty] | 13.7 | 13.7 | 32.8577 | 0.6224 | 0.58956 | 32.0195 | 32.0195 | 14.2328 | 43.4479 |  |  |  | 0.88021 | 0.83377 | 25.8037 | 25.8037 | 25.1573 | 43.4479 |  |  |  | 0 | 0 | 55.0663 | 55.0663 | 0 | #DIV/0! |  |  |  | 0 | 0 | 55.0663 | 55.0663 | 0 | #DIV/0! |  |  |  | 0 | 0 | 55.0663 | 55.0663 | 0 | #DIV/0!
[13 empty] | 13.8 | 13.8 | 33.0174 | 0.62069 | 0.59137 | 32.0679 | 32.0679 | 14.2368 | 43.6143 |  |  |  | 0.87779 | 0.83632 | 25.8532 | 25.8532 | 25.2123 | 43.6143 |  |  |  | 0 | 0 | 55.0663 | 55.0663 | 0 | #DIV/0! |  |  |  | 0 | 0 | 55.0663 | 55.0663 | 0 | #DIV/0! |  |  |  | 0 | 0 | 55.0663 | 55.0663 | 0 | #DIV/0!
[13 empty] | 13.9 | 13.9 | 33.1755 | 0.61897 | 0.59316 | 32.1164 | 32.1164 | 14.24 | 43.7801 |  |  |  | 0.87536 | 0.83886 | 25.9028 | 25.9028 | 25.2662 | 43.7801 |  |  |  | 0 | 0 | 55.0663 | 55.0663 | 0 | #DIV/0! |  |  |  | 0 | 0 | 55.0663 | 55.0663 | 0 | #DIV/0! |  |  |  | 0 | 0 | 55.0663 | 55.0663 | 0 | #DIV/0!
[13 empty] | 14 | 14 | 33.3319 | 0.61726 | 0.59495 | 32.165 | 32.165 | 14.2426 | 43.9455 |  |  |  | 0.87294 | 0.84138 | 25.9526 | 25.9526 | 25.3192 | 43.9455 |  |  |  | 0 | 0 | 55.0663 | 55.0663 | 0 | #DIV/0! |  |  |  | 0 | 0 | 55.0663 | 55.0663 | 0 | #DIV/0! |  |  |  | 0 | 0 | 55.0663 | 55.0663 | 0 | #DIV/0!
[13 empty] | 14.1 | 14.1 | 33.4867 | 0.61554 | 0.59672 | 32.2137 | 32.2137 | 14.2443 | 44.1104 |  |  |  | 0.87051 | 0.84389 | 26.0025 | 26.0025 | 25.3713 | 44.1104 |  |  |  | 0 | 0 | 55.0663 | 55.0663 | 0 | #DIV/0! |  |  |  | 0 | 0 | 55.0663 | 55.0663 | 0 | #DIV/0! |  |  |  | 0 | 0 | 55.0663 | 55.0663 | 0 | #DIV/0!
[13 empty] | 14.2 | 14.2 | 33.6398 | 0.61383 | 0.59848 | 32.2625 | 32.2625 | 14.2454 | 44.2748 |  |  |  | 0.86809 | 0.84638 | 26.0526 | 26.0526 | 25.4224 | 44.2748 |  |  |  | 0 | 0 | 55.0663 | 55.0663 | 0 | #DIV/0! |  |  |  | 0 | 0 | 55.0663 | 55.0663 | 0 | #DIV/0! |  |  |  | 0 | 0 | 55.0663 | 55.0663 | 0 | #DIV/0!
[13 empty] | 14.3 | 14.3 | 33.7912 | 0.61211 | 0.60024 | 32.3114 | 32.3114 | 14.2457 | 44.4387 |  |  |  | 0.86566 | 0.84886 | 26.1028 | 26.1028 | 25.4725 | 44.4387 |  |  |  | 0 | 0 | 55.0663 | 55.0663 | 0 | #DIV/0! |  |  |  | 0 | 0 | 55.0663 | 55.0663 | 0 | #DIV/0! |  |  |  | 0 | 0 | 55.0663 | 55.0663 | 0 | #DIV/0!
[13 empty] | 14.4 | 14.4 | 33.941 | 0.6104 | 0.60198 | 32.3604 | 32.3604 | 14.2453 | 44.6021 |  |  |  | 0.86324 | 0.85133 | 26.1532 | 26.1532 | 25.5217 | 44.6021 |  |  |  | 0 | 0 | 55.0663 | 55.0663 | 0 | #DIV/0! |  |  |  | 0 | 0 | 55.0663 | 55.0663 | 0 | #DIV/0! |  |  |  | 0 | 0 | 55.0663 | 55.0663 | 0 | #DIV/0!
[13 empty] | 14.5 | 14.5 | 34.0891 | 0.60869 | 0.60371 | 32.4095 | 32.4095 | 14.2441 | 44.7651 |  |  |  | 0.86081 | 0.85378 | 26.2038 | 26.2038 | 25.5699 | 44.7651 |  |  |  | 0 | 0 | 55.0663 | 55.0663 | 0 | #DIV/0! |  |  |  | 0 | 0 | 55.0663 | 55.0663 | 0 | #DIV/0! |  |  |  | 0 | 0 | 55.0663 | 55.0663 | 0 | #DIV/0!
[13 empty] | 14.6 | 14.6 | 34.2355 | 0.60697 | 0.60544 | 32.4588 | 32.4588 | 14.2422 | 44.9276 |  |  |  | 0.85839 | 0.85622 | 26.2545 | 26.2545 | 25.6171 | 44.9276 |  |  |  | 0 | 0 | 55.0663 | 55.0663 | 0 | #DIV/0! |  |  |  | 0 | 0 | 55.0663 | 55.0663 | 0 | #DIV/0! |  |  |  | 0 | 0 | 55.0663 | 55.0663 | 0 | #DIV/0!
[13 empty] | 14.7 | 14.7 | 34.3802 | 0.60526 | 0.60715 | 32.5081 | 32.5081 | 14.2396 | 45.0896 |  |  |  | 0.85596 | 0.85864 | 26.3054 | 26.3054 | 25.6634 | 45.0896 |  |  |  | 0 | 0 | 55.0663 | 55.0663 | 0 | #DIV/0! |  |  |  | 0 | 0 | 55.0663 | 55.0663 | 0 | #DIV/0! |  |  |  | 0 | 0 | 55.0663 | 55.0663 | 0 | #DIV/0!
[13 empty] | 14.8 | 14.8 | 34.5232 | 0.60354 | 0.60886 | 32.5575 | 32.5575 | 14.2363 | 45.2512 |  |  |  | 0.85354 | 0.86105 | 26.3564 | 26.3564 | 25.7087 | 45.2512 |  |  |  | 0 | 0 | 55.0663 | 55.0663 | 0 | #DIV/0! |  |  |  | 0 | 0 | 55.0663 | 55.0663 | 0 | #DIV/0! |  |  |  | 0 | 0 | 55.0663 | 55.0663 | 0 | #DIV/0!
[13 empty] | 14.9 | 14.9 | 34.6644 | 0.60183 | 0.61055 | 32.607 | 32.607 | 14.2322 | 45.4123 |  |  |  | 0.85111 | 0.86345 | 26.4076 | 26.4076 | 25.753 | 45.4123 |  |  |  | 0 | 0 | 55.0663 | 55.0663 | 0 | #DIV/0! |  |  |  | 0 | 0 | 55.0663 | 55.0663 | 0 | #DIV/0! |  |  |  | 0 | 0 | 55.0663 | 55.0663 | 0 | #DIV/0!
[13 empty] | 15 | 15 | 34.804 | 0.60011 | 0.61224 | 32.6566 | 32.6566 | 14.2274 | 45.573 |  |  |  | 0.84869 | 0.86583 | 26.4589 | 26.4589 | 25.7964 | 45.573 |  |  |  | 0 | 0 | 55.0663 | 55.0663 | 0 | #DIV/0! |  |  |  | 0 | 0 | 55.0663 | 55.0663 | 0 | #DIV/0! |  |  |  | 0 | 0 | 55.0663 | 55.0663 | 0 | #DIV/0!
[13 empty] | 15.1 | 15.1 | 34.9419 | 0.5984 | 0.61391 | 32.7063 | 32.7063 | 14.2219 | 45.7332 |  |  |  | 0.84626 | 0.8682 | 26.5104 | 26.5104 | 25.8388 | 45.7332 |  |  |  | 0 | 0 | 55.0663 | 55.0663 | 0 | #DIV/0! |  |  |  | 0 | 0 | 55.0663 | 55.0663 | 0 | #DIV/0! |  |  |  | 0 | 0 | 55.0663 | 55.0663 | 0 | #DIV/0!
[13 empty] | 15.2 | 15.2 | 35.078 | 0.59668 | 0.61558 | 32.7561 | 32.7561 | 14.2156 | 45.893 |  |  |  | 0.84384 | 0.87056 | 26.5621 | 26.5621 | 25.8802 | 45.893 |  |  |  | 0 | 0 | 55.0663 | 55.0663 | 0 | #DIV/0! |  |  |  | 0 | 0 | 55.0663 | 55.0663 | 0 | #DIV/0! |  |  |  | 0 | 0 | 55.0663 | 55.0663 | 0 | #DIV/0!
[13 empty] | 15.3 | 15.3 | 35.2124 | 0.59497 | 0.61724 | 32.806 | 32.806 | 14.2087 | 46.0524 |  |  |  | 0.84141 | 0.87291 | 26.6139 | 26.6139 | 25.9206 | 46.0524 |  |  |  | 0 | 0 | 55.0663 | 55.0663 | 0 | #DIV/0! |  |  |  | 0 | 0 | 55.0663 | 55.0663 | 0 | #DIV/0! |  |  |  | 0 | 0 | 55.0663 | 55.0663 | 0 | #DIV/0!
[13 empty] | 15.4 | 15.4 | 35.345 | 0.59325 | 0.61889 | 32.8561 | 32.8561 | 14.201 | 46.2114 |  |  |  | 0.83899 | 0.87524 | 26.6659 | 26.6659 | 25.9601 | 46.2114 |  |  |  | 0 | 0 | 55.0663 | 55.0663 | 0 | #DIV/0! |  |  |  | 0 | 0 | 55.0663 | 55.0663 | 0 | #DIV/0! |  |  |  | 0 | 0 | 55.0663 | 55.0663 | 0 | #DIV/0!
[13 empty] | 15.5 | 15.5 | 35.4759 | 0.59154 | 0.62052 | 32.9062 | 32.9062 | 14.1925 | 46.3699 |  |  |  | 0.83656 | 0.87755 | 26.7181 | 26.7181 | 25.9985 | 46.3699 |  |  |  | 0 | 0 | 55.0663 | 55.0663 | 0 | #DIV/0! |  |  |  | 0 | 0 | 55.0663 | 55.0663 | 0 | #DIV/0! |  |  |  | 0 | 0 | 55.0663 | 55.0663 | 0 | #DIV/0!
[13 empty] | 15.6 | 15.6 | 35.6051 | 0.58983 | 0.62215 | 32.9564 | 32.9564 | 14.1834 | 46.528 |  |  |  | 0.83414 | 0.87986 | 26.7704 | 26.7704 | 26.036 | 46.528 |  |  |  | 0 | 0 | 55.0663 | 55.0663 | 0 | #DIV/0! |  |  |  | 0 | 0 | 55.0663 | 55.0663 | 0 | #DIV/0! |  |  |  | 0 | 0 | 55.0663 | 55.0663 | 0 | #DIV/0!
[13 empty] | 15.7 | 15.7 | 35.7324 | 0.58811 | 0.62378 | 33.0067 | 33.0067 | 14.1736 | 46.6857 |  |  |  | 0.83171 | 0.88215 | 26.8228 | 26.8228 | 26.0725 | 46.6857 |  |  |  | 0 | 0 | 55.0663 | 55.0663 | 0 | #DIV/0! |  |  |  | 0 | 0 | 55.0663 | 55.0663 | 0 | #DIV/0! |  |  |  | 0 | 0 | 55.0663 | 55.0663 | 0 | #DIV/0!
[13 empty] | 15.8 | 15.8 | 35.858 | 0.5864 | 0.62539 | 33.0571 | 33.0571 | 14.163 | 46.843 |  |  |  | 0.82929 | 0.88443 | 26.8755 | 26.8755 | 26.108 | 46.843 |  |  |  | 0 | 0 | 55.0663 | 55.0663 | 0 | #DIV/0! |  |  |  | 0 | 0 | 55.0663 | 55.0663 | 0 | #DIV/0! |  |  |  | 0 | 0 | 55.0663 | 55.0663 | 0 | #DIV/0!
[13 empty] | 15.9 | 15.9 | 35.9819 | 0.58468 | 0.62699 | 33.1077 | 33.1077 | 14.1517 | 46.9999 |  |  |  | 0.82686 | 0.8867 | 26.9283 | 26.9283 | 26.1425 | 46.9999 |  |  |  | 0 | 0 | 55.0663 | 55.0663 | 0 | #DIV/0! |  |  |  | 0 | 0 | 55.0663 | 55.0663 | 0 | #DIV/0! |  |  |  | 0 | 0 | 55.0663 | 55.0663 | 0 | #DIV/0!
[13 empty] | 16 | 16 | 36.1039 | 0.58297 | 0.62859 | 33.1583 | 33.1583 | 14.1397 | 47.1564 |  |  |  | 0.82444 | 0.88895 | 26.9813 | 26.9813 | 26.176 | 47.1564 |  |  |  | 0 | 0 | 55.0663 | 55.0663 | 0 | #DIV/0! |  |  |  | 0 | 0 | 55.0663 | 55.0663 | 0 | #DIV/0! |  |  |  | 0 | 0 | 55.0663 | 55.0663 | 0 | #DIV/0!
[13 empty] | 16.1 | 16.1 | 36.2242 | 0.58125 | 0.63017 | 33.209 | 33.209 | 14.127 | 47.3124 |  |  |  | 0.82201 | 0.8912 | 27.0344 | 27.0344 | 26.2085 | 47.3124 |  |  |  | 0 | 0 | 55.0663 | 55.0663 | 0 | #DIV/0! |  |  |  | 0 | 0 | 55.0663 | 55.0663 | 0 | #DIV/0! |  |  |  | 0 | 0 | 55.0663 | 55.0663 | 0 | #DIV/0!
[13 empty] | 16.2 | 16.2 | 36.3426 | 0.57954 | 0.63175 | 33.2599 | 33.2599 | 14.1135 | 47.4681 |  |  |  | 0.81959 | 0.89343 | 27.0877 | 27.0877 | 26.24 | 47.4681 |  |  |  | 0 | 0 | 55.0663 | 55.0663 | 0 | #DIV/0! |  |  |  | 0 | 0 | 55.0663 | 55.0663 | 0 | #DIV/0! |  |  |  | 0 | 0 | 55.0663 | 55.0663 | 0 | #DIV/0!
[13 empty] | 16.3 | 16.3 | 36.4593 | 0.57782 | 0.63332 | 33.3108 | 33.3108 | 14.0994 | 47.6235 |  |  |  | 0.81716 | 0.89565 | 27.1411 | 27.1411 | 26.2706 | 47.6235 |  |  |  | 0 | 0 | 55.0663 | 55.0663 | 0 | #DIV/0! |  |  |  | 0 | 0 | 55.0663 | 55.0663 | 0 | #DIV/0! |  |  |  | 0 | 0 | 55.0663 | 55.0663 | 0 | #DIV/0!
[13 empty] | 16.4 | 16.4 | 36.5742 | 0.57611 | 0.63488 | 33.3618 | 33.3618 | 14.0845 | 47.7784 |  |  |  | 0.81474 | 0.89785 | 27.1948 | 27.1948 | 26.3001 | 47.7784 |  |  |  | 0 | 0 | 55.0663 | 55.0663 | 0 | #DIV/0! |  |  |  | 0 | 0 | 55.0663 | 55.0663 | 0 | #DIV/0! |  |  |  | 0 | 0 | 55.0663 | 55.0663 | 0 | #DIV/0!
[13 empty] | 16.5 | 16.5 | 36.6872 | 0.57439 | 0.63643 | 33.413 | 33.413 | 14.0689 | 47.9329 |  |  |  | 0.81232 | 0.90005 | 27.2486 | 27.2486 | 26.3286 | 47.9329 |  |  |  | 0 | 0 | 55.0663 | 55.0663 | 0 | #DIV/0! |  |  |  | 0 | 0 | 55.0663 | 55.0663 | 0 | #DIV/0! |  |  |  | 0 | 0 | 55.0663 | 55.0663 | 0 | #DIV/0!
[13 empty] | 16.6 | 16.6 | 36.7985 | 0.57268 | 0.63797 | 33.4642 | 33.4642 | 14.0527 | 48.0871 |  |  |  | 0.80989 | 0.90223 | 27.3025 | 27.3025 | 26.356 | 48.0871 |  |  |  | 0 | 0 | 55.0663 | 55.0663 | 0 | #DIV/0! |  |  |  | 0 | 0 | 55.0663 | 55.0663 | 0 | #DIV/0! |  |  |  | 0 | 0 | 55.0663 | 55.0663 | 0 | #DIV/0!
[13 empty] | 16.7 | 16.7 | 36.9079 | 0.57096 | 0.63951 | 33.5155 | 33.5155 | 14.0357 | 48.2409 |  |  |  | 0.80747 | 0.9044 | 27.3567 | 27.3567 | 26.3825 | 48.2409 |  |  |  | 0 | 0 | 55.0663 | 55.0663 | 0 | #DIV/0! |  |  |  | 0 | 0 | 55.0663 | 55.0663 | 0 | #DIV/0! |  |  |  | 0 | 0 | 55.0663 | 55.0663 | 0 | #DIV/0!
[13 empty] | 16.8 | 16.8 | 37.0155 | 0.56925 | 0.64103 | 33.567 | 33.567 | 14.0179 | 48.3943 |  |  |  | 0.80504 | 0.90656 | 27.411 | 27.411 | 26.4079 | 48.3943 |  |  |  | 0 | 0 | 55.0663 | 55.0663 | 0 | #DIV/0! |  |  |  | 0 | 0 | 55.0663 | 55.0663 | 0 | #DIV/0! |  |  |  | 0 | 0 | 55.0663 | 55.0663 | 0 | #DIV/0!
[13 empty] | 16.9 | 16.9 | 37.1212 | 0.56754 | 0.64255 | 33.6185 | 33.6185 | 13.9995 | 48.5474 |  |  |  | 0.80262 | 0.90871 | 27.4654 | 27.4654 | 26.4324 | 48.5474 |  |  |  | 0 | 0 | 55.0663 | 55.0663 | 0 | #DIV/0! |  |  |  | 0 | 0 | 55.0663 | 55.0663 | 0 | #DIV/0! |  |  |  | 0 | 0 | 55.0663 | 55.0663 | 0 | #DIV/0!
[13 empty] | 17 | 17 | 37.2251 | 0.56582 | 0.64406 | 33.6702 | 33.6702 | 13.9804 | 48.7001 |  |  |  | 0.80019 | 0.91084 | 27.5201 | 27.5201 | 26.4558 | 48.7001 |  |  |  | 0 | 0 | 55.0663 | 55.0663 | 0 | #DIV/0! |  |  |  | 0 | 0 | 55.0663 | 55.0663 | 0 | #DIV/0! |  |  |  | 0 | 0 | 55.0663 | 55.0663 | 0 | #DIV/0!
[13 empty] | 17.1 | 17.1 | 37.3272 | 0.56411 | 0.64557 | 33.7219 | 33.7219 | 13.9606 | 48.8525 |  |  |  | 0.79777 | 0.91297 | 27.5749 | 27.5749 | 26.4781 | 48.8525 |  |  |  | 0 | 0 | 55.0663 | 55.0663 | 0 | #DIV/0! |  |  |  | 0 | 0 | 55.0663 | 55.0663 | 0 | #DIV/0! |  |  |  | 0 | 0 | 55.0663 | 55.0663 | 0 | #DIV/0!
[13 empty] | 17.2 | 17.2 | 37.4275 | 0.56239 | 0.64706 | 33.7738 | 33.7738 | 13.94 | 49.0045 |  |  |  | 0.79534 | 0.91508 | 27.6299 | 27.6299 | 26.4995 | 49.0045 |  |  |  | 0 | 0 | 55.0663 | 55.0663 | 0 | #DIV/0! |  |  |  | 0 | 0 | 55.0663 | 55.0663 | 0 | #DIV/0! |  |  |  | 0 | 0 | 55.0663 | 55.0663 | 0 | #DIV/0!
[13 empty] | 17.3 | 17.3 | 37.5258 | 0.56068 | 0.64855 | 33.8257 | 33.8257 | 13.9188 | 49.1561 |  |  |  | 0.79292 | 0.91718 | 27.685 | 27.685 | 26.5198 | 49.1561 |  |  |  | 0 | 0 | 55.0663 | 55.0663 | 0 | #DIV/0! |  |  |  | 0 | 0 | 55.0663 | 55.0663 | 0 | #DIV/0! |  |  |  | 0 | 0 | 55.0663 | 55.0663 | 0 | #DIV/0!
[13 empty] | 17.4 | 17.4 | 37.6223 | 0.55896 | 0.65002 | 33.8778 | 33.8778 | 13.8968 | 49.3074 |  |  |  | 0.79049 | 0.91927 | 27.7403 | 27.7403 | 26.5391 | 49.3074 |  |  |  | 0 | 0 | 55.0663 | 55.0663 | 0 | #DIV/0! |  |  |  | 0 | 0 | 55.0663 | 55.0663 | 0 | #DIV/0! |  |  |  | 0 | 0 | 55.0663 | 55.0663 | 0 | #DIV/0!
[13 empty] | 17.5 | 17.5 | 37.717 | 0.55725 | 0.65149 | 33.9299 | 33.9299 | 13.8742 | 49.4584 |  |  |  | 0.78807 | 0.92135 | 27.7958 | 27.7958 | 26.5573 | 49.4584 |  |  |  | 0 | 0 | 55.0663 | 55.0663 | 0 | #DIV/0! |  |  |  | 0 | 0 | 55.0663 | 55.0663 | 0 | #DIV/0! |  |  |  | 0 | 0 | 55.0663 | 55.0663 | 0 | #DIV/0!
[13 empty] | 17.6 | 17.6 | 37.8098 | 0.55553 | 0.65296 | 33.9822 | 33.9822 | 13.8508 | 49.609 |  |  |  | 0.78564 | 0.92342 | 27.8515 | 27.8515 | 26.5745 | 49.609 |  |  |  | 0 | 0 | 55.0663 | 55.0663 | 0 | #DIV/0! |  |  |  | 0 | 0 | 55.0663 | 55.0663 | 0 | #DIV/0! |  |  |  | 0 | 0 | 55.0663 | 55.0663 | 0 | #DIV/0!
[13 empty] | 17.7 | 17.7 | 37.9007 | 0.55382 | 0.65441 | 34.0345 | 34.0345 | 13.8268 | 49.7593 |  |  |  | 0.78322 | 0.92548 | 27.9073 | 27.9073 | 26.5906 | 49.7593 |  |  |  | 0 | 0 | 55.0663 | 55.0663 | 0 | #DIV/0! |  |  |  | 0 | 0 | 55.0663 | 55.0663 | 0 | #DIV/0! |  |  |  | 0 | 0 | 55.0663 | 55.0663 | 0 | #DIV/0!
[13 empty] | 17.8 | 17.8 | 37.9897 | 0.5521 | 0.65586 | 34.087 | 34.087 | 13.802 | 49.9093 |  |  |  | 0.78079 | 0.92753 | 27.9633 | 27.9633 | 26.6057 | 49.9093 |  |  |  | 0 | 0 | 55.0663 | 55.0663 | 0 | #DIV/0! |  |  |  | 0 | 0 | 55.0663 | 55.0663 | 0 | #DIV/0! |  |  |  | 0 | 0 | 55.0663 | 55.0663 | 0 | #DIV/0!
[13 empty] | 17.9 | 17.9 | 38.0769 | 0.55039 | 0.6573 | 34.1396 | 34.1396 | 13.7765 | 50.0589 |  |  |  | 0.77837 | 0.92956 | 28.0195 | 28.0195 | 26.6197 | 50.0589 |  |  |  | 0 | 0 | 55.0663 | 55.0663 | 0 | #DIV/0! |  |  |  | 0 | 0 | 55.0663 | 55.0663 | 0 | #DIV/0! |  |  |  | 0 | 0 | 55.0663 | 55.0663 | 0 | #DIV/0!
[13 empty] | 18 | 18 | 38.1622 | 0.54867 | 0.65873 | 34.1922 | 34.1922 | 13.7503 | 50.2082 |  |  |  | 0.77594 | 0.93159 | 28.0759 | 28.0759 | 26.6327 | 50.2082 |  |  |  | 0 | 0 | 55.0663 | 55.0663 | 0 | #DIV/0! |  |  |  | 0 | 0 | 55.0663 | 55.0663 | 0 | #DIV/0! |  |  |  | 0 | 0 | 55.0663 | 55.0663 | 0 | #DIV/0!
[13 empty] | 18.1 | 18.1 | 38.2456 | 0.54696 | 0.66016 | 34.245 | 34.245 | 13.7235 | 50.3572 |  |  |  | 0.77352 | 0.9336 | 28.1324 | 28.1324 | 26.6446 | 50.3572 |  |  |  | 0 | 0 | 55.0663 | 55.0663 | 0 | #DIV/0! |  |  |  | 0 | 0 | 55.0663 | 55.0663 | 0 | #DIV/0! |  |  |  | 0 | 0 | 55.0663 | 55.0663 | 0 | #DIV/0!
[13 empty] | 18.2 | 18.2 | 38.327 | 0.54525 | 0.66157 | 34.2979 | 34.2979 | 13.6959 | 50.5058 |  |  |  | 0.77109 | 0.9356 | 28.1891 | 28.1891 | 26.6555 | 50.5058 |  |  |  | 0 | 0 | 55.0663 | 55.0663 | 0 | #DIV/0! |  |  |  | 0 | 0 | 55.0663 | 55.0663 | 0 | #DIV/0! |  |  |  | 0 | 0 | 55.0663 | 55.0663 | 0 | #DIV/0!
[13 empty] | 18.3 | 18.3 | 38.4066 | 0.54353 | 0.66298 | 34.3509 | 34.3509 | 13.6676 | 50.6541 |  |  |  | 0.76867 | 0.9376 | 28.246 | 28.246 | 26.6652 | 50.6541 |  |  |  | 0 | 0 | 55.0663 | 55.0663 | 0 | #DIV/0! |  |  |  | 0 | 0 | 55.0663 | 55.0663 | 0 | #DIV/0! |  |  |  | 0 | 0 | 55.0663 | 55.0663 | 0 | #DIV/0!
[13 empty] | 18.4 | 18.4 | 38.4843 | 0.54182 | 0.66438 | 34.4039 | 34.4039 | 13.6387 | 50.8022 |  |  |  | 0.76624 | 0.93958 | 28.3031 | 28.3031 | 26.6739 | 50.8022 |  |  |  | 0 | 0 | 55.0663 | 55.0663 | 0 | #DIV/0! |  |  |  | 0 | 0 | 55.0663 | 55.0663 | 0 | #DIV/0! |  |  |  | 0 | 0 | 55.0663 | 55.0663 | 0 | #DIV/0!
[13 empty] | 18.5 | 18.5 | 38.5601 | 0.5401 | 0.66578 | 34.4571 | 34.4571 | 13.609 | 50.9499 |  |  |  | 0.76382 | 0.94155 | 28.3603 | 28.3603 | 26.6815 | 50.9499 |  |  |  | 0 | 0 | 55.0663 | 55.0663 | 0 | #DIV/0! |  |  |  | 0 | 0 | 55.0663 | 55.0663 | 0 | #DIV/0! |  |  |  | 0 | 0 | 55.0663 | 55.0663 | 0 | #DIV/0!
[13 empty] | 18.6 | 18.6 | 38.634 | 0.53839 | 0.66717 | 34.5104 | 34.5104 | 13.5786 | 51.0973 |  |  |  | 0.76139 | 0.94351 | 28.4177 | 28.4177 | 26.6881 | 51.0973 |  |  |  | 0 | 0 | 55.0663 | 55.0663 | 0 | #DIV/0! |  |  |  | 0 | 0 | 55.0663 | 55.0663 | 0 | #DIV/0! |  |  |  | 0 | 0 | 55.0663 | 55.0663 | 0 | #DIV/0!
[13 empty] | 18.7 | 18.7 | 38.706 | 0.53667 | 0.66855 | 34.5638 | 34.5638 | 13.5476 | 51.2444 |  |  |  | 0.75897 | 0.94547 | 28.4753 | 28.4753 | 26.6935 | 51.2444 |  |  |  | 0 | 0 | 55.0663 | 55.0663 | 0 | #DIV/0! |  |  |  | 0 | 0 | 55.0663 | 55.0663 | 0 | #DIV/0! |  |  |  | 0 | 0 | 55.0663 | 55.0663 | 0 | #DIV/0!
[13 empty] | 18.8 | 18.8 | 38.776 | 0.53496 | 0.66992 | 34.6173 | 34.6173 | 13.5158 | 51.3912 |  |  |  | 0.75654 | 0.94741 | 28.5331 | 28.5331 | 26.6979 | 51.3912 |  |  |  | 0 | 0 | 55.0663 | 55.0663 | 0 | #DIV/0! |  |  |  | 0 | 0 | 55.0663 | 55.0663 | 0 | #DIV/0! |  |  |  | 0 | 0 | 55.0663 | 55.0663 | 0 | #DIV/0!
[13 empty] | 18.9 | 18.9 | 38.8441 | 0.53324 | 0.67128 | 34.6709 | 34.6709 | 13.4834 | 51.5377 |  |  |  | 0.75412 | 0.94934 | 28.591 | 28.591 | 26.7012 | 51.5377 |  |  |  | 0 | 0 | 55.0663 | 55.0663 | 0 | #DIV/0! |  |  |  | 0 | 0 | 55.0663 | 55.0663 | 0 | #DIV/0! |  |  |  | 0 | 0 | 55.0663 | 55.0663 | 0 | #DIV/0!
[13 empty] | 19 | 19 | 38.9103 | 0.53153 | 0.67264 | 34.7245 | 34.7245 | 13.4502 | 51.6839 |  |  |  | 0.75169 | 0.95126 | 28.6492 | 28.6492 | 26.7034 | 51.6839 |  |  |  | 0 | 0 | 55.0663 | 55.0663 | 0 | #DIV/0! |  |  |  | 0 | 0 | 55.0663 | 55.0663 | 0 | #DIV/0! |  |  |  | 0 | 0 | 55.0663 | 55.0663 | 0 | #DIV/0!
[13 empty] | 19.1 | 19.1 | 38.9746 | 0.52981 | 0.67399 | 34.7783 | 34.7783 | 13.4164 | 51.8298 |  |  |  | 0.74927 | 0.95317 | 28.7075 | 28.7075 | 26.7044 | 51.8298 |  |  |  | 0 | 0 | 55.0663 | 55.0663 | 0 | #DIV/0! |  |  |  | 0 | 0 | 55.0663 | 55.0663 | 0 | #DIV/0! |  |  |  | 0 | 0 | 55.0663 | 55.0663 | 0 | #DIV/0!
[13 empty] | 19.2 | 19.2 | 39.037 | 0.5281 | 0.67534 | 34.8322 | 34.8322 | 13.3819 | 51.9754 |  |  |  | 0.74684 | 0.95507 | 28.766 | 28.766 | 26.7044 | 51.9754 |  |  |  | 0 | 0 | 55.0663 | 55.0663 | 0 | #DIV/0! |  |  |  | 0 | 0 | 55.0663 | 55.0663 | 0 | #DIV/0! |  |  |  | 0 | 0 | 55.0663 | 55.0663 | 0 | #DIV/0!
[13 empty] | 19.3 | 19.3 | 39.0974 | 0.52638 | 0.67668 | 34.8862 | 34.8862 | 13.3466 | 52.1207 |  |  |  | 0.74442 | 0.95696 | 28.8246 | 28.8246 | 26.7033 | 52.1207 |  |  |  | 0 | 0 | 55.0663 | 55.0663 | 0 | #DIV/0! |  |  |  | 0 | 0 | 55.0663 | 55.0663 | 0 | #DIV/0! |  |  |  | 0 | 0 | 55.0663 | 55.0663 | 0 | #DIV/0!
[13 empty] | 19.4 | 19.4 | 39.1559 | 0.52467 | 0.67801 | 34.9403 | 34.9403 | 13.3107 | 52.2657 |  |  |  | 0.742 | 0.95884 | 28.8835 | 28.8835 | 26.701 | 52.2657 |  |  |  | 0 | 0 | 55.0663 | 55.0663 | 0 | #DIV/0! |  |  |  | 0 | 0 | 55.0663 | 55.0663 | 0 | #DIV/0! |  |  |  | 0 | 0 | 55.0663 | 55.0663 | 0 | #DIV/0!
[13 empty] | 19.5 | 19.5 | 39.2124 | 0.52296 | 0.67933 | 34.9945 | 34.9945 | 13.2741 | 52.4105 |  |  |  | 0.73957 | 0.96072 | 28.9425 | 28.9425 | 26.6977 | 52.4105 |  |  |  | 0 | 0 | 55.0663 | 55.0663 | 0 | #DIV/0! |  |  |  | 0 | 0 | 55.0663 | 55.0663 | 0 | #DIV/0! |  |  |  | 0 | 0 | 55.0663 | 55.0663 | 0 | #DIV/0!
[13 empty] | 19.6 | 19.6 | 39.267 | 0.52124 | 0.68065 | 35.0488 | 35.0488 | 13.2368 | 52.555 |  |  |  | 0.73715 | 0.96258 | 29.0017 | 29.0017 | 26.6932 | 52.555 |  |  |  | 0 | 0 | 55.0663 | 55.0663 | 0 | #DIV/0! |  |  |  | 0 | 0 | 55.0663 | 55.0663 | 0 | #DIV/0! |  |  |  | 0 | 0 | 55.0663 | 55.0663 | 0 | #DIV/0!
[13 empty] | 19.7 | 19.7 | 39.3197 | 0.51953 | 0.68195 | 35.1033 | 35.1033 | 13.1988 | 52.6992 |  |  |  | 0.73472 | 0.96443 | 29.0611 | 29.0611 | 26.6875 | 52.6992 |  |  |  | 0 | 0 | 55.0663 | 55.0663 | 0 | #DIV/0! |  |  |  | 0 | 0 | 55.0663 | 55.0663 | 0 | #DIV/0! |  |  |  | 0 | 0 | 55.0663 | 55.0663 | 0 | #DIV/0!
[13 empty] | 19.8 | 19.8 | 39.3704 | 0.51781 | 0.68326 | 35.1578 | 35.1578 | 13.1602 | 52.8431 |  |  |  | 0.7323 | 0.96627 | 29.1207 | 29.1207 | 26.6808 | 52.8431 |  |  |  | 0 | 0 | 55.0663 | 55.0663 | 0 | #DIV/0! |  |  |  | 0 | 0 | 55.0663 | 55.0663 | 0 | #DIV/0! |  |  |  | 0 | 0 | 55.0663 | 55.0663 | 0 | #DIV/0!
[13 empty] | 19.9 | 19.9 | 39.4192 | 0.5161 | 0.68455 | 35.2124 | 35.2124 | 13.1208 | 52.9867 |  |  |  | 0.72987 | 0.96811 | 29.1805 | 29.1805 | 26.6729 | 52.9867 |  |  |  | 0 | 0 | 55.0663 | 55.0663 | 0 | #DIV/0! |  |  |  | 0 | 0 | 55.0663 | 55.0663 | 0 | #DIV/0! |  |  |  | 0 | 0 | 55.0663 | 55.0663 | 0 | #DIV/0!
[13 empty] | 20 | 20 | 39.466 | 0.51438 | 0.68584 | 35.2671 | 35.2671 | 13.0807 | 53.1301 |  |  |  | 0.72745 | 0.96993 | 29.2404 | 29.2404 | 26.6639 | 53.1301 |  |  |  | 0 | 0 | 55.0663 | 55.0663 | 0 | #DIV/0! |  |  |  | 0 | 0 | 55.0663 | 55.0663 | 0 | #DIV/0! |  |  |  | 0 | 0 | 55.0663 | 55.0663 | 0 | #DIV/0!
[13 empty] | 20.1 | 20.1 | 39.5108 | 0.51267 | 0.68713 | 35.3219 | 35.3219 | 13.04 | 53.2732 |  |  |  | 0.72502 | 0.97174 | 29.3005 | 29.3005 | 26.6537 | 53.2732 |  |  |  | 0 | 0 | 55.0663 | 55.0663 | 0 | #DIV/0! |  |  |  | 0 | 0 | 55.0663 | 55.0663 | 0 | #DIV/0! |  |  |  | 0 | 0 | 55.0663 | 55.0663 | 0 | #DIV/0!
[13 empty] | 20.2 | 20.2 | 39.5537 | 0.51095 | 0.6884 | 35.3768 | 35.3768 | 12.9986 | 53.416 |  |  |  | 0.7226 | 0.97355 | 29.3608 | 29.3608 | 26.6424 | 53.416 |  |  |  | 0 | 0 | 55.0663 | 55.0663 | 0 | #DIV/0! |  |  |  | 0 | 0 | 55.0663 | 55.0663 | 0 | #DIV/0! |  |  |  | 0 | 0 | 55.0663 | 55.0663 | 0 | #DIV/0!
[13 empty] | 20.3 | 20.3 | 39.5947 | 0.50924 | 0.68967 | 35.4318 | 35.4318 | 12.9565 | 53.5586 |  |  |  | 0.72017 | 0.97534 | 29.4213 | 29.4213 | 26.63 | 53.5586 |  |  |  | 0 | 0 | 55.0663 | 55.0663 | 0 | #DIV/0! |  |  |  | 0 | 0 | 55.0663 | 55.0663 | 0 | #DIV/0! |  |  |  | 0 | 0 | 55.0663 | 55.0663 | 0 | #DIV/0!
[13 empty] | 20.4 | 20.4 | 39.6337 | 0.50752 | 0.69093 | 35.487 | 35.487 | 12.9137 | 53.7009 |  |  |  | 0.71775 | 0.97713 | 29.482 | 29.482 | 26.6164 | 53.7009 |  |  |  | 0 | 0 | 55.0663 | 55.0663 | 0 | #DIV/0! |  |  |  | 0 | 0 | 55.0663 | 55.0663 | 0 | #DIV/0! |  |  |  | 0 | 0 | 55.0663 | 55.0663 | 0 | #DIV/0!
[13 empty] | 20.5 | 20.5 | 39.6707 | 0.50581 | 0.69219 | 35.5422 | 35.5422 | 12.8702 | 53.843 |  |  |  | 0.71532 | 0.9789 | 29.5429 | 29.5429 | 26.6016 | 53.843 |  |  |  | 0 | 0 | 55.0663 | 55.0663 | 0 | #DIV/0! |  |  |  | 0 | 0 | 55.0663 | 55.0663 | 0 | #DIV/0! |  |  |  | 0 | 0 | 55.0663 | 55.0663 | 0 | #DIV/0!
[13 empty] | 20.6 | 20.6 | 39.7057 | 0.50409 | 0.69344 | 35.5975 | 35.5975 | 12.8261 | 53.9848 |  |  |  | 0.7129 | 0.98067 | 29.6039 | 29.6039 | 26.5857 | 53.9848 |  |  |  | 0 | 0 | 55.0663 | 55.0663 | 0 | #DIV/0! |  |  |  | 0 | 0 | 55.0663 | 55.0663 | 0 | #DIV/0! |  |  |  | 0 | 0 | 55.0663 | 55.0663 | 0 | #DIV/0!
[13 empty] | 20.7 | 20.7 | 39.7388 | 0.50238 | 0.69468 | 35.6529 | 35.6529 | 12.7812 | 54.1263 |  |  |  | 0.71047 | 0.98243 | 29.6652 | 29.6652 | 26.5686 | 54.1263 |  |  |  | 0 | 0 | 55.0663 | 55.0663 | 0 | #DIV/0! |  |  |  | 0 | 0 | 55.0663 | 55.0663 | 0 | #DIV/0! |  |  |  | 0 | 0 | 55.0663 | 55.0663 | 0 | #DIV/0!
[13 empty] | 20.8 | 20.8 | 39.77 | 0.50067 | 0.69592 | 35.7085 | 35.7085 | 12.7357 | 54.2676 |  |  |  | 0.70805 | 0.98418 | 29.7266 | 29.7266 | 26.5503 | 54.2676 |  |  |  | 0 | 0 | 55.0663 | 55.0663 | 0 | #DIV/0! |  |  |  | 0 | 0 | 55.0663 | 55.0663 | 0 | #DIV/0! |  |  |  | 0 | 0 | 55.0663 | 55.0663 | 0 | #DIV/0!
[13 empty] | 20.9 | 20.9 | 39.7991 | 0.49895 | 0.69715 | 35.7641 | 35.7641 | 12.6895 | 54.4087 |  |  |  | 0.70562 | 0.98592 | 29.7882 | 29.7882 | 26.5308 | 54.4087 |  |  |  | 0 | 0 | 55.0663 | 55.0663 | 0 | #DIV/0! |  |  |  | 0 | 0 | 55.0663 | 55.0663 | 0 | #DIV/0! |  |  |  | 0 | 0 | 55.0663 | 55.0663 | 0 | #DIV/0!
[13 empty] | 21 | 21 | 39.8263 | 0.49724 | 0.69837 | 35.8198 | 35.8198 | 12.6426 | 54.5495 |  |  |  | 0.7032 | 0.98765 | 29.85 | 29.85 | 26.5102 | 54.5495 |  |  |  | 0 | 0 | 55.0663 | 55.0663 | 0 | #DIV/0! |  |  |  | 0 | 0 | 55.0663 | 55.0663 | 0 | #DIV/0! |  |  |  | 0 | 0 | 55.0663 | 55.0663 | 0 | #DIV/0!
[13 empty] | 21.1 | 21.1 | 39.8515 | 0.49552 | 0.69959 | 35.8757 | 35.8757 | 12.5951 | 54.69 |  |  |  | 0.70077 | 0.98937 | 29.912 | 29.912 | 26.4884 | 54.69 |  |  |  | 0 | 0 | 55.0663 | 55.0663 | 0 | #DIV/0! |  |  |  | 0 | 0 | 55.0663 | 55.0663 | 0 | #DIV/0! |  |  |  | 0 | 0 | 55.0663 | 55.0663 | 0 | #DIV/0!
[13 empty] | 21.2 | 21.2 | 39.8748 | 0.49381 | 0.7008 | 35.9316 | 35.9316 | 12.5468 | 54.8303 |  |  |  | 0.69835 | 0.99108 | 29.9742 | 29.9742 | 26.4654 | 54.8303 |  |  |  | 0 | 0 | 55.0663 | 55.0663 | 0 | #DIV/0! |  |  |  | 0 | 0 | 55.0663 | 55.0663 | 0 | #DIV/0! |  |  |  | 0 | 0 | 55.0663 | 55.0663 | 0 | #DIV/0!
[13 empty] | 21.3 | 21.3 | 39.896 | 0.49209 | 0.70201 | 35.9876 | 35.9876 | 12.4979 | 54.9704 |  |  |  | 0.69592 | 0.99279 | 30.0366 | 30.0366 | 26.4412 | 54.9704 |  |  |  | 0 | 0 | 55.0663 | 55.0663 | 0 | #DIV/0! |  |  |  | 0 | 0 | 55.0663 | 55.0663 | 0 | #DIV/0! |  |  |  | 0 | 0 | 55.0663 | 55.0663 | 0 | #DIV/0!
[13 empty] | 21.4 | 21.4 | 39.9153 | 0.49038 | 0.70321 | 36.0438 | 36.0438 | 12.4483 | 55.1102 |  |  |  | 0.6935 | 0.99448 | 30.0991 | 30.0991 | 26.4158 | 55.1102 |  |  |  | 0 | 0 | 55.0663 | 55.0663 | 0 | #DIV/0! |  |  |  | 0 | 0 | 55.0663 | 55.0663 | 0 | #DIV/0! |  |  |  | 0 | 0 | 55.0663 | 55.0663 | 0 | #DIV/0!
[13 empty] | 21.5 | 21.5 | 39.9326 | 0.48866 | 0.7044 | 36.1 | 36.1 | 12.3981 | 55.2498 |  |  |  | 0.69107 | 0.99617 | 30.1619 | 30.1619 | 26.3892 | 55.2498 |  |  |  | 0 | 0 | 55.0663 | 55.0663 | 0 | #DIV/0! |  |  |  | 0 | 0 | 55.0663 | 55.0663 | 0 | #DIV/0! |  |  |  | 0 | 0 | 55.0663 | 55.0663 | 0 | #DIV/0!
[13 empty] | 21.6 | 21.6 | 39.948 | 0.48695 | 0.70559 | 36.1563 | 36.1563 | 12.3472 | 55.3891 |  |  |  | 0.68865 | 0.99785 | 30.2248 | 30.2248 | 26.3614 | 55.3891 |  |  |  | 0 | 0 | 55.0663 | 55.0663 | 0 | #DIV/0! |  |  |  | 0 | 0 | 55.0663 | 55.0663 | 0 | #DIV/0! |  |  |  | 0 | 0 | 55.0663 | 55.0663 | 0 | #DIV/0!
[13 empty] | 21.7 | 21.7 | 39.9613 | 0.48523 | 0.70677 | 36.2128 | 36.2128 | 12.2956 | 55.5282 |  |  |  | 0.68622 | 0.99952 | 30.288 | 30.288 | 26.3323 | 55.5282 |  |  |  | 0 | 0 | 55.0663 | 55.0663 | 0 | #DIV/0! |  |  |  | 0 | 0 | 55.0663 | 55.0663 | 0 | #DIV/0! |  |  |  | 0 | 0 | 55.0663 | 55.0663 | 0 | #DIV/0!
[13 empty] | 21.8 | 21.8 | 39.9727 | 0.48352 | 0.70794 | 36.2693 | 36.2693 | 12.2433 | 55.6671 |  |  |  | 0.6838 | 1.0012 | 30.3513 | 30.3513 | 26.3021 | 55.6671 |  |  |  | 0 | 0 | 55.0663 | 55.0663 | 0 | #DIV/0! |  |  |  | 0 | 0 | 55.0663 | 55.0663 | 0 | #DIV/0! |  |  |  | 0 | 0 | 55.0663 | 55.0663 | 0 | #DIV/0!
[13 empty] | 21.9 | 21.9 | 39.9821 | 0.4818 | 0.70911 | 36.326 | 36.326 | 12.1903 | 55.8058 |  |  |  | 0.68137 | 1.0028 | 30.4148 | 30.4148 | 26.2706 | 55.8058 |  |  |  | 0 | 0 | 55.0663 | 55.0663 | 0 | #DIV/0! |  |  |  | 0 | 0 | 55.0663 | 55.0663 | 0 | #DIV/0! |  |  |  | 0 | 0 | 55.0663 | 55.0663 | 0 | #DIV/0!
[13 empty] | 22 | 22 | 39.9895 | 0.48009 | 0.71027 | 36.3827 | 36.3827 | 12.1367 | 55.9442 |  |  |  | 0.67895 | 1.0045 | 30.4785 | 30.4785 | 26.238 | 55.9442 |  |  |  | 0 | 0 | 55.0663 | 55.0663 | 0 | #DIV/0! |  |  |  | 0 | 0 | 55.0663 | 55.0663 | 0 | #DIV/0! |  |  |  | 0 | 0 | 55.0663 | 55.0663 | 0 | #DIV/0!
[13 empty] | 22.1 | 22.1 | 39.995 | 0.47838 | 0.71143 | 36.4396 | 36.4396 | 12.0824 | 56.0824 |  |  |  | 0.67653 | 1.0061 | 30.5424 | 30.5424 | 26.204 | 56.0824 |  |  |  | 0 | 0 | 55.0663 | 55.0663 | 0 | #DIV/0! |  |  |  | 0 | 0 | 55.0663 | 55.0663 | 0 | #DIV/0! |  |  |  | 0 | 0 | 55.0663 | 55.0663 | 0 | #DIV/0!
[13 empty] | 22.2 | 22.2 | 39.9985 | 0.47666 | 0.71258 | 36.4965 | 36.4965 | 12.0275 | 56.2204 |  |  |  | 0.6741 | 1.0077 | 30.6065 | 30.6065 | 26.1689 | 56.2204 |  |  |  | 0 | 0 | 55.0663 | 55.0663 | 0 | #DIV/0! |  |  |  | 0 | 0 | 55.0663 | 55.0663 | 0 | #DIV/0! |  |  |  | 0 | 0 | 55.0663 | 55.0663 | 0 | #DIV/0!
[13 empty] | 22.3 | 22.3 | 39.9999 | 0.47495 | 0.71372 | 36.5535 | 36.5535 | 11.9719 | 56.3581 |  |  |  | 0.67168 | 1.0094 | 30.6708 | 30.6708 | 26.1325 | 56.3581 |  |  |  | 0 | 0 | 55.0663 | 55.0663 | 0 | #DIV/0! |  |  |  | 0 | 0 | 55.0663 | 55.0663 | 0 | #DIV/0! |  |  |  | 0 | 0 | 55.0663 | 55.0663 | 0 | #DIV/0!
[13 empty] | 22.4 | 22.4 | 39.9994 | 0.47323 | 0.71486 | 36.6107 | 36.6107 | 11.9156 | 56.4957 |  |  |  | 0.66925 | 1.011 | 30.7353 | 30.7353 | 26.0949 | 56.4957 |  |  |  | 0 | 0 | 55.0663 | 55.0663 | 0 | #DIV/0! |  |  |  | 0 | 0 | 55.0663 | 55.0663 | 0 | #DIV/0! |  |  |  | 0 | 0 | 55.0663 | 55.0663 | 0 | #DIV/0!
[13 empty] | 22.5 | 22.5 | 39.997 | 0.47152 | 0.71599 | 36.6679 | 36.6679 | 11.8587 | 56.633 |  |  |  | 0.66683 | 1.0126 | 30.7999 | 30.7999 | 26.056 | 56.633 |  |  |  | 0 | 0 | 55.0663 | 55.0663 | 0 | #DIV/0! |  |  |  | 0 | 0 | 55.0663 | 55.0663 | 0 | #DIV/0! |  |  |  | 0 | 0 | 55.0663 | 55.0663 | 0 | #DIV/0!
[13 empty] | 22.6 | 22.6 | 39.9925 | 0.4698 | 0.71712 | 36.7253 | 36.7253 | 11.8011 | 56.7701 |  |  |  | 0.6644 | 1.0142 | 30.8648 | 30.8648 | 26.0159 | 56.7701 |  |  |  | 0 | 0 | 55.0663 | 55.0663 | 0 | #DIV/0! |  |  |  | 0 | 0 | 55.0663 | 55.0663 | 0 | #DIV/0! |  |  |  | 0 | 0 | 55.0663 | 55.0663 | 0 | #DIV/0!
[13 empty] | 22.7 | 22.7 | 39.9861 | 0.46809 | 0.71824 | 36.7827 | 36.7827 | 11.7428 | 56.907 |  |  |  | 0.66198 | 1.0157 | 30.9299 | 30.9299 | 25.9745 | 56.907 |  |  |  | 0 | 0 | 55.0663 | 55.0663 | 0 | #DIV/0! |  |  |  | 0 | 0 | 55.0663 | 55.0663 | 0 | #DIV/0! |  |  |  | 0 | 0 | 55.0663 | 55.0663 | 0 | #DIV/0!
[13 empty] | 22.8 | 22.8 | 39.9777 | 0.46637 | 0.71935 | 36.8403 | 36.8403 | 11.6839 | 57.0436 |  |  |  | 0.65955 | 1.0173 | 30.9951 | 30.9951 | 25.9318 | 57.0436 |  |  |  | 0 | 0 | 55.0663 | 55.0663 | 0 | #DIV/0! |  |  |  | 0 | 0 | 55.0663 | 55.0663 | 0 | #DIV/0! |  |  |  | 0 | 0 | 55.0663 | 55.0663 | 0 | #DIV/0!
[13 empty] | 22.9 | 22.9 | 39.9673 | 0.46466 | 0.72046 | 36.8979 | 36.8979 | 11.6243 | 57.1801 |  |  |  | 0.65713 | 1.0189 | 31.0606 | 31.0606 | 25.8879 | 57.1801 |  |  |  | 0 | 0 | 55.0663 | 55.0663 | 0 | #DIV/0! |  |  |  | 0 | 0 | 55.0663 | 55.0663 | 0 | #DIV/0! |  |  |  | 0 | 0 | 55.0663 | 55.0663 | 0 | #DIV/0!
[13 empty] | 23 | 23 | 39.9549 | 0.46294 | 0.72156 | 36.9557 | 36.9557 | 11.564 | 57.3164 |  |  |  | 0.6547 | 1.0204 | 31.1262 | 31.1262 | 25.8428 | 57.3164 |  |  |  | 0 | 0 | 55.0663 | 55.0663 | 0 | #DIV/0! |  |  |  | 0 | 0 | 55.0663 | 55.0663 | 0 | #DIV/0! |  |  |  | 0 | 0 | 55.0663 | 55.0663 | 0 | #DIV/0!
[13 empty] | 23.1 | 23.1 | 39.9405 | 0.46123 | 0.72266 | 37.0135 | 37.0135 | 11.5031 | 57.4524 |  |  |  | 0.65228 | 1.022 | 31.1921 | 31.1921 | 25.7963 | 57.4524 |  |  |  | 0 | 0 | 55.0663 | 55.0663 | 0 | #DIV/0! |  |  |  | 0 | 0 | 55.0663 | 55.0663 | 0 | #DIV/0! |  |  |  | 0 | 0 | 55.0663 | 55.0663 | 0 | #DIV/0!
[13 empty] | 23.2 | 23.2 | 39.9242 | 0.45951 | 0.72375 | 37.0714 | 37.0714 | 11.4416 | 57.5882 |  |  |  | 0.64985 | 1.0235 | 31.2581 | 31.2581 | 25.7486 | 57.5882 |  |  |  | 0 | 0 | 55.0663 | 55.0663 | 0 | #DIV/0! |  |  |  | 0 | 0 | 55.0663 | 55.0663 | 0 | #DIV/0! |  |  |  | 0 | 0 | 55.0663 | 55.0663 | 0 | #DIV/0!
[13 empty] | 23.3 | 23.3 | 39.9059 | 0.4578 | 0.72484 | 37.1295 | 37.1295 | 11.3794 | 57.7239 |  |  |  | 0.64743 | 1.0251 | 31.3243 | 31.3243 | 25.6996 | 57.7239 |  |  |  | 0 | 0 | 55.0663 | 55.0663 | 0 | #DIV/0! |  |  |  | 0 | 0 | 55.0663 | 55.0663 | 0 | #DIV/0! |  |  |  | 0 | 0 | 55.0663 | 55.0663 | 0 | #DIV/0!
[13 empty] | 23.4 | 23.4 | 39.8856 | 0.45609 | 0.72592 | 37.1876 | 37.1876 | 11.3165 | 57.8593 |  |  |  | 0.645 | 1.0266 | 31.3908 | 31.3908 | 25.6493 | 57.8593 |  |  |  | 0 | 0 | 55.0663 | 55.0663 | 0 | #DIV/0! |  |  |  | 0 | 0 | 55.0663 | 55.0663 | 0 | #DIV/0! |  |  |  | 0 | 0 | 55.0663 | 55.0663 | 0 | #DIV/0!
[13 empty] | 23.5 | 23.5 | 39.8634 | 0.45437 | 0.72699 | 37.2459 | 37.2459 | 11.253 | 57.9945 |  |  |  | 0.64258 | 1.0281 | 31.4574 | 31.4574 | 25.5977 | 57.9945 |  |  |  | 0 | 0 | 55.0663 | 55.0663 | 0 | #DIV/0! |  |  |  | 0 | 0 | 55.0663 | 55.0663 | 0 | #DIV/0! |  |  |  | 0 | 0 | 55.0663 | 55.0663 | 0 | #DIV/0!
[13 empty] | 23.6 | 23.6 | 39.8392 | 0.45266 | 0.72806 | 37.3042 | 37.3042 | 11.1888 | 58.1296 |  |  |  | 0.64015 | 1.0296 | 31.5242 | 31.5242 | 25.5448 | 58.1296 |  |  |  | 0 | 0 | 55.0663 | 55.0663 | 0 | #DIV/0! |  |  |  | 0 | 0 | 55.0663 | 55.0663 | 0 | #DIV/0! |  |  |  | 0 | 0 | 55.0663 | 55.0663 | 0 | #DIV/0!
[13 empty] | 23.7 | 23.7 | 39.813 | 0.45094 | 0.72912 | 37.3626 | 37.3626 | 11.124 | 58.2644 |  |  |  | 0.63773 | 1.0311 | 31.5913 | 31.5913 | 25.4906 | 58.2644 |  |  |  | 0 | 0 | 55.0663 | 55.0663 | 0 | #DIV/0! |  |  |  | 0 | 0 | 55.0663 | 55.0663 | 0 | #DIV/0! |  |  |  | 0 | 0 | 55.0663 | 55.0663 | 0 | #DIV/0!
[13 empty] | 23.8 | 23.8 | 39.7848 | 0.44923 | 0.73018 | 37.4212 | 37.4212 | 11.0586 | 58.3991 |  |  |  | 0.6353 | 1.0326 | 31.6585 | 31.6585 | 25.4352 | 58.3991 |  |  |  | 0 | 0 | 55.0663 | 55.0663 | 0 | #DIV/0! |  |  |  | 0 | 0 | 55.0663 | 55.0663 | 0 | #DIV/0! |  |  |  | 0 | 0 | 55.0663 | 55.0663 | 0 | #DIV/0!
[13 empty] | 23.9 | 23.9 | 39.7546 | 0.44751 | 0.73123 | 37.4798 | 37.4798 | 10.9925 | 58.5335 |  |  |  | 0.63288 | 1.0341 | 31.7259 | 31.7259 | 25.3784 | 58.5335 |  |  |  | 0 | 0 | 55.0663 | 55.0663 | 0 | #DIV/0! |  |  |  | 0 | 0 | 55.0663 | 55.0663 | 0 | #DIV/0! |  |  |  | 0 | 0 | 55.0663 | 55.0663 | 0 | #DIV/0!
[13 empty] | 24 | 24 | 39.7225 | 0.4458 | 0.73228 | 37.5385 | 37.5385 | 10.9257 | 58.6677 |  |  |  | 0.63045 | 1.0356 | 31.7935 | 31.7935 | 25.3203 | 58.6677 |  |  |  | 0 | 0 | 55.0663 | 55.0663 | 0 | #DIV/0! |  |  |  | 0 | 0 | 55.0663 | 55.0663 | 0 | #DIV/0! |  |  |  | 0 | 0 | 55.0663 | 55.0663 | 0 | #DIV/0!
[13 empty] | 24.1 | 24.1 | 39.6885 | 0.44408 | 0.73332 | 37.5974 | 37.5974 | 10.8583 | 58.8018 |  |  |  | 0.62803 | 1.0371 | 31.8614 | 31.8614 | 25.2609 | 58.8018 |  |  |  | 0 | 0 | 55.0663 | 55.0663 | 0 | #DIV/0! |  |  |  | 0 | 0 | 55.0663 | 55.0663 | 0 | #DIV/0! |  |  |  | 0 | 0 | 55.0663 | 55.0663 | 0 | #DIV/0!
[13 empty] | 24.2 | 24.2 | 39.6524 | 0.44237 | 0.73436 | 37.6563 | 37.6563 | 10.7903 | 58.9357 |  |  |  | 0.6256 | 1.0385 | 31.9294 | 31.9294 | 25.2001 | 58.9357 |  |  |  | 0 | 0 | 55.0663 | 55.0663 | 0 | #DIV/0! |  |  |  | 0 | 0 | 55.0663 | 55.0663 | 0 | #DIV/0! |  |  |  | 0 | 0 | 55.0663 | 55.0663 | 0 | #DIV/0!
[13 empty] | 24.3 | 24.3 | 39.6144 | 0.44065 | 0.73539 | 37.7153 | 37.7153 | 10.7216 | 59.0694 |  |  |  | 0.62318 | 1.04 | 31.9976 | 31.9976 | 25.1381 | 59.0694 |  |  |  | 0 | 0 | 55.0663 | 55.0663 | 0 | #DIV/0! |  |  |  | 0 | 0 | 55.0663 | 55.0663 | 0 | #DIV/0! |  |  |  | 0 | 0 | 55.0663 | 55.0663 | 0 | #DIV/0!
[13 empty] | 24.4 | 24.4 | 39.5744 | 0.43894 | 0.73641 | 37.7744 | 37.7744 | 10.6523 | 59.2029 |  |  |  | 0.62075 | 1.0414 | 32.066 | 32.066 | 25.0747 | 59.2029 |  |  |  | 0 | 0 | 55.0663 | 55.0663 | 0 | #DIV/0! |  |  |  | 0 | 0 | 55.0663 | 55.0663 | 0 | #DIV/0! |  |  |  | 0 | 0 | 55.0663 | 55.0663 | 0 | #DIV/0!
[13 empty] | 24.5 | 24.5 | 39.5325 | 0.43722 | 0.73743 | 37.8337 | 37.8337 | 10.5824 | 59.3362 |  |  |  | 0.61833 | 1.0429 | 32.1346 | 32.1346 | 25.01 | 59.3362 |  |  |  | 0 | 0 | 55.0663 | 55.0663 | 0 | #DIV/0! |  |  |  | 0 | 0 | 55.0663 | 55.0663 | 0 | #DIV/0! |  |  |  | 0 | 0 | 55.0663 | 55.0663 | 0 | #DIV/0!
[13 empty] | 24.6 | 24.6 | 39.4886 | 0.43551 | 0.73844 | 37.893 | 37.893 | 10.5118 | 59.4693 |  |  |  | 0.6159 | 1.0443 | 32.2035 | 32.2035 | 24.944 | 59.4693 |  |  |  | 0 | 0 | 55.0663 | 55.0663 | 0 | #DIV/0! |  |  |  | 0 | 0 | 55.0663 | 55.0663 | 0 | #DIV/0! |  |  |  | 0 | 0 | 55.0663 | 55.0663 | 0 | #DIV/0!
[13 empty] | 24.7 | 24.7 | 39.4428 | 0.4338 | 0.73945 | 37.9524 | 37.9524 | 10.4406 | 59.6022 |  |  |  | 0.61348 | 1.0457 | 32.2725 | 32.2725 | 24.8766 | 59.6022 |  |  |  | 0 | 0 | 55.0663 | 55.0663 | 0 | #DIV/0! |  |  |  | 0 | 0 | 55.0663 | 55.0663 | 0 | #DIV/0! |  |  |  | 0 | 0 | 55.0663 | 55.0663 | 0 | #DIV/0!
[13 empty] | 24.8 | 24.8 | 39.395 | 0.43208 | 0.74046 | 38.0119 | 38.0119 | 10.3688 | 59.735 |  |  |  | 0.61105 | 1.0472 | 32.3417 | 32.3417 | 24.8079 | 59.735 |  |  |  | 0 | 0 | 55.0663 | 55.0663 | 0 | #DIV/0! |  |  |  | 0 | 0 | 55.0663 | 55.0663 | 0 | #DIV/0! |  |  |  | 0 | 0 | 55.0663 | 55.0663 | 0 | #DIV/0!
[13 empty] | 24.9 | 24.9 | 39.3453 | 0.43037 | 0.74145 | 38.0715 | 38.0715 | 10.2963 | 59.8676 |  |  |  | 0.60863 | 1.0486 | 32.4111 | 32.4111 | 24.7378 | 59.8676 |  |  |  | 0 | 0 | 55.0663 | 55.0663 | 0 | #DIV/0! |  |  |  | 0 | 0 | 55.0663 | 55.0663 | 0 | #DIV/0! |  |  |  | 0 | 0 | 55.0663 | 55.0663 | 0 | #DIV/0!
[13 empty] | 25 | 25 | 39.2936 | 0.42865 | 0.74245 | 38.1312 | 38.1312 | 10.2232 | 60 |  |  |  | 0.60621 | 1.05 | 32.4808 | 32.4808 | 24.6664 | 60 |  |  |  | 0 | 0 | 55.0663 | 55.0663 | 0 | #DIV/0! |  |  |  | 0 | 0 | 55.0663 | 55.0663 | 0 | #DIV/0! |  |  |  | 0 | 0 | 55.0663 | 55.0663 | 0 | #DIV/0!
[13 empty] | 25.1 | 25.1 | 39.24 | 0.42694 | 0.74343 | 38.191 | 38.191 | 10.1495 | 60.1322 |  |  |  | 0.60378 | 1.0514 | 32.5506 | 32.5506 | 24.5936 | 60.1322 |  |  |  | 0 | 0 | 55.0663 | 55.0663 | 0 | #DIV/0! |  |  |  | 0 | 0 | 55.0663 | 55.0663 | 0 | #DIV/0! |  |  |  | 0 | 0 | 55.0663 | 55.0663 | 0 | #DIV/0!
[13 empty] | 25.2 | 25.2 | 39.1844 | 0.42522 | 0.74442 | 38.2509 | 38.2509 | 10.0751 | 60.2643 |  |  |  | 0.60136 | 1.0528 | 32.6206 | 32.6206 | 24.5195 | 60.2643 |  |  |  | 0 | 0 | 55.0663 | 55.0663 | 0 | #DIV/0! |  |  |  | 0 | 0 | 55.0663 | 55.0663 | 0 | #DIV/0! |  |  |  | 0 | 0 | 55.0663 | 55.0663 | 0 | #DIV/0!
[13 empty] | 25.3 | 25.3 | 39.1269 | 0.42351 | 0.74539 | 38.3109 | 38.3109 | 10.0002 | 60.3962 |  |  |  | 0.59893 | 1.0541 | 32.6909 | 32.6909 | 24.444 | 60.3962 |  |  |  | 0 | 0 | 55.0663 | 55.0663 | 0 | #DIV/0! |  |  |  | 0 | 0 | 55.0663 | 55.0663 | 0 | #DIV/0! |  |  |  | 0 | 0 | 55.0663 | 55.0663 | 0 | #DIV/0!
[13 empty] | 25.4 | 25.4 | 39.0674 | 0.42179 | 0.74636 | 38.371 | 38.371 | 9.9246 | 60.5279 |  |  |  | 0.59651 | 1.0555 | 32.7613 | 32.7613 | 24.3672 | 60.5279 |  |  |  | 0 | 0 | 55.0663 | 55.0663 | 0 | #DIV/0! |  |  |  | 0 | 0 | 55.0663 | 55.0663 | 0 | #DIV/0! |  |  |  | 0 | 0 | 55.0663 | 55.0663 | 0 | #DIV/0!
[13 empty] | 25.5 | 25.5 | 39.006 | 0.42008 | 0.74733 | 38.4311 | 38.4311 | 9.8484 | 60.6594 |  |  |  | 0.59408 | 1.0569 | 32.8319 | 32.8319 | 24.289 | 60.6594 |  |  |  | 0 | 0 | 55.0663 | 55.0663 | 0 | #DIV/0! |  |  |  | 0 | 0 | 55.0663 | 55.0663 | 0 | #DIV/0! |  |  |  | 0 | 0 | 55.0663 | 55.0663 | 0 | #DIV/0!
[13 empty] | 25.6 | 25.6 | 38.9427 | 0.41836 | 0.74829 | 38.4914 | 38.4914 | 9.7716 | 60.7908 |  |  |  | 0.59166 | 1.0582 | 32.9028 | 32.9028 | 24.2094 | 60.7908 |  |  |  | 0 | 0 | 55.0663 | 55.0663 | 0 | #DIV/0! |  |  |  | 0 | 0 | 55.0663 | 55.0663 | 0 | #DIV/0! |  |  |  | 0 | 0 | 55.0663 | 55.0663 | 0 | #DIV/0!
[13 empty] | 25.7 | 25.7 | 38.8775 | 0.41665 | 0.74925 | 38.5518 | 38.5518 | 9.6941 | 60.922 |  |  |  | 0.58923 | 1.0596 | 32.9738 | 32.9738 | 24.1284 | 60.922 |  |  |  | 0 | 0 | 55.0663 | 55.0663 | 0 | #DIV/0! |  |  |  | 0 | 0 | 55.0663 | 55.0663 | 0 | #DIV/0! |  |  |  | 0 | 0 | 55.0663 | 55.0663 | 0 | #DIV/0!
[13 empty] | 25.8 | 25.8 | 38.8103 | 0.41494 | 0.7502 | 38.6123 | 38.6123 | 9.6161 | 61.053 |  |  |  | 0.58681 | 1.0609 | 33.045 | 33.045 | 24.0461 | 61.053 |  |  |  | 0 | 0 | 55.0663 | 55.0663 | 0 | #DIV/0! |  |  |  | 0 | 0 | 55.0663 | 55.0663 | 0 | #DIV/0! |  |  |  | 0 | 0 | 55.0663 | 55.0663 | 0 | #DIV/0!
[13 empty] | 25.9 | 25.9 | 38.7412 | 0.41322 | 0.75114 | 38.6728 | 38.6728 | 9.5374 | 61.1839 |  |  |  | 0.58438 | 1.0623 | 33.1165 | 33.1165 | 23.9624 | 61.1839 |  |  |  | 0 | 0 | 55.0663 | 55.0663 | 0 | #DIV/0! |  |  |  | 0 | 0 | 55.0663 | 55.0663 | 0 | #DIV/0! |  |  |  | 0 | 0 | 55.0663 | 55.0663 | 0 | #DIV/0!
[13 empty] | 26 | 26 | 38.6702 | 0.41151 | 0.75209 | 38.7335 | 38.7335 | 9.4582 | 61.3146 |  |  |  | 0.58196 | 1.0636 | 33.1881 | 33.1881 | 23.8773 | 61.3146 |  |  |  | 0 | 0 | 55.0663 | 55.0663 | 0 | #DIV/0! |  |  |  | 0 | 0 | 55.0663 | 55.0663 | 0 | #DIV/0! |  |  |  | 0 | 0 | 55.0663 | 55.0663 | 0 | #DIV/0!
[13 empty] | 26.1 | 26.1 | 38.5973 | 0.40979 | 0.75302 | 38.7942 | 38.7942 | 9.3783 | 61.4451 |  |  |  | 0.57953 | 1.0649 | 33.26 | 33.26 | 23.7908 | 61.4451 |  |  |  | 0 | 0 | 55.0663 | 55.0663 | 0 | #DIV/0! |  |  |  | 0 | 0 | 55.0663 | 55.0663 | 0 | #DIV/0! |  |  |  | 0 | 0 | 55.0663 | 55.0663 | 0 | #DIV/0!
[13 empty] | 26.2 | 26.2 | 38.5225 | 0.40808 | 0.75395 | 38.8551 | 38.8551 | 9.2978 | 61.5755 |  |  |  | 0.57711 | 1.0662 | 33.3321 | 33.3321 | 23.7029 | 61.5755 |  |  |  | 0 | 0 | 55.0663 | 55.0663 | 0 | #DIV/0! |  |  |  | 0 | 0 | 55.0663 | 55.0663 | 0 | #DIV/0! |  |  |  | 0 | 0 | 55.0663 | 55.0663 | 0 | #DIV/0!
[13 empty] | 26.3 | 26.3 | 38.4457 | 0.40636 | 0.75488 | 38.916 | 38.916 | 9.2167 | 61.7057 |  |  |  | 0.57468 | 1.0676 | 33.4043 | 33.4043 | 23.6137 | 61.7057 |  |  |  | 0 | 0 | 55.0663 | 55.0663 | 0 | #DIV/0! |  |  |  | 0 | 0 | 55.0663 | 55.0663 | 0 | #DIV/0! |  |  |  | 0 | 0 | 55.0663 | 55.0663 | 0 | #DIV/0!
[13 empty] | 26.4 | 26.4 | 38.3671 | 0.40465 | 0.7558 | 38.977 | 38.977 | 9.1351 | 61.8358 |  |  |  | 0.57226 | 1.0689 | 33.4768 | 33.4768 | 23.523 | 61.8358 |  |  |  | 0 | 0 | 55.0663 | 55.0663 | 0 | #DIV/0! |  |  |  | 0 | 0 | 55.0663 | 55.0663 | 0 | #DIV/0! |  |  |  | 0 | 0 | 55.0663 | 55.0663 | 0 | #DIV/0!
[13 empty] | 26.5 | 26.5 | 38.2865 | 0.40293 | 0.75671 | 39.0381 | 39.0381 | 9.0528 | 61.9657 |  |  |  | 0.56983 | 1.0702 | 33.5495 | 33.5495 | 23.431 | 61.9657 |  |  |  | 0 | 0 | 55.0663 | 55.0663 | 0 | #DIV/0! |  |  |  | 0 | 0 | 55.0663 | 55.0663 | 0 | #DIV/0! |  |  |  | 0 | 0 | 55.0663 | 55.0663 | 0 | #DIV/0!
[13 empty] | 26.6 | 26.6 | 38.2041 | 0.40122 | 0.75762 | 39.0993 | 39.0993 | 8.9699 | 62.0954 |  |  |  | 0.56741 | 1.0714 | 33.6223 | 33.6223 | 23.3375 | 62.0954 |  |  |  | 0 | 0 | 55.0663 | 55.0663 | 0 | #DIV/0! |  |  |  | 0 | 0 | 55.0663 | 55.0663 | 0 | #DIV/0! |  |  |  | 0 | 0 | 55.0663 | 55.0663 | 0 | #DIV/0!
[13 empty] | 26.7 | 26.7 | 38.1198 | 0.3995 | 0.75853 | 39.1607 | 39.1607 | 8.8865 | 62.225 |  |  |  | 0.56498 | 1.0727 | 33.6954 | 33.6954 | 23.2427 | 62.225 |  |  |  | 0 | 0 | 55.0663 | 55.0663 | 0 | #DIV/0! |  |  |  | 0 | 0 | 55.0663 | 55.0663 | 0 | #DIV/0! |  |  |  | 0 | 0 | 55.0663 | 55.0663 | 0 | #DIV/0!
[13 empty] | 26.8 | 26.8 | 38.0336 | 0.39779 | 0.75943 | 39.222 | 39.222 | 8.8024 | 62.3545 |  |  |  | 0.56256 | 1.074 | 33.7687 | 33.7687 | 23.1464 | 62.3545 |  |  |  | 0 | 0 | 55.0663 | 55.0663 | 0 | #DIV/0! |  |  |  | 0 | 0 | 55.0663 | 55.0663 | 0 | #DIV/0! |  |  |  | 0 | 0 | 55.0663 | 55.0663 | 0 | #DIV/0!
[13 empty] | 26.9 | 26.9 | 37.9455 | 0.39607 | 0.76033 | 39.2835 | 39.2835 | 8.7178 | 62.4838 |  |  |  | 0.56013 | 1.0753 | 33.8422 | 33.8422 | 23.0487 | 62.4838 |  |  |  | 0 | 0 | 55.0663 | 55.0663 | 0 | #DIV/0! |  |  |  | 0 | 0 | 55.0663 | 55.0663 | 0 | #DIV/0! |  |  |  | 0 | 0 | 55.0663 | 55.0663 | 0 | #DIV/0!
[13 empty] | 27 | 27 | 37.8555 | 0.39436 | 0.76122 | 39.3451 | 39.3451 | 8.6326 | 62.6129 |  |  |  | 0.55771 | 1.0765 | 33.9159 | 33.9159 | 22.9496 | 62.6129 |  |  |  | 0 | 0 | 55.0663 | 55.0663 | 0 | #DIV/0! |  |  |  | 0 | 0 | 55.0663 | 55.0663 | 0 | #DIV/0! |  |  |  | 0 | 0 | 55.0663 | 55.0663 | 0 | #DIV/0!
[13 empty] | 27.1 | 27.1 | 37.7636 | 0.39265 | 0.7621 | 39.4068 | 39.4068 | 8.5468 | 62.7419 |  |  |  | 0.55528 | 1.0778 | 33.9898 | 33.9898 | 22.8492 | 62.7419 |  |  |  | 0 | 0 | 55.0663 | 55.0663 | 0 | #DIV/0! |  |  |  | 0 | 0 | 55.0663 | 55.0663 | 0 | #DIV/0! |  |  |  | 0 | 0 | 55.0663 | 55.0663 | 0 | #DIV/0!
[13 empty] | 27.2 | 27.2 | 37.6699 | 0.39093 | 0.76298 | 39.4685 | 39.4685 | 8.4604 | 62.8707 |  |  |  | 0.55286 | 1.079 | 34.0639 | 34.0639 | 22.7472 | 62.8707 |  |  |  | 0 | 0 | 55.0663 | 55.0663 | 0 | #DIV/0! |  |  |  | 0 | 0 | 55.0663 | 55.0663 | 0 | #DIV/0! |  |  |  | 0 | 0 | 55.0663 | 55.0663 | 0 | #DIV/0!
[13 empty] | 27.3 | 27.3 | 37.5743 | 0.38922 | 0.76386 | 39.5304 | 39.5304 | 8.3735 | 62.9994 |  |  |  | 0.55043 | 1.0803 | 34.1382 | 34.1382 | 22.6439 | 62.9994 |  |  |  | 0 | 0 | 55.0663 | 55.0663 | 0 | #DIV/0! |  |  |  | 0 | 0 | 55.0663 | 55.0663 | 0 | #DIV/0! |  |  |  | 0 | 0 | 55.0663 | 55.0663 | 0 | #DIV/0!
[13 empty] | 27.4 | 27.4 | 37.4769 | 0.3875 | 0.76473 | 39.5923 | 39.5923 | 8.2859 | 63.1279 |  |  |  | 0.54801 | 1.0815 | 34.2127 | 34.2127 | 22.5392 | 63.1279 |  |  |  | 0 | 0 | 55.0663 | 55.0663 | 0 | #DIV/0! |  |  |  | 0 | 0 | 55.0663 | 55.0663 | 0 | #DIV/0! |  |  |  | 0 | 0 | 55.0663 | 55.0663 | 0 | #DIV/0!
[13 empty] | 27.5 | 27.5 | 37.3776 | 0.38579 | 0.7656 | 39.6544 | 39.6544 | 8.1978 | 63.2563 |  |  |  | 0.54558 | 1.0827 | 34.2874 | 34.2874 | 22.433 | 63.2563 |  |  |  | 0 | 0 | 55.0663 | 55.0663 | 0 | #DIV/0! |  |  |  | 0 | 0 | 55.0663 | 55.0663 | 0 | #DIV/0! |  |  |  | 0 | 0 | 55.0663 | 55.0663 | 0 | #DIV/0!
[13 empty] | 27.6 | 27.6 | 37.2764 | 0.38407 | 0.76646 | 39.7165 | 39.7165 | 8.1092 | 63.3846 |  |  |  | 0.54316 | 1.0839 | 34.3623 | 34.3623 | 22.3254 | 63.3846 |  |  |  | 0 | 0 | 55.0663 | 55.0663 | 0 | #DIV/0! |  |  |  | 0 | 0 | 55.0663 | 55.0663 | 0 | #DIV/0! |  |  |  | 0 | 0 | 55.0663 | 55.0663 | 0 | #DIV/0!
[13 empty] | 27.7 | 27.7 | 37.1734 | 0.38236 | 0.76732 | 39.7787 | 39.7787 | 8.0199 | 63.5127 |  |  |  | 0.54074 | 1.0851 | 34.4374 | 34.4374 | 22.2164 | 63.5127 |  |  |  | 0 | 0 | 55.0663 | 55.0663 | 0 | #DIV/0! |  |  |  | 0 | 0 | 55.0663 | 55.0663 | 0 | #DIV/0! |  |  |  | 0 | 0 | 55.0663 | 55.0663 | 0 | #DIV/0!
[13 empty] | 27.8 | 27.8 | 37.0686 | 0.38064 | 0.76817 | 39.841 | 39.841 | 7.9301 | 63.6406 |  |  |  | 0.53831 | 1.0864 | 34.5128 | 34.5128 | 22.106 | 63.6406 |  |  |  | 0 | 0 | 55.0663 | 55.0663 | 0 | #DIV/0! |  |  |  | 0 | 0 | 55.0663 | 55.0663 | 0 | #DIV/0! |  |  |  | 0 | 0 | 55.0663 | 55.0663 | 0 | #DIV/0!
[13 empty] | 27.9 | 27.9 | 36.9619 | 0.37893 | 0.76901 | 39.9034 | 39.9034 | 7.8397 | 63.7684 |  |  |  | 0.53589 | 1.0876 | 34.5883 | 34.5883 | 21.9941 | 63.7684 |  |  |  | 0 | 0 | 55.0663 | 55.0663 | 0 | #DIV/0! |  |  |  | 0 | 0 | 55.0663 | 55.0663 | 0 | #DIV/0! |  |  |  | 0 | 0 | 55.0663 | 55.0663 | 0 | #DIV/0!
[13 empty] | 28 | 28 | 36.8534 | 0.37721 | 0.76986 | 39.9659 | 39.9659 | 7.7488 | 63.8961 |  |  |  | 0.53346 | 1.0887 | 34.664 | 34.664 | 21.8808 | 63.8961 |  |  |  | 0 | 0 | 55.0663 | 55.0663 | 0 | #DIV/0! |  |  |  | 0 | 0 | 55.0663 | 55.0663 | 0 | #DIV/0! |  |  |  | 0 | 0 | 55.0663 | 55.0663 | 0 | #DIV/0!
[13 empty] | 28.1 | 28.1 | 36.7431 | 0.3755 | 0.77069 | 40.0285 | 40.0285 | 7.6573 | 64.0237 |  |  |  | 0.53104 | 1.0899 | 34.74 | 34.74 | 21.7661 | 64.0237 |  |  |  | 0 | 0 | 55.0663 | 55.0663 | 0 | #DIV/0! |  |  |  | 0 | 0 | 55.0663 | 55.0663 | 0 | #DIV/0! |  |  |  | 0 | 0 | 55.0663 | 55.0663 | 0 | #DIV/0!
[13 empty] | 28.2 | 28.2 | 36.6309 | 0.37378 | 0.77153 | 40.0911 | 40.0911 | 7.5653 | 64.1511 |  |  |  | 0.52861 | 1.0911 | 34.8161 | 34.8161 | 21.6499 | 64.1511 |  |  |  | 0 | 0 | 55.0663 | 55.0663 | 0 | #DIV/0! |  |  |  | 0 | 0 | 55.0663 | 55.0663 | 0 | #DIV/0! |  |  |  | 0 | 0 | 55.0663 | 55.0663 | 0 | #DIV/0!
[13 empty] | 28.3 | 28.3 | 36.517 | 0.37207 | 0.77236 | 40.1539 | 40.1539 | 7.4727 | 64.2783 |  |  |  | 0.52619 | 1.0923 | 34.8925 | 34.8925 | 21.5323 | 64.2783 |  |  |  | 0 | 0 | 55.0663 | 55.0663 | 0 | #DIV/0! |  |  |  | 0 | 0 | 55.0663 | 55.0663 | 0 | #DIV/0! |  |  |  | 0 | 0 | 55.0663 | 55.0663 | 0 | #DIV/0!
[13 empty] | 28.4 | 28.4 | 36.4012 | 0.37036 | 0.77318 | 40.2167 | 40.2167 | 7.3796 | 64.4054 |  |  |  | 0.52376 | 1.0934 | 34.969 | 34.969 | 21.4133 | 64.4054 |  |  |  | 0 | 0 | 55.0663 | 55.0663 | 0 | #DIV/0! |  |  |  | 0 | 0 | 55.0663 | 55.0663 | 0 | #DIV/0! |  |  |  | 0 | 0 | 55.0663 | 55.0663 | 0 | #DIV/0!
[13 empty] | 28.5 | 28.5 | 36.2836 | 0.36864 | 0.774 | 40.2796 | 40.2796 | 7.2859 | 64.5324 |  |  |  | 0.52134 | 1.0946 | 35.0458 | 35.0458 | 21.2928 | 64.5324 |  |  |  | 0 | 0 | 55.0663 | 55.0663 | 0 | #DIV/0! |  |  |  | 0 | 0 | 55.0663 | 55.0663 | 0 | #DIV/0! |  |  |  | 0 | 0 | 55.0663 | 55.0663 | 0 | #DIV/0!
[13 empty] | 28.6 | 28.6 | 36.1643 | 0.36693 | 0.77481 | 40.3426 | 40.3426 | 7.1917 | 64.6593 |  |  |  | 0.51891 | 1.0958 | 35.1228 | 35.1228 | 21.171 | 64.6593 |  |  |  | 0 | 0 | 55.0663 | 55.0663 | 0 | #DIV/0! |  |  |  | 0 | 0 | 55.0663 | 55.0663 | 0 | #DIV/0! |  |  |  | 0 | 0 | 55.0663 | 55.0663 | 0 | #DIV/0!
[13 empty] | 28.7 | 28.7 | 36.0431 | 0.36521 | 0.77562 | 40.4057 | 40.4057 | 7.0969 | 64.786 |  |  |  | 0.51649 | 1.0969 | 35.1999 | 35.1999 | 21.0476 | 64.786 |  |  |  | 0 | 0 | 55.0663 | 55.0663 | 0 | #DIV/0! |  |  |  | 0 | 0 | 55.0663 | 55.0663 | 0 | #DIV/0! |  |  |  | 0 | 0 | 55.0663 | 55.0663 | 0 | #DIV/0!
[13 empty] | 28.8 | 28.8 | 35.9202 | 0.3635 | 0.77643 | 40.4689 | 40.4689 | 7.0016 | 64.9126 |  |  |  | 0.51406 | 1.098 | 35.2773 | 35.2773 | 20.9228 | 64.9126 |  |  |  | 0 | 0 | 55.0663 | 55.0663 | 0 | #DIV/0! |  |  |  | 0 | 0 | 55.0663 | 55.0663 | 0 | #DIV/0! |  |  |  | 0 | 0 | 55.0663 | 55.0663 | 0 | #DIV/0!
[13 empty] | 28.9 | 28.9 | 35.7955 | 0.36178 | 0.77723 | 40.5321 | 40.5321 | 6.9058 | 65.0391 |  |  |  | 0.51164 | 1.0992 | 35.3549 | 35.3549 | 20.7966 | 65.0391 |  |  |  | 0 | 0 | 55.0663 | 55.0663 | 0 | #DIV/0! |  |  |  | 0 | 0 | 55.0663 | 55.0663 | 0 | #DIV/0! |  |  |  | 0 | 0 | 55.0663 | 55.0663 | 0 | #DIV/0!
[13 empty] | 29 | 29 | 35.669 | 0.36007 | 0.77802 | 40.5955 | 40.5955 | 6.8095 | 65.1654 |  |  |  | 0.50921 | 1.1003 | 35.4327 | 35.4327 | 20.669 | 65.1654 |  |  |  | 0 | 0 | 55.0663 | 55.0663 | 0 | #DIV/0! |  |  |  | 0 | 0 | 55.0663 | 55.0663 | 0 | #DIV/0! |  |  |  | 0 | 0 | 55.0663 | 55.0663 | 0 | #DIV/0!
[13 empty] | 29.1 | 29.1 | 35.5407 | 0.35835 | 0.77882 | 40.6589 | 40.6589 | 6.7126 | 65.2916 |  |  |  | 0.50679 | 1.1014 | 35.5107 | 35.5107 | 20.5399 | 65.2916 |  |  |  | 0 | 0 | 55.0663 | 55.0663 | 0 | #DIV/0! |  |  |  | 0 | 0 | 55.0663 | 55.0663 | 0 | #DIV/0! |  |  |  | 0 | 0 | 55.0663 | 55.0663 | 0 | #DIV/0!
[13 empty] | 29.2 | 29.2 | 35.4107 | 0.35664 | 0.7796 | 40.7224 | 40.7224 | 6.6152 | 65.4177 |  |  |  | 0.50436 | 1.1025 | 35.5888 | 35.5888 | 20.4094 | 65.4177 |  |  |  | 0 | 0 | 55.0663 | 55.0663 | 0 | #DIV/0! |  |  |  | 0 | 0 | 55.0663 | 55.0663 | 0 | #DIV/0! |  |  |  | 0 | 0 | 55.0663 | 55.0663 | 0 | #DIV/0!
[13 empty] | 29.3 | 29.3 | 35.2789 | 0.35492 | 0.78038 | 40.786 | 40.786 | 6.5173 | 65.5436 |  |  |  | 0.50194 | 1.1036 | 35.6672 | 35.6672 | 20.2774 | 65.5436 |  |  |  | 0 | 0 | 55.0663 | 55.0663 | 0 | #DIV/0! |  |  |  | 0 | 0 | 55.0663 | 55.0663 | 0 | #DIV/0! |  |  |  | 0 | 0 | 55.0663 | 55.0663 | 0 | #DIV/0!
[13 empty] | 29.4 | 29.4 | 35.1454 | 0.35321 | 0.78116 | 40.8497 | 40.8497 | 6.4188 | 65.6695 |  |  |  | 0.49951 | 1.1047 | 35.7458 | 35.7458 | 20.144 | 65.6695 |  |  |  | 0 | 0 | 55.0663 | 55.0663 | 0 | #DIV/0! |  |  |  | 0 | 0 | 55.0663 | 55.0663 | 0 | #DIV/0! |  |  |  | 0 | 0 | 55.0663 | 55.0663 | 0 | #DIV/0!
[13 empty] | 29.5 | 29.5 | 35.0102 | 0.35149 | 0.78193 | 40.9135 | 40.9135 | 6.3199 | 65.7952 |  |  |  | 0.49709 | 1.1058 | 35.8246 | 35.8246 | 20.0092 | 65.7952 |  |  |  | 0 | 0 | 55.0663 | 55.0663 | 0 | #DIV/0! |  |  |  | 0 | 0 | 55.0663 | 55.0663 | 0 | #DIV/0! |  |  |  | 0 | 0 | 55.0663 | 55.0663 | 0 | #DIV/0!
[13 empty] | 29.6 | 29.6 | 34.8732 | 0.34978 | 0.7827 | 40.9773 | 40.9773 | 6.2204 | 65.9207 |  |  |  | 0.49466 | 1.1069 | 35.9036 | 35.9036 | 19.8729 | 65.9207 |  |  |  | 0 | 0 | 55.0663 | 55.0663 | 0 | #DIV/0! |  |  |  | 0 | 0 | 55.0663 | 55.0663 | 0 | #DIV/0! |  |  |  | 0 | 0 | 55.0663 | 55.0663 | 0 | #DIV/0!
[13 empty] | 29.7 | 29.7 | 34.7344 | 0.34807 | 0.78347 | 41.0413 | 41.0413 | 6.1205 | 66.0462 |  |  |  | 0.49224 | 1.108 | 35.9828 | 35.9828 | 19.7352 | 66.0462 |  |  |  | 0 | 0 | 55.0663 | 55.0663 | 0 | #DIV/0! |  |  |  | 0 | 0 | 55.0663 | 55.0663 | 0 | #DIV/0! |  |  |  | 0 | 0 | 55.0663 | 55.0663 | 0 | #DIV/0!
[13 empty] | 29.8 | 29.8 | 34.594 | 0.34635 | 0.78423 | 41.1053 | 41.1053 | 6.02 | 66.1715 |  |  |  | 0.48981 | 1.1091 | 36.0622 | 36.0622 | 19.596 | 66.1715 |  |  |  | 0 | 0 | 55.0663 | 55.0663 | 0 | #DIV/0! |  |  |  | 0 | 0 | 55.0663 | 55.0663 | 0 | #DIV/0! |  |  |  | 0 | 0 | 55.0663 | 55.0663 | 0 | #DIV/0!
[13 empty] | 29.9 | 29.9 | 34.4519 | 0.34464 | 0.78498 | 41.1694 | 41.1694 | 5.9191 | 66.2967 |  |  |  | 0.48739 | 1.1101 | 36.1419 | 36.1419 | 19.4555 | 66.2967 |  |  |  | 0 | 0 | 55.0663 | 55.0663 | 0 | #DIV/0! |  |  |  | 0 | 0 | 55.0663 | 55.0663 | 0 | #DIV/0! |  |  |  | 0 | 0 | 55.0663 | 55.0663 | 0 | #DIV/0!
[13 empty] | 30 | 30 | 34.308 | 0.34292 | 0.78573 | 41.2336 | 41.2336 | 5.8176 | 66.4218 |  |  |  | 0.48496 | 1.1112 | 36.2217 | 36.2217 | 19.3134 | 66.4218 |  |  |  | 0 | 0 | 55.0663 | 55.0663 | 0 | #DIV/0! |  |  |  | 0 | 0 | 55.0663 | 55.0663 | 0 | #DIV/0! |  |  |  | 0 | 0 | 55.0663 | 55.0663 | 0 | #DIV/0!
[13 empty] | 30.1 | 30.1 | 34.1625 | 0.34121 | 0.78648 | 41.2978 | 41.2978 | 5.7156 | 66.5468 |  |  |  | 0.48254 | 1.1122 | 36.3017 | 36.3017 | 19.17 | 66.5468 |  |  |  | 0 | 0 | 55.0663 | 55.0663 | 0 | #DIV/0! |  |  |  | 0 | 0 | 55.0663 | 55.0663 | 0 | #DIV/0! |  |  |  | 0 | 0 | 55.0663 | 55.0663 | 0 | #DIV/0!
[13 empty] | 30.2 | 30.2 | 34.0152 | 0.33949 | 0.78722 | 41.3622 | 41.3622 | 5.6132 | 66.6716 |  |  |  | 0.48011 | 1.1133 | 36.3819 | 36.3819 | 19.0251 | 66.6716 |  |  |  | 0 | 0 | 55.0663 | 55.0663 | 0 | #DIV/0! |  |  |  | 0 | 0 | 55.0663 | 55.0663 | 0 | #DIV/0! |  |  |  | 0 | 0 | 55.0663 | 55.0663 | 0 | #DIV/0!
[13 empty] | 30.3 | 30.3 | 33.8663 | 0.33778 | 0.78796 | 41.4266 | 41.4266 | 5.5103 | 66.7964 |  |  |  | 0.47769 | 1.1143 | 36.4623 | 36.4623 | 18.8788 | 66.7964 |  |  |  | 0 | 0 | 55.0663 | 55.0663 | 0 | #DIV/0! |  |  |  | 0 | 0 | 55.0663 | 55.0663 | 0 | #DIV/0! |  |  |  | 0 | 0 | 55.0663 | 55.0663 | 0 | #DIV/0!
[13 empty] | 30.4 | 30.4 | 33.7157 | 0.33606 | 0.78869 | 41.4911 | 41.4911 | 5.4069 | 66.921 |  |  |  | 0.47526 | 1.1154 | 36.5429 | 36.5429 | 18.731 | 66.921 |  |  |  | 0 | 0 | 55.0663 | 55.0663 | 0 | #DIV/0! |  |  |  | 0 | 0 | 55.0663 | 55.0663 | 0 | #DIV/0! |  |  |  | 0 | 0 | 55.0663 | 55.0663 | 0 | #DIV/0!
[13 empty] | 30.5 | 30.5 | 33.5634 | 0.33435 | 0.78942 | 41.5557 | 41.5557 | 5.303 | 67.0455 |  |  |  | 0.47284 | 1.1164 | 36.6237 | 36.6237 | 18.5818 | 67.0455 |  |  |  | 0 | 0 | 55.0663 | 55.0663 | 0 | #DIV/0! |  |  |  | 0 | 0 | 55.0663 | 55.0663 | 0 | #DIV/0! |  |  |  | 0 | 0 | 55.0663 | 55.0663 | 0 | #DIV/0!
[13 empty] | 30.6 | 30.6 | 33.4095 | 0.33263 | 0.79014 | 41.6204 | 41.6204 | 5.1986 | 67.1699 |  |  |  | 0.47042 | 1.1174 | 36.7048 | 36.7048 | 18.4312 | 67.1699 |  |  |  | 0 | 0 | 55.0663 | 55.0663 | 0 | #DIV/0! |  |  |  | 0 | 0 | 55.0663 | 55.0663 | 0 | #DIV/0! |  |  |  | 0 | 0 | 55.0663 | 55.0663 | 0 | #DIV/0!
[13 empty] | 30.7 | 30.7 | 33.2539 | 0.33092 | 0.79086 | 41.6851 | 41.6851 | 5.0938 | 67.2942 |  |  |  | 0.46799 | 1.1184 | 36.786 | 36.786 | 18.2792 | 67.2942 |  |  |  | 0 | 0 | 55.0663 | 55.0663 | 0 | #DIV/0! |  |  |  | 0 | 0 | 55.0663 | 55.0663 | 0 | #DIV/0! |  |  |  | 0 | 0 | 55.0663 | 55.0663 | 0 | #DIV/0!
[13 empty] | 30.8 | 30.8 | 33.0967 | 0.3292 | 0.79158 | 41.7499 | 41.7499 | 4.9885 | 67.4183 |  |  |  | 0.46557 | 1.1195 | 36.8674 | 36.8674 | 18.1258 | 67.4183 |  |  |  | 0 | 0 | 55.0663 | 55.0663 | 0 | #DIV/0! |  |  |  | 0 | 0 | 55.0663 | 55.0663 | 0 | #DIV/0! |  |  |  | 0 | 0 | 55.0663 | 55.0663 | 0 | #DIV/0!
[13 empty] | 30.9 | 30.9 | 32.9378 | 0.32749 | 0.79229 | 41.8148 | 41.8148 | 4.8828 | 67.5424 |  |  |  | 0.46314 | 1.1205 | 36.949 | 36.949 | 17.9709 | 67.5424 |  |  |  | 0 | 0 | 55.0663 | 55.0663 | 0 | #DIV/0! |  |  |  | 0 | 0 | 55.0663 | 55.0663 | 0 | #DIV/0! |  |  |  | 0 | 0 | 55.0663 | 55.0663 | 0 | #DIV/0!
[13 empty] | 31 | 31 | 32.7773 | 0.32578 | 0.79299 | 41.8798 | 41.8798 | 4.7766 | 67.6663 |  |  |  | 0.46072 | 1.1215 | 37.0308 | 37.0308 | 17.8146 | 67.6663 |  |  |  | 0 | 0 | 55.0663 | 55.0663 | 0 | #DIV/0! |  |  |  | 0 | 0 | 55.0663 | 55.0663 | 0 | #DIV/0! |  |  |  | 0 | 0 | 55.0663 | 55.0663 | 0 | #DIV/0!
[13 empty] | 31.1 | 31.1 | 32.6152 | 0.32406 | 0.7937 | 41.9449 | 41.9449 | 4.6699 | 67.7901 |  |  |  | 0.45829 | 1.1225 | 37.1128 | 37.1128 | 17.6569 | 67.7901 |  |  |  | 0 | 0 | 55.0663 | 55.0663 | 0 | #DIV/0! |  |  |  | 0 | 0 | 55.0663 | 55.0663 | 0 | #DIV/0! |  |  |  | 0 | 0 | 55.0663 | 55.0663 | 0 | #DIV/0!
[13 empty] | 31.2 | 31.2 | 32.4514 | 0.32235 | 0.79439 | 42.01 | 42.01 | 4.5628 | 67.9139 |  |  |  | 0.45587 | 1.1234 | 37.1951 | 37.1951 | 17.4978 | 67.9139 |  |  |  | 0 | 0 | 55.0663 | 55.0663 | 0 | #DIV/0! |  |  |  | 0 | 0 | 55.0663 | 55.0663 | 0 | #DIV/0! |  |  |  | 0 | 0 | 55.0663 | 55.0663 | 0 | #DIV/0!
[13 empty] | 31.3 | 31.3 | 32.2861 | 0.32063 | 0.79509 | 42.0752 | 42.0752 | 4.4552 | 68.0375 |  |  |  | 0.45344 | 1.1244 | 37.2775 | 37.2775 | 17.3373 | 68.0375 |  |  |  | 0 | 0 | 55.0663 | 55.0663 | 0 | #DIV/0! |  |  |  | 0 | 0 | 55.0663 | 55.0663 | 0 | #DIV/0! |  |  |  | 0 | 0 | 55.0663 | 55.0663 | 0 | #DIV/0!
[13 empty] | 31.4 | 31.4 | 32.1191 | 0.31892 | 0.79578 | 42.1405 | 42.1405 | 4.3472 | 68.161 |  |  |  | 0.45102 | 1.1254 | 37.3601 | 37.3601 | 17.1754 | 68.161 |  |  |  | 0 | 0 | 55.0663 | 55.0663 | 0 | #DIV/0! |  |  |  | 0 | 0 | 55.0663 | 55.0663 | 0 | #DIV/0! |  |  |  | 0 | 0 | 55.0663 | 55.0663 | 0 | #DIV/0!
[13 empty] | 31.5 | 31.5 | 31.9506 | 0.3172 | 0.79646 | 42.2058 | 42.2058 | 4.2388 | 68.2844 |  |  |  | 0.44859 | 1.1264 | 37.4429 | 37.4429 | 17.012 | 68.2844 |  |  |  | 0 | 0 | 55.0663 | 55.0663 | 0 | #DIV/0! |  |  |  | 0 | 0 | 55.0663 | 55.0663 | 0 | #DIV/0! |  |  |  | 0 | 0 | 55.0663 | 55.0663 | 0 | #DIV/0!
[13 empty] | 31.6 | 31.6 | 31.7805 | 0.31549 | 0.79714 | 42.2713 | 42.2713 | 4.1299 | 68.4077 |  |  |  | 0.44617 | 1.1273 | 37.5259 | 37.5259 | 16.8473 | 68.4077 |  |  |  | 0 | 0 | 55.0663 | 55.0663 | 0 | #DIV/0! |  |  |  | 0 | 0 | 55.0663 | 55.0663 | 0 | #DIV/0! |  |  |  | 0 | 0 | 55.0663 | 55.0663 | 0 | #DIV/0!
[13 empty] | 31.7 | 31.7 | 31.6088 | 0.31377 | 0.79782 | 42.3368 | 42.3368 | 4.0206 | 68.5309 |  |  |  | 0.44374 | 1.1283 | 37.6091 | 37.6091 | 16.6812 | 68.5309 |  |  |  | 0 | 0 | 55.0663 | 55.0663 | 0 | #DIV/0! |  |  |  | 0 | 0 | 55.0663 | 55.0663 | 0 | #DIV/0! |  |  |  | 0 | 0 | 55.0663 | 55.0663 | 0 | #DIV/0!
[13 empty] | 31.8 | 31.8 | 31.4355 | 0.31206 | 0.79849 | 42.4024 | 42.4024 | 3.9109 | 68.6539 |  |  |  | 0.44132 | 1.1292 | 37.6925 | 37.6925 | 16.5136 | 68.6539 |  |  |  | 0 | 0 | 55.0663 | 55.0663 | 0 | #DIV/0! |  |  |  | 0 | 0 | 55.0663 | 55.0663 | 0 | #DIV/0! |  |  |  | 0 | 0 | 55.0663 | 55.0663 | 0 | #DIV/0!
[13 empty] | 31.9 | 31.9 | 31.2607 | 0.31034 | 0.79916 | 42.468 | 42.468 | 3.8007 | 68.7769 |  |  |  | 0.43889 | 1.1302 | 37.7761 | 37.7761 | 16.3447 | 68.7769 |  |  |  | 0 | 0 | 55.0663 | 55.0663 | 0 | #DIV/0! |  |  |  | 0 | 0 | 55.0663 | 55.0663 | 0 | #DIV/0! |  |  |  | 0 | 0 | 55.0663 | 55.0663 | 0 | #DIV/0!
[13 empty] | 32 | 32 | 31.0844 | 0.30863 | 0.79982 | 42.5338 | 42.5338 | 3.6901 | 68.8998 |  |  |  | 0.43647 | 1.1311 | 37.8598 | 37.8598 | 16.1744 | 68.8998 |  |  |  | 0 | 0 | 55.0663 | 55.0663 | 0 | #DIV/0! |  |  |  | 0 | 0 | 55.0663 | 55.0663 | 0 | #DIV/0! |  |  |  | 0 | 0 | 55.0663 | 55.0663 | 0 | #DIV/0!
[13 empty] | 32.1 | 32.1 | 30.9065 | 0.30691 | 0.80048 | 42.5996 | 42.5996 | 3.5792 | 69.0226 |  |  |  | 0.43404 | 1.1321 | 37.9438 | 37.9438 | 16.0028 | 69.0226 |  |  |  | 0 | 0 | 55.0663 | 55.0663 | 0 | #DIV/0! |  |  |  | 0 | 0 | 55.0663 | 55.0663 | 0 | #DIV/0! |  |  |  | 0 | 0 | 55.0663 | 55.0663 | 0 | #DIV/0!
[13 empty] | 32.2 | 32.2 | 30.727 | 0.3052 | 0.80114 | 42.6654 | 42.6654 | 3.4678 | 69.1453 |  |  |  | 0.43162 | 1.133 | 38.028 | 38.028 | 15.8297 | 69.1453 |  |  |  | 0 | 0 | 55.0663 | 55.0663 | 0 | #DIV/0! |  |  |  | 0 | 0 | 55.0663 | 55.0663 | 0 | #DIV/0! |  |  |  | 0 | 0 | 55.0663 | 55.0663 | 0 | #DIV/0!
[13 empty] | 32.3 | 32.3 | 30.5461 | 0.30349 | 0.80179 | 42.7314 | 42.7314 | 3.356 | 69.2678 |  |  |  | 0.42919 | 1.1339 | 38.1123 | 38.1123 | 15.6553 | 69.2678 |  |  |  | 0 | 0 | 55.0663 | 55.0663 | 0 | #DIV/0! |  |  |  | 0 | 0 | 55.0663 | 55.0663 | 0 | #DIV/0! |  |  |  | 0 | 0 | 55.0663 | 55.0663 | 0 | #DIV/0!
[13 empty] | 32.4 | 32.4 | 30.3636 | 0.30177 | 0.80244 | 42.7974 | 42.7974 | 3.2438 | 69.3903 |  |  |  | 0.42677 | 1.1348 | 38.1969 | 38.1969 | 15.4795 | 69.3903 |  |  |  | 0 | 0 | 55.0663 | 55.0663 | 0 | #DIV/0! |  |  |  | 0 | 0 | 55.0663 | 55.0663 | 0 | #DIV/0! |  |  |  | 0 | 0 | 55.0663 | 55.0663 | 0 | #DIV/0!
[13 empty] | 32.5 | 32.5 | 30.1797 | 0.30006 | 0.80308 | 42.8635 | 42.8635 | 3.1312 | 69.5127 |  |  |  | 0.42434 | 1.1357 | 38.2816 | 38.2816 | 15.3024 | 69.5127 |  |  |  | 0 | 0 | 55.0663 | 55.0663 | 0 | #DIV/0! |  |  |  | 0 | 0 | 55.0663 | 55.0663 | 0 | #DIV/0! |  |  |  | 0 | 0 | 55.0663 | 55.0663 | 0 | #DIV/0!
[13 empty] | 32.6 | 32.6 | 29.9942 | 0.29834 | 0.80372 | 42.9297 | 42.9297 | 3.0182 | 69.635 |  |  |  | 0.42192 | 1.1366 | 38.3666 | 38.3666 | 15.1239 | 69.635 |  |  |  | 0 | 0 | 55.0663 | 55.0663 | 0 | #DIV/0! |  |  |  | 0 | 0 | 55.0663 | 55.0663 | 0 | #DIV/0! |  |  |  | 0 | 0 | 55.0663 | 55.0663 | 0 | #DIV/0!
[13 empty] | 32.7 | 32.7 | 29.8073 | 0.29663 | 0.80435 | 42.9959 | 42.9959 | 2.9048 | 69.7571 |  |  |  | 0.41949 | 1.1375 | 38.4517 | 38.4517 | 14.944 | 69.7571 |  |  |  | 0 | 0 | 55.0663 | 55.0663 | 0 | #DIV/0! |  |  |  | 0 | 0 | 55.0663 | 55.0663 | 0 | #DIV/0! |  |  |  | 0 | 0 | 55.0663 | 55.0663 | 0 | #DIV/0!
[13 empty] | 32.8 | 32.8 | 29.6188 | 0.29491 | 0.80498 | 43.0622 | 43.0622 | 2.7911 | 69.8792 |  |  |  | 0.41707 | 1.1384 | 38.537 | 38.537 | 14.7628 | 69.8792 |  |  |  | 0 | 0 | 55.0663 | 55.0663 | 0 | #DIV/0! |  |  |  | 0 | 0 | 55.0663 | 55.0663 | 0 | #DIV/0! |  |  |  | 0 | 0 | 55.0663 | 55.0663 | 0 | #DIV/0!
[13 empty] | 32.9 | 32.9 | 29.429 | 0.2932 | 0.80561 | 43.1286 | 43.1286 | 2.6769 | 70.0012 |  |  |  | 0.41464 | 1.1393 | 38.6225 | 38.6225 | 14.5803 | 70.0012 |  |  |  | 0 | 0 | 55.0663 | 55.0663 | 0 | #DIV/0! |  |  |  | 0 | 0 | 55.0663 | 55.0663 | 0 | #DIV/0! |  |  |  | 0 | 0 | 55.0663 | 55.0663 | 0 | #DIV/0!
[13 empty] | 33 | 33 | 29.2376 | 0.29148 | 0.80623 | 43.195 | 43.195 | 2.5624 | 70.1231 |  |  |  | 0.41222 | 1.1402 | 38.7082 | 38.7082 | 14.3964 | 70.1231 |  |  |  | 0 | 0 | 55.0663 | 55.0663 | 0 | #DIV/0! |  |  |  | 0 | 0 | 55.0663 | 55.0663 | 0 | #DIV/0! |  |  |  | 0 | 0 | 55.0663 | 55.0663 | 0 | #DIV/0!
[13 empty] | 33.1 | 33.1 | 29.0448 | 0.28977 | 0.80685 | 43.2615 | 43.2615 | 2.4476 | 70.2449 |  |  |  | 0.40979 | 1.1411 | 38.7941 | 38.7941 | 14.2112 | 70.2449 |  |  |  | 0 | 0 | 55.0663 | 55.0663 | 0 | #DIV/0! |  |  |  | 0 | 0 | 55.0663 | 55.0663 | 0 | #DIV/0! |  |  |  | 0 | 0 | 55.0663 | 55.0663 | 0 | #DIV/0!
[13 empty] | 33.2 | 33.2 | 28.8506 | 0.28805 | 0.80746 | 43.3281 | 43.3281 | 2.3323 | 70.3666 |  |  |  | 0.40737 | 1.1419 | 38.8802 | 38.8802 | 14.0247 | 70.3666 |  |  |  | 0 | 0 | 55.0663 | 55.0663 | 0 | #DIV/0! |  |  |  | 0 | 0 | 55.0663 | 55.0663 | 0 | #DIV/0! |  |  |  | 0 | 0 | 55.0663 | 55.0663 | 0 | #DIV/0!
[13 empty] | 33.3 | 33.3 | 28.6549 | 0.28634 | 0.80807 | 43.3947 | 43.3947 | 2.2167 | 70.4883 |  |  |  | 0.40495 | 1.1428 | 38.9664 | 38.9664 | 13.8369 | 70.4883 |  |  |  | 0 | 0 | 55.0663 | 55.0663 | 0 | #DIV/0! |  |  |  | 0 | 0 | 55.0663 | 55.0663 | 0 | #DIV/0! |  |  |  | 0 | 0 | 55.0663 | 55.0663 | 0 | #DIV/0!
[13 empty] | 33.4 | 33.4 | 28.4579 | 0.28462 | 0.80868 | 43.4614 | 43.4614 | 2.1008 | 70.6098 |  |  |  | 0.40252 | 1.1436 | 39.0529 | 39.0529 | 13.6478 | 70.6098 |  |  |  | 0 | 0 | 55.0663 | 55.0663 | 0 | #DIV/0! |  |  |  | 0 | 0 | 55.0663 | 55.0663 | 0 | #DIV/0! |  |  |  | 0 | 0 | 55.0663 | 55.0663 | 0 | #DIV/0!
[13 empty] | 33.5 | 33.5 | 28.2594 | 0.28291 | 0.80928 | 43.5282 | 43.5282 | 1.9845 | 70.7312 |  |  |  | 0.4001 | 1.1445 | 39.1395 | 39.1395 | 13.4573 | 70.7312 |  |  |  | 0 | 0 | 55.0663 | 55.0663 | 0 | #DIV/0! |  |  |  | 0 | 0 | 55.0663 | 55.0663 | 0 | #DIV/0! |  |  |  | 0 | 0 | 55.0663 | 55.0663 | 0 | #DIV/0!
[13 empty] | 33.6 | 33.6 | 28.0595 | 0.2812 | 0.80988 | 43.5951 | 43.5951 | 1.8678 | 70.8526 |  |  |  | 0.39767 | 1.1453 | 39.2263 | 39.2263 | 13.2656 | 70.8526 |  |  |  | 0 | 0 | 55.0663 | 55.0663 | 0 | #DIV/0! |  |  |  | 0 | 0 | 55.0663 | 55.0663 | 0 | #DIV/0! |  |  |  | 0 | 0 | 55.0663 | 55.0663 | 0 | #DIV/0!
[13 empty] | 33.7 | 33.7 | 27.8582 | 0.27948 | 0.81047 | 43.662 | 43.662 | 1.7509 | 70.9738 |  |  |  | 0.39525 | 1.1462 | 39.3133 | 39.3133 | 13.0726 | 70.9738 |  |  |  | 0 | 0 | 55.0663 | 55.0663 | 0 | #DIV/0! |  |  |  | 0 | 0 | 55.0663 | 55.0663 | 0 | #DIV/0! |  |  |  | 0 | 0 | 55.0663 | 55.0663 | 0 | #DIV/0!
[13 empty] | 33.8 | 33.8 | 27.6556 | 0.27777 | 0.81106 | 43.7289 | 43.7289 | 1.6335 | 71.095 |  |  |  | 0.39282 | 1.147 | 39.4005 | 39.4005 | 12.8783 | 71.095 |  |  |  | 0 | 0 | 55.0663 | 55.0663 | 0 | #DIV/0! |  |  |  | 0 | 0 | 55.0663 | 55.0663 | 0 | #DIV/0! |  |  |  | 0 | 0 | 55.0663 | 55.0663 | 0 | #DIV/0!
[13 empty] | 33.9 | 33.9 | 27.4516 | 0.27605 | 0.81164 | 43.796 | 43.796 | 1.5159 | 71.2161 |  |  |  | 0.3904 | 1.1478 | 39.4878 | 39.4878 | 12.6827 | 71.2161 |  |  |  | 0 | 0 | 55.0663 | 55.0663 | 0 | #DIV/0! |  |  |  | 0 | 0 | 55.0663 | 55.0663 | 0 | #DIV/0! |  |  |  | 0 | 0 | 55.0663 | 55.0663 | 0 | #DIV/0!
[13 empty] | 34 | 34 | 27.2462 | 0.27434 | 0.81222 | 43.8631 | 43.8631 | 1.3979 | 71.3371 |  |  |  | 0.38797 | 1.1487 | 39.5754 | 39.5754 | 12.4859 | 71.3371 |  |  |  | 0 | 0 | 55.0663 | 55.0663 | 0 | #DIV/0! |  |  |  | 0 | 0 | 55.0663 | 55.0663 | 0 | #DIV/0! |  |  |  | 0 | 0 | 55.0663 | 55.0663 | 0 | #DIV/0!
[13 empty] | 34.1 | 34.1 | 27.0395 | 0.27262 | 0.8128 | 43.9302 | 43.9302 | 1.2796 | 71.458 |  |  |  | 0.38555 | 1.1495 | 39.6631 | 39.6631 | 12.2878 | 71.458 |  |  |  | 0 | 0 | 55.0663 | 55.0663 | 0 | #DIV/0! |  |  |  | 0 | 0 | 55.0663 | 55.0663 | 0 | #DIV/0! |  |  |  | 0 | 0 | 55.0663 | 55.0663 | 0 | #DIV/0!
[13 empty] | 34.2 | 34.2 | 26.8314 | 0.27091 | 0.81337 | 43.9975 | 43.9975 | 1.161 | 71.5788 |  |  |  | 0.38312 | 1.1503 | 39.751 | 39.751 | 12.0884 | 71.5788 |  |  |  | 0 | 0 | 55.0663 | 55.0663 | 0 | #DIV/0! |  |  |  | 0 | 0 | 55.0663 | 55.0663 | 0 | #DIV/0! |  |  |  | 0 | 0 | 55.0663 | 55.0663 | 0 | #DIV/0!
[13 empty] | 34.3 | 34.3 | 26.622 | 0.26919 | 0.81394 | 44.0647 | 44.0647 | 1.0421 | 71.6995 |  |  |  | 0.3807 | 1.1511 | 39.8391 | 39.8391 | 11.8879 | 71.6995 |  |  |  | 0 | 0 | 55.0663 | 55.0663 | 0 | #DIV/0! |  |  |  | 0 | 0 | 55.0663 | 55.0663 | 0 | #DIV/0! |  |  |  | 0 | 0 | 55.0663 | 55.0663 | 0 | #DIV/0!
[13 empty] | 34.4 | 34.4 | 26.4113 | 0.26748 | 0.81451 | 44.1321 | 44.1321 | 0.92286 | 71.8202 |  |  |  | 0.37827 | 1.1519 | 39.9273 | 39.9273 | 11.686 | 71.8202 |  |  |  | 0 | 0 | 55.0663 | 55.0663 | 0 | #DIV/0! |  |  |  | 0 | 0 | 55.0663 | 55.0663 | 0 | #DIV/0! |  |  |  | 0 | 0 | 55.0663 | 55.0663 | 0 | #DIV/0!
[13 empty] | 34.5 | 34.5 | 26.1993 | 0.26576 | 0.81507 | 44.1995 | 44.1995 | 0.80333 | 71.9408 |  |  |  | 0.37585 | 1.1527 | 40.0157 | 40.0157 | 11.483 | 71.9408 |  |  |  | 0 | 0 | 55.0663 | 55.0663 | 0 | #DIV/0! |  |  |  | 0 | 0 | 55.0663 | 55.0663 | 0 | #DIV/0! |  |  |  | 0 | 0 | 55.0663 | 55.0663 | 0 | #DIV/0!
[13 empty] | 34.6 | 34.6 | 25.9859 | 0.26405 | 0.81563 | 44.267 | 44.267 | 0.68351 | 72.0613 |  |  |  | 0.37342 | 1.1535 | 40.1043 | 40.1043 | 11.2788 | 72.0613 |  |  |  | 0 | 0 | 55.0663 | 55.0663 | 0 | #DIV/0! |  |  |  | 0 | 0 | 55.0663 | 55.0663 | 0 | #DIV/0! |  |  |  | 0 | 0 | 55.0663 | 55.0663 | 0 | #DIV/0!
[13 empty] | 34.7 | 34.7 | 25.7713 | 0.26233 | 0.81618 | 44.3345 | 44.3345 | 0.5634 | 72.1817 |  |  |  | 0.371 | 1.1543 | 40.1931 | 40.1931 | 11.0733 | 72.1817 |  |  |  | 0 | 0 | 55.0663 | 55.0663 | 0 | #DIV/0! |  |  |  | 0 | 0 | 55.0663 | 55.0663 | 0 | #DIV/0! |  |  |  | 0 | 0 | 55.0663 | 55.0663 | 0 | #DIV/0!
[13 empty] | 34.8 | 34.8 | 25.5555 | 0.26062 | 0.81673 | 44.4021 | 44.4021 | 0.443 | 72.302 |  |  |  | 0.36857 | 1.155 | 40.2821 | 40.2821 | 10.8667 | 72.302 |  |  |  | 0 | 0 | 55.0663 | 55.0663 | 0 | #DIV/0! |  |  |  | 0 | 0 | 55.0663 | 55.0663 | 0 | #DIV/0! |  |  |  | 0 | 0 | 55.0663 | 55.0663 | 0 | #DIV/0!
[13 empty] | 34.9 | 34.9 | 25.3383 | 0.25891 | 0.81727 | 44.4698 | 44.4698 | 0.32232 | 72.4222 |  |  |  | 0.36615 | 1.1558 | 40.3712 | 40.3712 | 10.6589 | 72.4222 |  |  |  | 0 | 0 | 55.0663 | 55.0663 | 0 | #DIV/0! |  |  |  | 0 | 0 | 55.0663 | 55.0663 | 0 | #DIV/0! |  |  |  | 0 | 0 | 55.0663 | 55.0663 | 0 | #DIV/0!
[13 empty] | 35 | 35 | 25.1199 | 0.25719 | 0.81782 | 44.5375 | 44.5375 | 0.20137 | 72.5424 |  |  |  | 0.36372 | 1.1566 | 40.4605 | 40.4605 | 10.4499 | 72.5424 |  |  |  | 0 | 0 | 55.0663 | 55.0663 | 0 | #DIV/0! |  |  |  | 0 | 0 | 55.0663 | 55.0663 | 0 | #DIV/0! |  |  |  | 0 | 0 | 55.0663 | 55.0663 | 0 | #DIV/0!
[13 empty] | 35.1 | 35.1 | 24.9003 | 0.25548 | 0.81835 | 44.6052 | 44.6052 | 0.080147 | 72.6625 |  |  |  | 0.3613 | 1.1573 | 40.55 | 40.55 | 10.2397 | 72.6625 |  |  |  | 0 | 0 | 55.0663 | 55.0663 | 0 | #DIV/0! |  |  |  | 0 | 0 | 55.0663 | 55.0663 | 0 | #DIV/0! |  |  |  | 0 | 0 | 55.0663 | 55.0663 | 0 | #DIV/0!
[13 empty] | 35.2 | 35.2 | 24.6794 | 0.25376 | 0.81889 | 44.6731 | 44.6731 | 0.04134 | 72.7825 |  |  |  | 0.35887 | 1.1581 | 40.6397 | 40.6397 | 10.0284 | 72.7825 |  |  |  | 0 | 0 | 55.0663 | 55.0663 | 0 | #DIV/0! |  |  |  | 0 | 0 | 55.0663 | 55.0663 | 0 | #DIV/0! |  |  |  | 0 | 0 | 55.0663 | 55.0663 | 0 | #DIV/0!
[13 empty] | 35.3 | 35.3 | 24.4573 | 0.25205 | 0.81942 | 44.741 | 44.741 | 0.16309 | 72.9024 |  |  |  | 0.35645 | 1.1588 | 40.7295 | 40.7295 | 9.8159 | 72.9024 |  |  |  | 0 | 0 | 55.0663 | 55.0663 | 0 | #DIV/0! |  |  |  | 0 | 0 | 55.0663 | 55.0663 | 0 | #DIV/0! |  |  |  | 0 | 0 | 55.0663 | 55.0663 | 0 | #DIV/0!
[13 empty] | 35.4 | 35.4 | 24.234 | 0.25033 | 0.81994 | 44.8089 | 44.8089 | 0.28509 | 73.0223 |  |  |  | 0.35402 | 1.1596 | 40.8195 | 40.8195 | 9.6023 | 73.0223 |  |  |  | 0 | 0 | 55.0663 | 55.0663 | 0 | #DIV/0! |  |  |  | 0 | 0 | 55.0663 | 55.0663 | 0 | #DIV/0! |  |  |  | 0 | 0 | 55.0663 | 55.0663 | 0 | #DIV/0!
[13 empty] | 35.5 | 35.5 | 24.0095 | 0.24862 | 0.82046 | 44.8769 | 44.8769 | 0.40733 | 73.142 |  |  |  | 0.3516 | 1.1603 | 40.9096 | 40.9096 | 9.3876 | 73.142 |  |  |  | 0 | 0 | 55.0663 | 55.0663 | 0 | #DIV/0! |  |  |  | 0 | 0 | 55.0663 | 55.0663 | 0 | #DIV/0! |  |  |  | 0 | 0 | 55.0663 | 55.0663 | 0 | #DIV/0!
[13 empty] | 35.6 | 35.6 | 23.7838 | 0.2469 | 0.82098 | 44.9449 | 44.9449 | 0.52982 | 73.2617 |  |  |  | 0.34917 | 1.161 | 40.9999 | 40.9999 | 9.1718 | 73.2617 |  |  |  | 0 | 0 | 55.0663 | 55.0663 | 0 | #DIV/0! |  |  |  | 0 | 0 | 55.0663 | 55.0663 | 0 | #DIV/0! |  |  |  | 0 | 0 | 55.0663 | 55.0663 | 0 | #DIV/0!
[13 empty] | 35.7 | 35.7 | 23.5569 | 0.24519 | 0.82149 | 45.0131 | 45.0131 | 0.65255 | 73.3814 |  |  |  | 0.34675 | 1.1618 | 41.0904 | 41.0904 | 8.9549 | 73.3814 |  |  |  | 0 | 0 | 55.0663 | 55.0663 | 0 | #DIV/0! |  |  |  | 0 | 0 | 55.0663 | 55.0663 | 0 | #DIV/0! |  |  |  | 0 | 0 | 55.0663 | 55.0663 | 0 | #DIV/0!
[13 empty] | 35.8 | 35.8 | 23.3289 | 0.24347 | 0.822 | 45.0812 | 45.0812 | 0.77552 | 73.5009 |  |  |  | 0.34432 | 1.1625 | 41.1811 | 41.1811 | 8.7368 | 73.5009 |  |  |  | 0 | 0 | 55.0663 | 55.0663 | 0 | #DIV/0! |  |  |  | 0 | 0 | 55.0663 | 55.0663 | 0 | #DIV/0! |  |  |  | 0 | 0 | 55.0663 | 55.0663 | 0 | #DIV/0!
[13 empty] | 35.9 | 35.9 | 23.0997 | 0.24176 | 0.82251 | 45.1494 | 45.1494 | 0.8987 | 73.6204 |  |  |  | 0.3419 | 1.1632 | 41.2719 | 41.2719 | 8.5177 | 73.6204 |  |  |  | 0 | 0 | 55.0663 | 55.0663 | 0 | #DIV/0! |  |  |  | 0 | 0 | 55.0663 | 55.0663 | 0 | #DIV/0! |  |  |  | 0 | 0 | 55.0663 | 55.0663 | 0 | #DIV/0!
[13 empty] | 36 | 36 | 22.8694 | 0.24005 | 0.82301 | 45.2177 | 45.2177 | 1.0221 | 73.7398 |  |  |  | 0.33947 | 1.1639 | 41.3628 | 41.3628 | 8.2976 | 73.7398 |  |  |  | 0 | 0 | 55.0663 | 55.0663 | 0 | #DIV/0! |  |  |  | 0 | 0 | 55.0663 | 55.0663 | 0 | #DIV/0! |  |  |  | 0 | 0 | 55.0663 | 55.0663 | 0 | #DIV/0!
[13 empty] | 36.1 | 36.1 | 22.6379 | 0.23833 | 0.82351 | 45.286 | 45.286 | 1.1457 | 73.8591 |  |  |  | 0.33705 | 1.1646 | 41.454 | 41.454 | 8.0764 | 73.8591 |  |  |  | 0 | 0 | 55.0663 | 55.0663 | 0 | #DIV/0! |  |  |  | 0 | 0 | 55.0663 | 55.0663 | 0 | #DIV/0! |  |  |  | 0 | 0 | 55.0663 | 55.0663 | 0 | #DIV/0!
[13 empty] | 36.2 | 36.2 | 22.4053 | 0.23662 | 0.824 | 45.3544 | 45.3544 | 1.2696 | 73.9784 |  |  |  | 0.33463 | 1.1653 | 41.5453 | 41.5453 | 7.8541 | 73.9784 |  |  |  | 0 | 0 | 55.0663 | 55.0663 | 0 | #DIV/0! |  |  |  | 0 | 0 | 55.0663 | 55.0663 | 0 | #DIV/0! |  |  |  | 0 | 0 | 55.0663 | 55.0663 | 0 | #DIV/0!
[13 empty] | 36.3 | 36.3 | 22.1716 | 0.2349 | 0.82449 | 45.4228 | 45.4228 | 1.3936 | 74.0976 |  |  |  | 0.3322 | 1.166 | 41.6367 | 41.6367 | 7.6308 | 74.0976 |  |  |  | 0 | 0 | 55.0663 | 55.0663 | 0 | #DIV/0! |  |  |  | 0 | 0 | 55.0663 | 55.0663 | 0 | #DIV/0! |  |  |  | 0 | 0 | 55.0663 | 55.0663 | 0 | #DIV/0!
[13 empty] | 36.4 | 36.4 | 21.9368 | 0.23319 | 0.82498 | 45.4913 | 45.4913 | 1.5179 | 74.2167 |  |  |  | 0.32978 | 1.1667 | 41.7283 | 41.7283 | 7.4065 | 74.2167 |  |  |  | 0 | 0 | 55.0663 | 55.0663 | 0 | #DIV/0! |  |  |  | 0 | 0 | 55.0663 | 55.0663 | 0 | #DIV/0! |  |  |  | 0 | 0 | 55.0663 | 55.0663 | 0 | #DIV/0!
[13 empty] | 36.5 | 36.5 | 21.7009 | 0.23147 | 0.82546 | 45.5598 | 45.5598 | 1.6423 | 74.3357 |  |  |  | 0.32735 | 1.1674 | 41.8201 | 41.8201 | 7.1812 | 74.3357 |  |  |  | 0 | 0 | 55.0663 | 55.0663 | 0 | #DIV/0! |  |  |  | 0 | 0 | 55.0663 | 55.0663 | 0 | #DIV/0! |  |  |  | 0 | 0 | 55.0663 | 55.0663 | 0 | #DIV/0!
[13 empty] | 36.6 | 36.6 | 21.464 | 0.22976 | 0.82594 | 45.6284 | 45.6284 | 1.7669 | 74.4547 |  |  |  | 0.32493 | 1.1681 | 41.912 | 41.912 | 6.9549 | 74.4547 |  |  |  | 0 | 0 | 55.0663 | 55.0663 | 0 | #DIV/0! |  |  |  | 0 | 0 | 55.0663 | 55.0663 | 0 | #DIV/0! |  |  |  | 0 | 0 | 55.0663 | 55.0663 | 0 | #DIV/0!
[13 empty] | 36.7 | 36.7 | 21.2259 | 0.22804 | 0.82642 | 45.697 | 45.697 | 1.8917 | 74.5736 |  |  |  | 0.3225 | 1.1687 | 42.0041 | 42.0041 | 6.7277 | 74.5736 |  |  |  | 0 | 0 | 55.0663 | 55.0663 | 0 | #DIV/0! |  |  |  | 0 | 0 | 55.0663 | 55.0663 | 0 | #DIV/0! |  |  |  | 0 | 0 | 55.0663 | 55.0663 | 0 | #DIV/0!
[13 empty] | 36.8 | 36.8 | 20.9869 | 0.22633 | 0.82689 | 45.7657 | 45.7657 | 2.0167 | 74.6925 |  |  |  | 0.32008 | 1.1694 | 42.0963 | 42.0963 | 6.4994 | 74.6925 |  |  |  | 0 | 0 | 55.0663 | 55.0663 | 0 | #DIV/0! |  |  |  | 0 | 0 | 55.0663 | 55.0663 | 0 | #DIV/0! |  |  |  | 0 | 0 | 55.0663 | 55.0663 | 0 | #DIV/0!
[13 empty] | 36.9 | 36.9 | 20.7468 | 0.22461 | 0.82736 | 45.8344 | 45.8344 | 2.1419 | 74.8112 |  |  |  | 0.31765 | 1.1701 | 42.1887 | 42.1887 | 6.2703 | 74.8112 |  |  |  | 0 | 0 | 55.0663 | 55.0663 | 0 | #DIV/0! |  |  |  | 0 | 0 | 55.0663 | 55.0663 | 0 | #DIV/0! |  |  |  | 0 | 0 | 55.0663 | 55.0663 | 0 | #DIV/0!
[13 empty] | 37 | 37 | 20.5056 | 0.2229 | 0.82782 | 45.9032 | 45.9032 | 2.2672 | 74.9299 |  |  |  | 0.31523 | 1.1707 | 42.2812 | 42.2812 | 6.0401 | 74.9299 |  |  |  | 0 | 0 | 55.0663 | 55.0663 | 0 | #DIV/0! |  |  |  | 0 | 0 | 55.0663 | 55.0663 | 0 | #DIV/0! |  |  |  | 0 | 0 | 55.0663 | 55.0663 | 0 | #DIV/0!
[13 empty] | 37.1 | 37.1 | 20.2635 | 0.22118 | 0.82828 | 45.972 | 45.972 | 2.3927 | 75.0486 |  |  |  | 0.3128 | 1.1714 | 42.3739 | 42.3739 | 5.8091 | 75.0486 |  |  |  | 0 | 0 | 55.0663 | 55.0663 | 0 | #DIV/0! |  |  |  | 0 | 0 | 55.0663 | 55.0663 | 0 | #DIV/0! |  |  |  | 0 | 0 | 55.0663 | 55.0663 | 0 | #DIV/0!
[13 empty] | 37.2 | 37.2 | 20.0203 | 0.21947 | 0.82874 | 46.0409 | 46.0409 | 2.5183 | 75.1672 |  |  |  | 0.31038 | 1.172 | 42.4668 | 42.4668 | 5.5772 | 75.1672 |  |  |  | 0 | 0 | 55.0663 | 55.0663 | 0 | #DIV/0! |  |  |  | 0 | 0 | 55.0663 | 55.0663 | 0 | #DIV/0! |  |  |  | 0 | 0 | 55.0663 | 55.0663 | 0 | #DIV/0!
[13 empty] | 37.3 | 37.3 | 19.7762 | 0.21776 | 0.82919 | 46.1098 | 46.1098 | 2.6441 | 75.2857 |  |  |  | 0.30795 | 1.1726 | 42.5597 | 42.5597 | 5.3443 | 75.2857 |  |  |  | 0 | 0 | 55.0663 | 55.0663 | 0 | #DIV/0! |  |  |  | 0 | 0 | 55.0663 | 55.0663 | 0 | #DIV/0! |  |  |  | 0 | 0 | 55.0663 | 55.0663 | 0 | #DIV/0!
[13 empty] | 37.4 | 37.4 | 19.531 | 0.21604 | 0.82964 | 46.1788 | 46.1788 | 2.77 | 75.4041 |  |  |  | 0.30553 | 1.1733 | 42.6529 | 42.6529 | 5.1106 | 75.4041 |  |  |  | 0 | 0 | 55.0663 | 55.0663 | 0 | #DIV/0! |  |  |  | 0 | 0 | 55.0663 | 55.0663 | 0 | #DIV/0! |  |  |  | 0 | 0 | 55.0663 | 55.0663 | 0 | #DIV/0!
[13 empty] | 37.5 | 37.5 | 19.2849 | 0.21433 | 0.83008 | 46.2478 | 46.2478 | 2.8961 | 75.5225 |  |  |  | 0.3031 | 1.1739 | 42.7461 | 42.7461 | 4.876 | 75.5225 |  |  |  | 0 | 0 | 55.0663 | 55.0663 | 0 | #DIV/0! |  |  |  | 0 | 0 | 55.0663 | 55.0663 | 0 | #DIV/0! |  |  |  | 0 | 0 | 55.0663 | 55.0663 | 0 | #DIV/0!
[13 empty] | 37.6 | 37.6 | 19.0379 | 0.21261 | 0.83052 | 46.3168 | 46.3168 | 3.0223 | 75.6408 |  |  |  | 0.30068 | 1.1745 | 42.8395 | 42.8395 | 4.6406 | 75.6408 |  |  |  | 0 | 0 | 55.0663 | 55.0663 | 0 | #DIV/0! |  |  |  | 0 | 0 | 55.0663 | 55.0663 | 0 | #DIV/0! |  |  |  | 0 | 0 | 55.0663 | 55.0663 | 0 | #DIV/0!
[13 empty] | 37.7 | 37.7 | 18.7899 | 0.2109 | 0.83096 | 46.3859 | 46.3859 | 3.1486 | 75.7591 |  |  |  | 0.29825 | 1.1752 | 42.9331 | 42.9331 | 4.4043 | 75.7591 |  |  |  | 0 | 0 | 55.0663 | 55.0663 | 0 | #DIV/0! |  |  |  | 0 | 0 | 55.0663 | 55.0663 | 0 | #DIV/0! |  |  |  | 0 | 0 | 55.0663 | 55.0663 | 0 | #DIV/0!
[13 empty] | 37.8 | 37.8 | 18.541 | 0.20918 | 0.83139 | 46.4551 | 46.4551 | 3.2751 | 75.8773 |  |  |  | 0.29583 | 1.1758 | 43.0268 | 43.0268 | 4.1672 | 75.8773 |  |  |  | 0 | 0 | 55.0663 | 55.0663 | 0 | #DIV/0! |  |  |  | 0 | 0 | 55.0663 | 55.0663 | 0 | #DIV/0! |  |  |  | 0 | 0 | 55.0663 | 55.0663 | 0 | #DIV/0!
[13 empty] | 37.9 | 37.9 | 18.2911 | 0.20747 | 0.83182 | 46.5243 | 46.5243 | 3.4017 | 75.9954 |  |  |  | 0.2934 | 1.1764 | 43.1206 | 43.1206 | 3.9293 | 75.9954 |  |  |  | 0 | 0 | 55.0663 | 55.0663 | 0 | #DIV/0! |  |  |  | 0 | 0 | 55.0663 | 55.0663 | 0 | #DIV/0! |  |  |  | 0 | 0 | 55.0663 | 55.0663 | 0 | #DIV/0!
[13 empty] | 38 | 38 | 18.0404 | 0.20575 | 0.83225 | 46.5935 | 46.5935 | 3.5283 | 76.1135 |  |  |  | 0.29098 | 1.177 | 43.2146 | 43.2146 | 3.6906 | 76.1135 |  |  |  | 0 | 0 | 55.0663 | 55.0663 | 0 | #DIV/0! |  |  |  | 0 | 0 | 55.0663 | 55.0663 | 0 | #DIV/0! |  |  |  | 0 | 0 | 55.0663 | 55.0663 | 0 | #DIV/0!
[13 empty] | 38.1 | 38.1 | 17.7888 | 0.20404 | 0.83267 | 46.6628 | 46.6628 | 3.6551 | 76.2315 |  |  |  | 0.28855 | 1.1776 | 43.3087 | 43.3087 | 3.4512 | 76.2315 |  |  |  | 0 | 0 | 55.0663 | 55.0663 | 0 | #DIV/0! |  |  |  | 0 | 0 | 55.0663 | 55.0663 | 0 | #DIV/0! |  |  |  | 0 | 0 | 55.0663 | 55.0663 | 0 | #DIV/0!
[13 empty] | 38.2 | 38.2 | 17.5363 | 0.20232 | 0.83309 | 46.7321 | 46.7321 | 3.782 | 76.3494 |  |  |  | 0.28613 | 1.1782 | 43.4029 | 43.4029 | 3.211 | 76.3494 |  |  |  | 0 | 0 | 55.0663 | 55.0663 | 0 | #DIV/0! |  |  |  | 0 | 0 | 55.0663 | 55.0663 | 0 | #DIV/0! |  |  |  | 0 | 0 | 55.0663 | 55.0663 | 0 | #DIV/0!
[13 empty] | 38.3 | 38.3 | 17.2829 | 0.20061 | 0.8335 | 46.8014 | 46.8014 | 3.9089 | 76.4673 |  |  |  | 0.2837 | 1.1788 | 43.4973 | 43.4973 | 2.97 | 76.4673 |  |  |  | 0 | 0 | 55.0663 | 55.0663 | 0 | #DIV/0! |  |  |  | 0 | 0 | 55.0663 | 55.0663 | 0 | #DIV/0! |  |  |  | 0 | 0 | 55.0663 | 55.0663 | 0 | #DIV/0!
[13 empty] | 38.4 | 38.4 | 17.0286 | 0.19889 | 0.83391 | 46.8708 | 46.8708 | 4.036 | 76.5852 |  |  |  | 0.28128 | 1.1793 | 43.5918 | 43.5918 | 2.7283 | 76.5852 |  |  |  | 0 | 0 | 55.0663 | 55.0663 | 0 | #DIV/0! |  |  |  | 0 | 0 | 55.0663 | 55.0663 | 0 | #DIV/0! |  |  |  | 0 | 0 | 55.0663 | 55.0663 | 0 | #DIV/0!
[13 empty] | 38.5 | 38.5 | 16.7735 | 0.19718 | 0.83432 | 46.9402 | 46.9402 | 4.1631 | 76.7029 |  |  |  | 0.27885 | 1.1799 | 43.6864 | 43.6864 | 2.4859 | 76.7029 |  |  |  | 0 | 0 | 55.0663 | 55.0663 | 0 | #DIV/0! |  |  |  | 0 | 0 | 55.0663 | 55.0663 | 0 | #DIV/0! |  |  |  | 0 | 0 | 55.0663 | 55.0663 | 0 | #DIV/0!
[13 empty] | 38.6 | 38.6 | 16.5176 | 0.19547 | 0.83472 | 47.0097 | 47.0097 | 4.2903 | 76.8206 |  |  |  | 0.27643 | 1.1805 | 43.7812 | 43.7812 | 2.2428 | 76.8206 |  |  |  | 0 | 0 | 55.0663 | 55.0663 | 0 | #DIV/0! |  |  |  | 0 | 0 | 55.0663 | 55.0663 | 0 | #DIV/0! |  |  |  | 0 | 0 | 55.0663 | 55.0663 | 0 | #DIV/0!
[13 empty] | 38.7 | 38.7 | 16.2609 | 0.19375 | 0.83512 | 47.0792 | 47.0792 | 4.4176 | 76.9383 |  |  |  | 0.274 | 1.181 | 43.8761 | 43.8761 | 1.9991 | 76.9383 |  |  |  | 0 | 0 | 55.0663 | 55.0663 | 0 | #DIV/0! |  |  |  | 0 | 0 | 55.0663 | 55.0663 | 0 | #DIV/0! |  |  |  | 0 | 0 | 55.0663 | 55.0663 | 0 | #DIV/0!
[13 empty] | 38.8 | 38.8 | 16.0034 | 0.19204 | 0.83552 | 47.1488 | 47.1488 | 4.545 | 77.0559 |  |  |  | 0.27158 | 1.1816 | 43.9711 | 43.9711 | 1.7547 | 77.0559 |  |  |  | 0 | 0 | 55.0663 | 55.0663 | 0 | #DIV/0! |  |  |  | 0 | 0 | 55.0663 | 55.0663 | 0 | #DIV/0! |  |  |  | 0 | 0 | 55.0663 | 55.0663 | 0 | #DIV/0!
[13 empty] | 38.9 | 38.9 | 15.745 | 0.19032 | 0.83591 | 47.2183 | 47.2183 | 4.6724 | 77.1735 |  |  |  | 0.26916 | 1.1822 | 44.0662 | 44.0662 | 1.5096 | 77.1735 |  |  |  | 0 | 0 | 55.0663 | 55.0663 | 0 | #DIV/0! |  |  |  | 0 | 0 | 55.0663 | 55.0663 | 0 | #DIV/0! |  |  |  | 0 | 0 | 55.0663 | 55.0663 | 0 | #DIV/0!
[13 empty] | 39 | 39 | 15.4859 | 0.18861 | 0.8363 | 47.288 | 47.288 | 4.7998 | 77.291 |  |  |  | 0.26673 | 1.1827 | 44.1615 | 44.1615 | 1.2639 | 77.291 |  |  |  | 0 | 0 | 55.0663 | 55.0663 | 0 | #DIV/0! |  |  |  | 0 | 0 | 55.0663 | 55.0663 | 0 | #DIV/0! |  |  |  | 0 | 0 | 55.0663 | 55.0663 | 0 | #DIV/0!
[13 empty] | 39.1 | 39.1 | 15.226 | 0.18689 | 0.83668 | 47.3576 | 47.3576 | 4.9273 | 77.4084 |  |  |  | 0.26431 | 1.1833 | 44.2569 | 44.2569 | 1.0177 | 77.4084 |  |  |  | 0 | 0 | 55.0663 | 55.0663 | 0 | #DIV/0! |  |  |  | 0 | 0 | 55.0663 | 55.0663 | 0 | #DIV/0! |  |  |  | 0 | 0 | 55.0663 | 55.0663 | 0 | #DIV/0!
[13 empty] | 39.2 | 39.2 | 14.9654 | 0.18518 | 0.83707 | 47.4273 | 47.4273 | 5.0548 | 77.5258 |  |  |  | 0.26188 | 1.1838 | 44.3524 | 44.3524 | 0.77079 | 77.5258 |  |  |  | 0 | 0 | 55.0663 | 55.0663 | 0 | #DIV/0! |  |  |  | 0 | 0 | 55.0663 | 55.0663 | 0 | #DIV/0! |  |  |  | 0 | 0 | 55.0663 | 55.0663 | 0 | #DIV/0!
[13 empty] | 39.3 | 39.3 | 14.704 | 0.18346 | 0.83744 | 47.497 | 47.497 | 5.1824 | 77.6431 |  |  |  | 0.25946 | 1.1843 | 44.4481 | 44.4481 | 0.52335 | 77.6431 |  |  |  | 0 | 0 | 55.0663 | 55.0663 | 0 | #DIV/0! |  |  |  | 0 | 0 | 55.0663 | 55.0663 | 0 | #DIV/0! |  |  |  | 0 | 0 | 55.0663 | 55.0663 | 0 | #DIV/0!
[13 empty] | 39.4 | 39.4 | 14.4419 | 0.18175 | 0.83782 | 47.5668 | 47.5668 | 5.31 | 77.7604 |  |  |  | 0.25703 | 1.1849 | 44.5438 | 44.5438 | 0.27535 | 77.7604 |  |  |  | 0 | 0 | 55.0663 | 55.0663 | 0 | #DIV/0! |  |  |  | 0 | 0 | 55.0663 | 55.0663 | 0 | #DIV/0! |  |  |  | 0 | 0 | 55.0663 | 55.0663 | 0 | #DIV/0!
[13 empty] | 39.5 | 39.5 | 14.1791 | 0.18003 | 0.83819 | 47.6366 | 47.6366 | 5.4376 | 77.8776 |  |  |  | 0.25461 | 1.1854 | 44.6397 | 44.6397 | 0.026811 | 77.8776 |  |  |  | 0 | 0 | 55.0663 | 55.0663 | 0 | #DIV/0! |  |  |  | 0 | 0 | 55.0663 | 55.0663 | 0 | #DIV/0! |  |  |  | 0 | 0 | 55.0663 | 55.0663 | 0 | #DIV/0!
[13 empty] | 39.6 | 39.6 | 13.9156 | 0.17832 | 0.83855 | 47.7064 | 47.7064 | 5.5652 | 77.9948 |  |  |  | 0.25218 | 1.1859 | 44.7356 | 44.7356 | 0.22224 | 77.9948 |  |  |  | 0 | 0 | 55.0663 | 55.0663 | 0 | #DIV/0! |  |  |  | 0 | 0 | 55.0663 | 55.0663 | 0 | #DIV/0! |  |  |  | 0 | 0 | 55.0663 | 55.0663 | 0 | #DIV/0!
[13 empty] | 39.7 | 39.7 | 13.6514 | 0.1766 | 0.83892 | 47.7763 | 47.7763 | 5.6929 | 78.112 |  |  |  | 0.24976 | 1.1864 | 44.8317 | 44.8317 | 0.47179 | 78.112 |  |  |  | 0 | 0 | 55.0663 | 55.0663 | 0 | #DIV/0! |  |  |  | 0 | 0 | 55.0663 | 55.0663 | 0 | #DIV/0! |  |  |  | 0 | 0 | 55.0663 | 55.0663 | 0 | #DIV/0!
[13 empty] | 39.8 | 39.8 | 13.3865 | 0.17489 | 0.83928 | 47.8462 | 47.8462 | 5.8205 | 78.229 |  |  |  | 0.24733 | 1.1869 | 44.9279 | 44.9279 | 0.72183 | 78.229 |  |  |  | 0 | 0 | 55.0663 | 55.0663 | 0 | #DIV/0! |  |  |  | 0 | 0 | 55.0663 | 55.0663 | 0 | #DIV/0! |  |  |  | 0 | 0 | 55.0663 | 55.0663 | 0 | #DIV/0!
[13 empty] | 39.9 | 39.9 | 13.121 | 0.17318 | 0.83963 | 47.9161 | 47.9161 | 5.9481 | 78.3461 |  |  |  | 0.24491 | 1.1874 | 45.0243 | 45.0243 | 0.97233 | 78.3461 |  |  |  | 0 | 0 | 55.0663 | 55.0663 | 0 | #DIV/0! |  |  |  | 0 | 0 | 55.0663 | 55.0663 | 0 | #DIV/0! |  |  |  | 0 | 0 | 55.0663 | 55.0663 | 0 | #DIV/0!
[13 empty] | 40 | 40 | 12.8548 | 0.17146 | 0.83998 | 47.9861 | 47.9861 | 6.0758 | 78.463 |  |  |  | 0.24248 | 1.1879 | 45.1207 | 45.1207 | 1.2233 | 78.463 |  |  |  | 0 | 0 | 55.0663 | 55.0663 | 0 | #DIV/0! |  |  |  | 0 | 0 | 55.0663 | 55.0663 | 0 | #DIV/0! |  |  |  | 0 | 0 | 55.0663 | 55.0663 | 0 | #DIV/0!
[13 empty] | 40.1 | 40.1 | 12.588 | 0.16975 | 0.84033 | 48.0561 | 48.0561 | 6.2034 | 78.58 |  |  |  | 0.24006 | 1.1884 | 45.2172 | 45.2172 | 1.4746 | 78.58 |  |  |  | 0 | 0 | 55.0663 | 55.0663 | 0 | #DIV/0! |  |  |  | 0 | 0 | 55.0663 | 55.0663 | 0 | #DIV/0! |  |  |  | 0 | 0 | 55.0663 | 55.0663 | 0 | #DIV/0!
[13 empty] | 40.2 | 40.2 | 12.3205 | 0.16803 | 0.84068 | 48.1261 | 48.1261 | 6.331 | 78.6969 |  |  |  | 0.23763 | 1.1889 | 45.3139 | 45.3139 | 1.7264 | 78.6969 |  |  |  | 0 | 0 | 55.0663 | 55.0663 | 0 | #DIV/0! |  |  |  | 0 | 0 | 55.0663 | 55.0663 | 0 | #DIV/0! |  |  |  | 0 | 0 | 55.0663 | 55.0663 | 0 | #DIV/0!
[13 empty] | 40.3 | 40.3 | 12.0525 | 0.16632 | 0.84102 | 48.1962 | 48.1962 | 6.4586 | 78.8137 |  |  |  | 0.23521 | 1.1894 | 45.4106 | 45.4106 | 1.9786 | 78.8137 |  |  |  | 0 | 0 | 55.0663 | 55.0663 | 0 | #DIV/0! |  |  |  | 0 | 0 | 55.0663 | 55.0663 | 0 | #DIV/0! |  |  |  | 0 | 0 | 55.0663 | 55.0663 | 0 | #DIV/0!
[13 empty] | 40.4 | 40.4 | 11.7838 | 0.1646 | 0.84135 | 48.2663 | 48.2663 | 6.5861 | 78.9305 |  |  |  | 0.23278 | 1.1899 | 45.5074 | 45.5074 | 2.2311 | 78.9305 |  |  |  | 0 | 0 | 55.0663 | 55.0663 | 0 | #DIV/0! |  |  |  | 0 | 0 | 55.0663 | 55.0663 | 0 | #DIV/0! |  |  |  | 0 | 0 | 55.0663 | 55.0663 | 0 | #DIV/0!
[13 empty] | 40.5 | 40.5 | 11.5146 | 0.16289 | 0.84169 | 48.3364 | 48.3364 | 6.7136 | 79.0472 |  |  |  | 0.23036 | 1.1903 | 45.6044 | 45.6044 | 2.484 | 79.0472 |  |  |  | 0 | 0 | 55.0663 | 55.0663 | 0 | #DIV/0! |  |  |  | 0 | 0 | 55.0663 | 55.0663 | 0 | #DIV/0! |  |  |  | 0 | 0 | 55.0663 | 55.0663 | 0 | #DIV/0!
[13 empty] | 40.6 | 40.6 | 11.2448 | 0.16117 | 0.84202 | 48.4065 | 48.4065 | 6.8411 | 79.1639 |  |  |  | 0.22793 | 1.1908 | 45.7014 | 45.7014 | 2.7372 | 79.1639 |  |  |  | 0 | 0 | 55.0663 | 55.0663 | 0 | #DIV/0! |  |  |  | 0 | 0 | 55.0663 | 55.0663 | 0 | #DIV/0! |  |  |  | 0 | 0 | 55.0663 | 55.0663 | 0 | #DIV/0!
[13 empty] | 40.7 | 40.7 | 10.9744 | 0.15946 | 0.84234 | 48.4767 | 48.4767 | 6.9685 | 79.2806 |  |  |  | 0.22551 | 1.1913 | 45.7986 | 45.7986 | 2.9907 | 79.2806 |  |  |  | 0 | 0 | 55.0663 | 55.0663 | 0 | #DIV/0! |  |  |  | 0 | 0 | 55.0663 | 55.0663 | 0 | #DIV/0! |  |  |  | 0 | 0 | 55.0663 | 55.0663 | 0 | #DIV/0!
[13 empty] | 40.8 | 40.8 | 10.7035 | 0.15774 | 0.84267 | 48.5469 | 48.5469 | 7.0959 | 79.3972 |  |  |  | 0.22308 | 1.1917 | 45.8958 | 45.8958 | 3.2446 | 79.3972 |  |  |  | 0 | 0 | 55.0663 | 55.0663 | 0 | #DIV/0! |  |  |  | 0 | 0 | 55.0663 | 55.0663 | 0 | #DIV/0! |  |  |  | 0 | 0 | 55.0663 | 55.0663 | 0 | #DIV/0!
[13 empty] | 40.9 | 40.9 | 10.432 | 0.15603 | 0.84299 | 48.6171 | 48.6171 | 7.2232 | 79.5137 |  |  |  | 0.22066 | 1.1922 | 45.9932 | 45.9932 | 3.4987 | 79.5137 |  |  |  | 0 | 0 | 55.0663 | 55.0663 | 0 | #DIV/0! |  |  |  | 0 | 0 | 55.0663 | 55.0663 | 0 | #DIV/0! |  |  |  | 0 | 0 | 55.0663 | 55.0663 | 0 | #DIV/0!
[13 empty] | 41 | 41 | 10.1601 | 0.15431 | 0.8433 | 48.6874 | 48.6874 | 7.3504 | 79.6302 |  |  |  | 0.21823 | 1.1926 | 46.0906 | 46.0906 | 3.753 | 79.6302 |  |  |  | 0 | 0 | 55.0663 | 55.0663 | 0 | #DIV/0! |  |  |  | 0 | 0 | 55.0663 | 55.0663 | 0 | #DIV/0! |  |  |  | 0 | 0 | 55.0663 | 55.0663 | 0 | #DIV/0!
[13 empty] | 41.1 | 41.1 | 9.8876 | 0.1526 | 0.84361 | 48.7576 | 48.7576 | 7.4776 | 79.7467 |  |  |  | 0.21581 | 1.193 | 46.1881 | 46.1881 | 4.0076 | 79.7467 |  |  |  | 0 | 0 | 55.0663 | 55.0663 | 0 | #DIV/0! |  |  |  | 0 | 0 | 55.0663 | 55.0663 | 0 | #DIV/0! |  |  |  | 0 | 0 | 55.0663 | 55.0663 | 0 | #DIV/0!
[13 empty] | 41.2 | 41.2 | 9.6147 | 0.15089 | 0.84392 | 48.8279 | 48.8279 | 7.6047 | 79.8631 |  |  |  | 0.21338 | 1.1935 | 46.2857 | 46.2857 | 4.2624 | 79.8631 |  |  |  | 0 | 0 | 55.0663 | 55.0663 | 0 | #DIV/0! |  |  |  | 0 | 0 | 55.0663 | 55.0663 | 0 | #DIV/0! |  |  |  | 0 | 0 | 55.0663 | 55.0663 | 0 | #DIV/0!
[13 empty] | 41.3 | 41.3 | 9.3412 | 0.14917 | 0.84423 | 48.8983 | 48.8983 | 7.7317 | 79.9795 |  |  |  | 0.21096 | 1.1939 | 46.3834 | 46.3834 | 4.5174 | 79.9795 |  |  |  | 0 | 0 | 55.0663 | 55.0663 | 0 | #DIV/0! |  |  |  | 0 | 0 | 55.0663 | 55.0663 | 0 | #DIV/0! |  |  |  | 0 | 0 | 55.0663 | 55.0663 | 0 | #DIV/0!
[13 empty] | 41.4 | 41.4 | 9.0673 | 0.14746 | 0.84453 | 48.9686 | 48.9686 | 7.8586 | 80.0959 |  |  |  | 0.20853 | 1.1943 | 46.4812 | 46.4812 | 4.7726 | 80.0959 |  |  |  | 0 | 0 | 55.0663 | 55.0663 | 0 | #DIV/0! |  |  |  | 0 | 0 | 55.0663 | 55.0663 | 0 | #DIV/0! |  |  |  | 0 | 0 | 55.0663 | 55.0663 | 0 | #DIV/0!
[13 empty] | 41.5 | 41.5 | 8.793 | 0.14574 | 0.84482 | 49.039 | 49.039 | 7.9854 | 80.2122 |  |  |  | 0.20611 | 1.1948 | 46.5791 | 46.5791 | 5.0279 | 80.2122 |  |  |  | 0 | 0 | 55.0663 | 55.0663 | 0 | #DIV/0! |  |  |  | 0 | 0 | 55.0663 | 55.0663 | 0 | #DIV/0! |  |  |  | 0 | 0 | 55.0663 | 55.0663 | 0 | #DIV/0!
[13 empty] | 41.6 | 41.6 | 8.5182 | 0.14403 | 0.84512 | 49.1094 | 49.1094 | 8.1121 | 80.3284 |  |  |  | 0.20368 | 1.1952 | 46.677 | 46.677 | 5.2834 | 80.3284 |  |  |  | 0 | 0 | 55.0663 | 55.0663 | 0 | #DIV/0! |  |  |  | 0 | 0 | 55.0663 | 55.0663 | 0 | #DIV/0! |  |  |  | 0 | 0 | 55.0663 | 55.0663 | 0 | #DIV/0!
[13 empty] | 41.7 | 41.7 | 8.243 | 0.14231 | 0.84541 | 49.1798 | 49.1798 | 8.2387 | 80.4447 |  |  |  | 0.20126 | 1.1956 | 46.7751 | 46.7751 | 5.5389 | 80.4447 |  |  |  | 0 | 0 | 55.0663 | 55.0663 | 0 | #DIV/0! |  |  |  | 0 | 0 | 55.0663 | 55.0663 | 0 | #DIV/0! |  |  |  | 0 | 0 | 55.0663 | 55.0663 | 0 | #DIV/0!
[13 empty] | 41.8 | 41.8 | 7.9674 | 0.1406 | 0.8457 | 49.2503 | 49.2503 | 8.3652 | 80.5609 |  |  |  | 0.19884 | 1.196 | 46.8732 | 46.8732 | 5.7946 | 80.5609 |  |  |  | 0 | 0 | 55.0663 | 55.0663 | 0 | #DIV/0! |  |  |  | 0 | 0 | 55.0663 | 55.0663 | 0 | #DIV/0! |  |  |  | 0 | 0 | 55.0663 | 55.0663 | 0 | #DIV/0!
[13 empty] | 41.9 | 41.9 | 7.6914 | 0.13888 | 0.84598 | 49.3207 | 49.3207 | 8.4916 | 80.677 |  |  |  | 0.19641 | 1.1964 | 46.9714 | 46.9714 | 6.0504 | 80.677 |  |  |  | 0 | 0 | 55.0663 | 55.0663 | 0 | #DIV/0! |  |  |  | 0 | 0 | 55.0663 | 55.0663 | 0 | #DIV/0! |  |  |  | 0 | 0 | 55.0663 | 55.0663 | 0 | #DIV/0!
[13 empty] | 42 | 42 | 7.4151 | 0.13717 | 0.84626 | 49.3912 | 49.3912 | 8.6178 | 80.7931 |  |  |  | 0.19399 | 1.1968 | 47.0697 | 47.0697 | 6.3062 | 80.7931 |  |  |  | 0 | 0 | 55.0663 | 55.0663 | 0 | #DIV/0! |  |  |  | 0 | 0 | 55.0663 | 55.0663 | 0 | #DIV/0! |  |  |  | 0 | 0 | 55.0663 | 55.0663 | 0 | #DIV/0!
[13 empty] | 42.1 | 42.1 | 7.1383 | 0.13545 | 0.84654 | 49.4617 | 49.4617 | 8.7439 | 80.9092 |  |  |  | 0.19156 | 1.1972 | 47.168 | 47.168 | 6.562 | 80.9092 |  |  |  | 0 | 0 | 55.0663 | 55.0663 | 0 | #DIV/0! |  |  |  | 0 | 0 | 55.0663 | 55.0663 | 0 | #DIV/0! |  |  |  | 0 | 0 | 55.0663 | 55.0663 | 0 | #DIV/0!
[13 empty] | 42.2 | 42.2 | 6.8612 | 0.13374 | 0.84681 | 49.5323 | 49.5323 | 8.8699 | 81.0252 |  |  |  | 0.18914 | 1.1976 | 47.2665 | 47.2665 | 6.8179 | 81.0252 |  |  |  | 0 | 0 | 55.0663 | 55.0663 | 0 | #DIV/0! |  |  |  | 0 | 0 | 55.0663 | 55.0663 | 0 | #DIV/0! |  |  |  | 0 | 0 | 55.0663 | 55.0663 | 0 | #DIV/0!
[13 empty] | 42.3 | 42.3 | 6.5838 | 0.13202 | 0.84708 | 49.6028 | 49.6028 | 8.9958 | 81.1412 |  |  |  | 0.18671 | 1.1979 | 47.365 | 47.365 | 7.0737 | 81.1412 |  |  |  | 0 | 0 | 55.0663 | 55.0663 | 0 | #DIV/0! |  |  |  | 0 | 0 | 55.0663 | 55.0663 | 0 | #DIV/0! |  |  |  | 0 | 0 | 55.0663 | 55.0663 | 0 | #DIV/0!
[13 empty] | 42.4 | 42.4 | 6.306 | 0.13031 | 0.84734 | 49.6734 | 49.6734 | 9.1215 | 81.2572 |  |  |  | 0.18429 | 1.1983 | 47.4636 | 47.4636 | 7.3296 | 81.2572 |  |  |  | 0 | 0 | 55.0663 | 55.0663 | 0 | #DIV/0! |  |  |  | 0 | 0 | 55.0663 | 55.0663 | 0 | #DIV/0! |  |  |  | 0 | 0 | 55.0663 | 55.0663 | 0 | #DIV/0!
[13 empty] | 42.5 | 42.5 | 6.0279 | 0.1286 | 0.8476 | 49.744 | 49.744 | 9.247 | 81.3731 |  |  |  | 0.18186 | 1.1987 | 47.5622 | 47.5622 | 7.5853 | 81.3731 |  |  |  | 0 | 0 | 55.0663 | 55.0663 | 0 | #DIV/0! |  |  |  | 0 | 0 | 55.0663 | 55.0663 | 0 | #DIV/0! |  |  |  | 0 | 0 | 55.0663 | 55.0663 | 0 | #DIV/0!
[13 empty] | 42.6 | 42.6 | 5.7496 | 0.12688 | 0.84786 | 49.8146 | 49.8146 | 9.3724 | 81.489 |  |  |  | 0.17944 | 1.1991 | 47.6609 | 47.6609 | 7.8411 | 81.489 |  |  |  | 0 | 0 | 55.0663 | 55.0663 | 0 | #DIV/0! |  |  |  | 0 | 0 | 55.0663 | 55.0663 | 0 | #DIV/0! |  |  |  | 0 | 0 | 55.0663 | 55.0663 | 0 | #DIV/0!
[13 empty] | 42.7 | 42.7 | 5.4709 | 0.12517 | 0.84812 | 49.8852 | 49.8852 | 9.4976 | 81.6048 |  |  |  | 0.17701 | 1.1994 | 47.7597 | 47.7597 | 8.0967 | 81.6048 |  |  |  | 0 | 0 | 55.0663 | 55.0663 | 0 | #DIV/0! |  |  |  | 0 | 0 | 55.0663 | 55.0663 | 0 | #DIV/0! |  |  |  | 0 | 0 | 55.0663 | 55.0663 | 0 | #DIV/0!
[13 empty] | 42.8 | 42.8 | 5.192 | 0.12345 | 0.84837 | 49.9559 | 49.9559 | 9.6226 | 81.7206 |  |  |  | 0.17459 | 1.1998 | 47.8586 | 47.8586 | 8.3522 | 81.7206 |  |  |  | 0 | 0 | 55.0663 | 55.0663 | 0 | #DIV/0! |  |  |  | 0 | 0 | 55.0663 | 55.0663 | 0 | #DIV/0! |  |  |  | 0 | 0 | 55.0663 | 55.0663 | 0 | #DIV/0!
[13 empty] | 42.9 | 42.9 | 4.9128 | 0.12174 | 0.84862 | 50.0265 | 50.0265 | 9.7475 | 81.8364 |  |  |  | 0.17216 | 1.2001 | 47.9575 | 47.9575 | 8.6076 | 81.8364 |  |  |  | 0 | 0 | 55.0663 | 55.0663 | 0 | #DIV/0! |  |  |  | 0 | 0 | 55.0663 | 55.0663 | 0 | #DIV/0! |  |  |  | 0 | 0 | 55.0663 | 55.0663 | 0 | #DIV/0!
[13 empty] | 43 | 43 | 4.6334 | 0.12002 | 0.84886 | 50.0972 | 50.0972 | 9.8722 | 81.9522 |  |  |  | 0.16974 | 1.2005 | 48.0564 | 48.0564 | 8.8629 | 81.9522 |  |  |  | 0 | 0 | 55.0663 | 55.0663 | 0 | #DIV/0! |  |  |  | 0 | 0 | 55.0663 | 55.0663 | 0 | #DIV/0! |  |  |  | 0 | 0 | 55.0663 | 55.0663 | 0 | #DIV/0!
[13 empty] | 43.1 | 43.1 | 4.3537 | 0.11831 | 0.8491 | 50.1679 | 50.1679 | 9.9967 | 82.0679 |  |  |  | 0.16731 | 1.2008 | 48.1555 | 48.1555 | 9.118 | 82.0679 |  |  |  | 0 | 0 | 55.0663 | 55.0663 | 0 | #DIV/0! |  |  |  | 0 | 0 | 55.0663 | 55.0663 | 0 | #DIV/0! |  |  |  | 0 | 0 | 55.0663 | 55.0663 | 0 | #DIV/0!
[13 empty] | 43.2 | 43.2 | 4.0738 | 0.11659 | 0.84934 | 50.2386 | 50.2386 | 10.121 | 82.1836 |  |  |  | 0.16489 | 1.2011 | 48.2546 | 48.2546 | 9.3729 | 82.1836 |  |  |  | 0 | 0 | 55.0663 | 55.0663 | 0 | #DIV/0! |  |  |  | 0 | 0 | 55.0663 | 55.0663 | 0 | #DIV/0! |  |  |  | 0 | 0 | 55.0663 | 55.0663 | 0 | #DIV/0!
[13 empty] | 43.3 | 43.3 | 3.7938 | 0.11488 | 0.84957 | 50.3093 | 50.3093 | 10.2451 | 82.2992 |  |  |  | 0.16246 | 1.2015 | 48.3537 | 48.3537 | 9.6276 | 82.2992 |  |  |  | 0 | 0 | 55.0663 | 55.0663 | 0 | #DIV/0! |  |  |  | 0 | 0 | 55.0663 | 55.0663 | 0 | #DIV/0! |  |  |  | 0 | 0 | 55.0663 | 55.0663 | 0 | #DIV/0!
[13 empty] | 43.4 | 43.4 | 3.5135 | 0.11316 | 0.8498 | 50.3801 | 50.3801 | 10.369 | 82.4148 |  |  |  | 0.16004 | 1.2018 | 48.453 | 48.453 | 9.8821 | 82.4148 |  |  |  | 0 | 0 | 55.0663 | 55.0663 | 0 | #DIV/0! |  |  |  | 0 | 0 | 55.0663 | 55.0663 | 0 | #DIV/0! |  |  |  | 0 | 0 | 55.0663 | 55.0663 | 0 | #DIV/0!
[13 empty] | 43.5 | 43.5 | 3.233 | 0.11145 | 0.85003 | 50.4509 | 50.4509 | 10.4927 | 82.5304 |  |  |  | 0.15761 | 1.2021 | 48.5522 | 48.5522 | 10.1363 | 82.5304 |  |  |  | 0 | 0 | 55.0663 | 55.0663 | 0 | #DIV/0! |  |  |  | 0 | 0 | 55.0663 | 55.0663 | 0 | #DIV/0! |  |  |  | 0 | 0 | 55.0663 | 55.0663 | 0 | #DIV/0!
[13 empty] | 43.6 | 43.6 | 2.9525 | 0.10973 | 0.85025 | 50.5216 | 50.5216 | 10.6162 | 82.646 |  |  |  | 0.15519 | 1.2024 | 48.6515 | 48.6515 | 10.3903 | 82.646 |  |  |  | 0 | 0 | 55.0663 | 55.0663 | 0 | #DIV/0! |  |  |  | 0 | 0 | 55.0663 | 55.0663 | 0 | #DIV/0! |  |  |  | 0 | 0 | 55.0663 | 55.0663 | 0 | #DIV/0!
[13 empty] | 43.7 | 43.7 | 2.6717 | 0.10802 | 0.85047 | 50.5924 | 50.5924 | 10.7395 | 82.7615 |  |  |  | 0.15276 | 1.2027 | 48.7509 | 48.7509 | 10.6439 | 82.7615 |  |  |  | 0 | 0 | 55.0663 | 55.0663 | 0 | #DIV/0! |  |  |  | 0 | 0 | 55.0663 | 55.0663 | 0 | #DIV/0! |  |  |  | 0 | 0 | 55.0663 | 55.0663 | 0 | #DIV/0!
[13 empty] | 43.8 | 43.8 | 2.3908 | 0.10631 | 0.85069 | 50.6632 | 50.6632 | 10.8625 | 82.877 |  |  |  | 0.15034 | 1.2031 | 48.8503 | 48.8503 | 10.8973 | 82.877 |  |  |  | 0 | 0 | 55.0663 | 55.0663 | 0 | #DIV/0! |  |  |  | 0 | 0 | 55.0663 | 55.0663 | 0 | #DIV/0! |  |  |  | 0 | 0 | 55.0663 | 55.0663 | 0 | #DIV/0!
[13 empty] | 43.9 | 43.9 | 2.1098 | 0.10459 | 0.8509 | 50.734 | 50.734 | 10.9853 | 82.9925 |  |  |  | 0.14791 | 1.2034 | 48.9498 | 48.9498 | 11.1503 | 82.9925 |  |  |  | 0 | 0 | 55.0663 | 55.0663 | 0 | #DIV/0! |  |  |  | 0 | 0 | 55.0663 | 55.0663 | 0 | #DIV/0! |  |  |  | 0 | 0 | 55.0663 | 55.0663 | 0 | #DIV/0!
[13 empty] | 44 | 44 | 1.8287 | 0.10288 | 0.85111 | 50.8049 | 50.8049 | 11.1079 | 83.1079 |  |  |  | 0.14549 | 1.2036 | 49.0494 | 49.0494 | 11.403 | 83.1079 |  |  |  | 0 | 0 | 55.0663 | 55.0663 | 0 | #DIV/0! |  |  |  | 0 | 0 | 55.0663 | 55.0663 | 0 | #DIV/0! |  |  |  | 0 | 0 | 55.0663 | 55.0663 | 0 | #DIV/0!
[13 empty] | 44.1 | 44.1 | 1.5475 | 0.10116 | 0.85131 | 50.8757 | 50.8757 | 11.2302 | 83.2233 |  |  |  | 0.14306 | 1.2039 | 49.1489 | 49.1489 | 11.6554 | 83.2233 |  |  |  | 0 | 0 | 55.0663 | 55.0663 | 0 | #DIV/0! |  |  |  | 0 | 0 | 55.0663 | 55.0663 | 0 | #DIV/0! |  |  |  | 0 | 0 | 55.0663 | 55.0663 | 0 | #DIV/0!
[13 empty] | 44.2 | 44.2 | 1.2663 | 0.099447 | 0.85152 | 50.9465 | 50.9465 | 11.3523 | 83.3387 |  |  |  | 0.14064 | 1.2042 | 49.2485 | 49.2485 | 11.9073 | 83.3387 |  |  |  | 0 | 0 | 55.0663 | 55.0663 | 0 | #DIV/0! |  |  |  | 0 | 0 | 55.0663 | 55.0663 | 0 | #DIV/0! |  |  |  | 0 | 0 | 55.0663 | 55.0663 | 0 | #DIV/0!
[13 empty] | 44.3 | 44.3 | 0.98495 | 0.097733 | 0.85171 | 51.0174 | 51.0174 | 11.4741 | 83.4541 |  |  |  | 0.13821 | 1.2045 | 49.3482 | 49.3482 | 12.1588 | 83.4541 |  |  |  | 0 | 0 | 55.0663 | 55.0663 | 0 | #DIV/0! |  |  |  | 0 | 0 | 55.0663 | 55.0663 | 0 | #DIV/0! |  |  |  | 0 | 0 | 55.0663 | 55.0663 | 0 | #DIV/0!
[13 empty] | 44.4 | 44.4 | 0.70357 | 0.096018 | 0.85191 | 51.0883 | 51.0883 | 11.5957 | 83.5694 |  |  |  | 0.13579 | 1.2048 | 49.4479 | 49.4479 | 12.4099 | 83.5694 |  |  |  | 0 | 0 | 55.0663 | 55.0663 | 0 | #DIV/0! |  |  |  | 0 | 0 | 55.0663 | 55.0663 | 0 | #DIV/0! |  |  |  | 0 | 0 | 55.0663 | 55.0663 | 0 | #DIV/0!
[13 empty] | 44.5 | 44.5 | 0.42215 | 0.094303 | 0.8521 | 51.1592 | 51.1592 | 11.717 | 83.6847 |  |  |  | 0.13337 | 1.2051 | 49.5477 | 49.5477 | 12.6606 | 83.6847 |  |  |  | 0 | 0 | 55.0663 | 55.0663 | 0 | #DIV/0! |  |  |  | 0 | 0 | 55.0663 | 55.0663 | 0 | #DIV/0! |  |  |  | 0 | 0 | 55.0663 | 55.0663 | 0 | #DIV/0!
[13 empty] | 44.6 | 44.6 | 0.14072 | 0.092589 | 0.85229 | 51.2301 | 51.2301 | 11.838 | 83.8 |  |  |  | 0.13094 | 1.2053 | 49.6474 | 49.6474 | 12.9108 | 83.8 |  |  |  | 0 | 0 | 55.0663 | 55.0663 | 0 | #DIV/0! |  |  |  | 0 | 0 | 55.0663 | 55.0663 | 0 | #DIV/0! |  |  |  | 0 | 0 | 55.0663 | 55.0663 | 0 | #DIV/0!
[13 empty] | 44.7 | 44.7 | 0.14072 | 0.090874 | 0.85247 | 51.301 | 51.301 | 11.9588 | 83.9152 |  |  |  | 0.12852 | 1.2056 | 49.7473 | 49.7473 | 13.1605 | 83.9152 |  |  |  | 0 | 0 | 55.0663 | 55.0663 | 0 | #DIV/0! |  |  |  | 0 | 0 | 55.0663 | 55.0663 | 0 | #DIV/0! |  |  |  | 0 | 0 | 55.0663 | 55.0663 | 0 | #DIV/0!
[13 empty] | 44.8 | 44.8 | 0.42215 | 0.08916 | 0.85265 | 51.3719 | 51.3719 | 12.0793 | 84.0304 |  |  |  | 0.12609 | 1.2058 | 49.8471 | 49.8471 | 13.4097 | 84.0304 |  |  |  | 0 | 0 | 55.0663 | 55.0663 | 0 | #DIV/0! |  |  |  | 0 | 0 | 55.0663 | 55.0663 | 0 | #DIV/0! |  |  |  | 0 | 0 | 55.0663 | 55.0663 | 0 | #DIV/0!
[13 empty] | 44.9 | 44.9 | 0.70357 | 0.087445 | 0.85283 | 51.4428 | 51.4428 | 12.1995 | 84.1456 |  |  |  | 0.12367 | 1.2061 | 49.947 | 49.947 | 13.6584 | 84.1456 |  |  |  | 0 | 0 | 55.0663 | 55.0663 | 0 | #DIV/0! |  |  |  | 0 | 0 | 55.0663 | 55.0663 | 0 | #DIV/0! |  |  |  | 0 | 0 | 55.0663 | 55.0663 | 0 | #DIV/0!
[13 empty] | 45 | 45 | 0.98495 | 0.08573 | 0.85301 | 51.5138 | 51.5138 | 12.3194 | 84.2608 |  |  |  | 0.12124 | 1.2063 | 50.047 | 50.047 | 13.9065 | 84.2608 |  |  |  | 0 | 0 | 55.0663 | 55.0663 | 0 | #DIV/0! |  |  |  | 0 | 0 | 55.0663 | 55.0663 | 0 | #DIV/0! |  |  |  | 0 | 0 | 55.0663 | 55.0663 | 0 | #DIV/0!
[13 empty] | 45.1 | 45.1 | 1.2663 | 0.084016 | 0.85318 | 51.5847 | 51.5847 | 12.439 | 84.376 |  |  |  | 0.11882 | 1.2066 | 50.1469 | 50.1469 | 14.1541 | 84.376 |  |  |  | 0 | 0 | 55.0663 | 55.0663 | 0 | #DIV/0! |  |  |  | 0 | 0 | 55.0663 | 55.0663 | 0 | #DIV/0! |  |  |  | 0 | 0 | 55.0663 | 55.0663 | 0 | #DIV/0!
[13 empty] | 45.2 | 45.2 | 1.5475 | 0.082301 | 0.85334 | 51.6557 | 51.6557 | 12.5583 | 84.4911 |  |  |  | 0.11639 | 1.2068 | 50.2469 | 50.2469 | 14.4011 | 84.4911 |  |  |  | 0 | 0 | 55.0663 | 55.0663 | 0 | #DIV/0! |  |  |  | 0 | 0 | 55.0663 | 55.0663 | 0 | #DIV/0! |  |  |  | 0 | 0 | 55.0663 | 55.0663 | 0 | #DIV/0!
[13 empty] | 45.3 | 45.3 | 1.8287 | 0.080587 | 0.85351 | 51.7266 | 51.7266 | 12.6773 | 84.6062 |  |  |  | 0.11397 | 1.207 | 50.347 | 50.347 | 14.6475 | 84.6062 |  |  |  | 0 | 0 | 55.0663 | 55.0663 | 0 | #DIV/0! |  |  |  | 0 | 0 | 55.0663 | 55.0663 | 0 | #DIV/0! |  |  |  | 0 | 0 | 55.0663 | 55.0663 | 0 | #DIV/0!
[13 empty] | 45.4 | 45.4 | 2.1098 | 0.078872 | 0.85367 | 51.7976 | 51.7976 | 12.796 | 84.7213 |  |  |  | 0.11154 | 1.2073 | 50.447 | 50.447 | 14.8933 | 84.7213 |  |  |  | 0 | 0 | 55.0663 | 55.0663 | 0 | #DIV/0! |  |  |  | 0 | 0 | 55.0663 | 55.0663 | 0 | #DIV/0! |  |  |  | 0 | 0 | 55.0663 | 55.0663 | 0 | #DIV/0!
[13 empty] | 45.5 | 45.5 | 2.3908 | 0.077157 | 0.85382 | 51.8686 | 51.8686 | 12.9144 | 84.8364 |  |  |  | 0.10912 | 1.2075 | 50.5471 | 50.5471 | 15.1384 | 84.8364 |  |  |  | 0 | 0 | 55.0663 | 55.0663 | 0 | #DIV/0! |  |  |  | 0 | 0 | 55.0663 | 55.0663 | 0 | #DIV/0! |  |  |  | 0 | 0 | 55.0663 | 55.0663 | 0 | #DIV/0!
[13 empty] | 45.6 | 45.6 | 2.6717 | 0.075443 | 0.85398 | 51.9395 | 51.9395 | 13.0324 | 84.9514 |  |  |  | 0.10669 | 1.2077 | 50.6473 | 50.6473 | 15.3829 | 84.9514 |  |  |  | 0 | 0 | 55.0663 | 55.0663 | 0 | #DIV/0! |  |  |  | 0 | 0 | 55.0663 | 55.0663 | 0 | #DIV/0! |  |  |  | 0 | 0 | 55.0663 | 55.0663 | 0 | #DIV/0!
[13 empty] | 45.7 | 45.7 | 2.9525 | 0.073728 | 0.85413 | 52.0105 | 52.0105 | 13.1501 | 85.0665 |  |  |  | 0.10427 | 1.2079 | 50.7474 | 50.7474 | 15.6267 | 85.0665 |  |  |  | 0 | 0 | 55.0663 | 55.0663 | 0 | #DIV/0! |  |  |  | 0 | 0 | 55.0663 | 55.0663 | 0 | #DIV/0! |  |  |  | 0 | 0 | 55.0663 | 55.0663 | 0 | #DIV/0!
[13 empty] | 45.8 | 45.8 | 3.233 | 0.072014 | 0.85427 | 52.0815 | 52.0815 | 13.2675 | 85.1815 |  |  |  | 0.10184 | 1.2081 | 50.8476 | 50.8476 | 15.8698 | 85.1815 |  |  |  | 0 | 0 | 55.0663 | 55.0663 | 0 | #DIV/0! |  |  |  | 0 | 0 | 55.0663 | 55.0663 | 0 | #DIV/0! |  |  |  | 0 | 0 | 55.0663 | 55.0663 | 0 | #DIV/0!
[13 empty] | 45.9 | 45.9 | 3.5135 | 0.070299 | 0.85442 | 52.1525 | 52.1525 | 13.3846 | 85.2965 |  |  |  | 0.099418 | 1.2083 | 50.9478 | 50.9478 | 16.1122 | 85.2965 |  |  |  | 0 | 0 | 55.0663 | 55.0663 | 0 | #DIV/0! |  |  |  | 0 | 0 | 55.0663 | 55.0663 | 0 | #DIV/0! |  |  |  | 0 | 0 | 55.0663 | 55.0663 | 0 | #DIV/0!
[13 empty] | 46 | 46 | 3.7938 | 0.068584 | 0.85456 | 52.2235 | 52.2235 | 13.5013 | 85.4114 |  |  |  | 0.096993 | 1.2085 | 51.048 | 51.048 | 16.3538 | 85.4114 |  |  |  | 0 | 0 | 55.0663 | 55.0663 | 0 | #DIV/0! |  |  |  | 0 | 0 | 55.0663 | 55.0663 | 0 | #DIV/0! |  |  |  | 0 | 0 | 55.0663 | 55.0663 | 0 | #DIV/0!
[13 empty] | 46.1 | 46.1 | 4.0738 | 0.06687 | 0.85469 | 52.2946 | 52.2946 | 13.6177 | 85.5264 |  |  |  | 0.094568 | 1.2087 | 51.1482 | 51.1482 | 16.5947 | 85.5264 |  |  |  | 0 | 0 | 55.0663 | 55.0663 | 0 | #DIV/0! |  |  |  | 0 | 0 | 55.0663 | 55.0663 | 0 | #DIV/0! |  |  |  | 0 | 0 | 55.0663 | 55.0663 | 0 | #DIV/0!
[13 empty] | 46.2 | 46.2 | 4.3537 | 0.065155 | 0.85482 | 52.3656 | 52.3656 | 13.7337 | 85.6413 |  |  |  | 0.092143 | 1.2089 | 51.2485 | 51.2485 | 16.8349 | 85.6413 |  |  |  | 0 | 0 | 55.0663 | 55.0663 | 0 | #DIV/0! |  |  |  | 0 | 0 | 55.0663 | 55.0663 | 0 | #DIV/0! |  |  |  | 0 | 0 | 55.0663 | 55.0663 | 0 | #DIV/0!
[13 empty] | 46.3 | 46.3 | 4.6334 | 0.06344 | 0.85495 | 52.4366 | 52.4366 | 13.8494 | 85.7562 |  |  |  | 0.089718 | 1.2091 | 51.3488 | 51.3488 | 17.0742 | 85.7562 |  |  |  | 0 | 0 | 55.0663 | 55.0663 | 0 | #DIV/0! |  |  |  | 0 | 0 | 55.0663 | 55.0663 | 0 | #DIV/0! |  |  |  | 0 | 0 | 55.0663 | 55.0663 | 0 | #DIV/0!
[13 empty] | 46.4 | 46.4 | 4.9128 | 0.061726 | 0.85508 | 52.5076 | 52.5076 | 13.9647 | 85.8711 |  |  |  | 0.087294 | 1.2093 | 51.4491 | 51.4491 | 17.3128 | 85.8711 |  |  |  | 0 | 0 | 55.0663 | 55.0663 | 0 | #DIV/0! |  |  |  | 0 | 0 | 55.0663 | 55.0663 | 0 | #DIV/0! |  |  |  | 0 | 0 | 55.0663 | 55.0663 | 0 | #DIV/0!
[13 empty] | 46.5 | 46.5 | 5.192 | 0.060011 | 0.8552 | 52.5787 | 52.5787 | 14.0797 | 85.986 |  |  |  | 0.084869 | 1.2094 | 51.5494 | 51.5494 | 17.5505 | 85.986 |  |  |  | 0 | 0 | 55.0663 | 55.0663 | 0 | #DIV/0! |  |  |  | 0 | 0 | 55.0663 | 55.0663 | 0 | #DIV/0! |  |  |  | 0 | 0 | 55.0663 | 55.0663 | 0 | #DIV/0!
[13 empty] | 46.6 | 46.6 | 5.4709 | 0.058297 | 0.85532 | 52.6497 | 52.6497 | 14.1942 | 86.1009 |  |  |  | 0.082444 | 1.2096 | 51.6497 | 51.6497 | 17.7874 | 86.1009 |  |  |  | 0 | 0 | 55.0663 | 55.0663 | 0 | #DIV/0! |  |  |  | 0 | 0 | 55.0663 | 55.0663 | 0 | #DIV/0! |  |  |  | 0 | 0 | 55.0663 | 55.0663 | 0 | #DIV/0!
[13 empty] | 46.7 | 46.7 | 5.7496 | 0.056582 | 0.85543 | 52.7207 | 52.7207 | 14.3084 | 86.2157 |  |  |  | 0.080019 | 1.2098 | 51.7501 | 51.7501 | 18.0235 | 86.2157 |  |  |  | 0 | 0 | 55.0663 | 55.0663 | 0 | #DIV/0! |  |  |  | 0 | 0 | 55.0663 | 55.0663 | 0 | #DIV/0! |  |  |  | 0 | 0 | 55.0663 | 55.0663 | 0 | #DIV/0!
[13 empty] | 46.8 | 46.8 | 6.0279 | 0.054867 | 0.85555 | 52.7918 | 52.7918 | 14.4223 | 86.3306 |  |  |  | 0.077594 | 1.2099 | 51.8505 | 51.8505 | 18.2586 | 86.3306 |  |  |  | 0 | 0 | 55.0663 | 55.0663 | 0 | #DIV/0! |  |  |  | 0 | 0 | 55.0663 | 55.0663 | 0 | #DIV/0! |  |  |  | 0 | 0 | 55.0663 | 55.0663 | 0 | #DIV/0!
[13 empty] | 46.9 | 46.9 | 6.306 | 0.053153 | 0.85565 | 52.8628 | 52.8628 | 14.5357 | 86.4454 |  |  |  | 0.075169 | 1.2101 | 51.9509 | 51.9509 | 18.4929 | 86.4454 |  |  |  | 0 | 0 | 55.0663 | 55.0663 | 0 | #DIV/0! |  |  |  | 0 | 0 | 55.0663 | 55.0663 | 0 | #DIV/0! |  |  |  | 0 | 0 | 55.0663 | 55.0663 | 0 | #DIV/0!
[13 empty] | 47 | 47 | 6.5838 | 0.051438 | 0.85576 | 52.9339 | 52.9339 | 14.6488 | 86.5602 |  |  |  | 0.072745 | 1.2102 | 52.0513 | 52.0513 | 18.7263 | 86.5602 |  |  |  | 0 | 0 | 55.0663 | 55.0663 | 0 | #DIV/0! |  |  |  | 0 | 0 | 55.0663 | 55.0663 | 0 | #DIV/0! |  |  |  | 0 | 0 | 55.0663 | 55.0663 | 0 | #DIV/0!
[13 empty] | 47.1 | 47.1 | 6.8612 | 0.049724 | 0.85586 | 53.005 | 53.005 | 14.7614 | 86.675 |  |  |  | 0.07032 | 1.2104 | 52.1517 | 52.1517 | 18.9587 | 86.675 |  |  |  | 0 | 0 | 55.0663 | 55.0663 | 0 | #DIV/0! |  |  |  | 0 | 0 | 55.0663 | 55.0663 | 0 | #DIV/0! |  |  |  | 0 | 0 | 55.0663 | 55.0663 | 0 | #DIV/0!
[13 empty] | 47.2 | 47.2 | 7.1383 | 0.048009 | 0.85596 | 53.076 | 53.076 | 14.8737 | 86.7898 |  |  |  | 0.067895 | 1.2105 | 52.2521 | 52.2521 | 19.1902 | 86.7898 |  |  |  | 0 | 0 | 55.0663 | 55.0663 | 0 | #DIV/0! |  |  |  | 0 | 0 | 55.0663 | 55.0663 | 0 | #DIV/0! |  |  |  | 0 | 0 | 55.0663 | 55.0663 | 0 | #DIV/0!
[13 empty] | 47.3 | 47.3 | 7.4151 | 0.046294 | 0.85605 | 53.1471 | 53.1471 | 14.9855 | 86.9045 |  |  |  | 0.06547 | 1.2106 | 52.3525 | 52.3525 | 19.4207 | 86.9045 |  |  |  | 0 | 0 | 55.0663 | 55.0663 | 0 | #DIV/0! |  |  |  | 0 | 0 | 55.0663 | 55.0663 | 0 | #DIV/0! |  |  |  | 0 | 0 | 55.0663 | 55.0663 | 0 | #DIV/0!
[13 empty] | 47.4 | 47.4 | 7.6914 | 0.04458 | 0.85614 | 53.2182 | 53.2182 | 15.097 | 87.0193 |  |  |  | 0.063045 | 1.2108 | 52.453 | 52.453 | 19.6503 | 87.0193 |  |  |  | 0 | 0 | 55.0663 | 55.0663 | 0 | #DIV/0! |  |  |  | 0 | 0 | 55.0663 | 55.0663 | 0 | #DIV/0! |  |  |  | 0 | 0 | 55.0663 | 55.0663 | 0 | #DIV/0!
[13 empty] | 47.5 | 47.5 | 7.9674 | 0.042865 | 0.85623 | 53.2892 | 53.2892 | 15.208 | 87.134 |  |  |  | 0.060621 | 1.2109 | 52.5534 | 52.5534 | 19.8789 | 87.134 |  |  |  | 0 | 0 | 55.0663 | 55.0663 | 0 | #DIV/0! |  |  |  | 0 | 0 | 55.0663 | 55.0663 | 0 | #DIV/0! |  |  |  | 0 | 0 | 55.0663 | 55.0663 | 0 | #DIV/0!
[13 empty] | 47.6 | 47.6 | 8.243 | 0.041151 | 0.85632 | 53.3603 | 53.3603 | 15.3186 | 87.2487 |  |  |  | 0.058196 | 1.211 | 52.6539 | 52.6539 | 20.1064 | 87.2487 |  |  |  | 0 | 0 | 55.0663 | 55.0663 | 0 | #DIV/0! |  |  |  | 0 | 0 | 55.0663 | 55.0663 | 0 | #DIV/0! |  |  |  | 0 | 0 | 55.0663 | 55.0663 | 0 | #DIV/0!
[13 empty] | 47.7 | 47.7 | 8.5182 | 0.039436 | 0.8564 | 53.4314 | 53.4314 | 15.4288 | 87.3635 |  |  |  | 0.055771 | 1.2111 | 52.7544 | 52.7544 | 20.333 | 87.3635 |  |  |  | 0 | 0 | 55.0663 | 55.0663 | 0 | #DIV/0! |  |  |  | 0 | 0 | 55.0663 | 55.0663 | 0 | #DIV/0! |  |  |  | 0 | 0 | 55.0663 | 55.0663 | 0 | #DIV/0!
[13 empty] | 47.8 | 47.8 | 8.793 | 0.037721 | 0.85647 | 53.5024 | 53.5024 | 15.5386 | 87.4782 |  |  |  | 0.053346 | 1.2112 | 52.8548 | 52.8548 | 20.5585 | 87.4782 |  |  |  | 0 | 0 | 55.0663 | 55.0663 | 0 | #DIV/0! |  |  |  | 0 | 0 | 55.0663 | 55.0663 | 0 | #DIV/0! |  |  |  | 0 | 0 | 55.0663 | 55.0663 | 0 | #DIV/0!
[13 empty] | 47.9 | 47.9 | 9.0673 | 0.036007 | 0.85655 | 53.5735 | 53.5735 | 15.648 | 87.5929 |  |  |  | 0.050921 | 1.2113 | 52.9553 | 52.9553 | 20.7829 | 87.5929 |  |  |  | 0 | 0 | 55.0663 | 55.0663 | 0 | #DIV/0! |  |  |  | 0 | 0 | 55.0663 | 55.0663 | 0 | #DIV/0! |  |  |  | 0 | 0 | 55.0663 | 55.0663 | 0 | #DIV/0!
[13 empty] | 48 | 48 | 9.3412 | 0.034292 | 0.85662 | 53.6446 | 53.6446 | 15.7569 | 87.7076 |  |  |  | 0.048496 | 1.2114 | 53.0558 | 53.0558 | 21.0063 | 87.7076 |  |  |  | 0 | 0 | 55.0663 | 55.0663 | 0 | #DIV/0! |  |  |  | 0 | 0 | 55.0663 | 55.0663 | 0 | #DIV/0! |  |  |  | 0 | 0 | 55.0663 | 55.0663 | 0 | #DIV/0!
[13 empty] | 48.1 | 48.1 | 9.6147 | 0.032578 | 0.85668 | 53.7157 | 53.7157 | 15.8653 | 87.8222 |  |  |  | 0.046072 | 1.2115 | 53.1563 | 53.1563 | 21.2286 | 87.8222 |  |  |  | 0 | 0 | 55.0663 | 55.0663 | 0 | #DIV/0! |  |  |  | 0 | 0 | 55.0663 | 55.0663 | 0 | #DIV/0! |  |  |  | 0 | 0 | 55.0663 | 55.0663 | 0 | #DIV/0!
[13 empty] | 48.2 | 48.2 | 9.8876 | 0.030863 | 0.85675 | 53.7868 | 53.7868 | 15.9734 | 87.9369 |  |  |  | 0.043647 | 1.2116 | 53.2568 | 53.2568 | 21.4498 | 87.9369 |  |  |  | 0 | 0 | 55.0663 | 55.0663 | 0 | #DIV/0! |  |  |  | 0 | 0 | 55.0663 | 55.0663 | 0 | #DIV/0! |  |  |  | 0 | 0 | 55.0663 | 55.0663 | 0 | #DIV/0!
[13 empty] | 48.3 | 48.3 | 10.1601 | 0.029148 | 0.85681 | 53.8578 | 53.8578 | 16.081 | 88.0516 |  |  |  | 0.041222 | 1.2117 | 53.3573 | 53.3573 | 21.6699 | 88.0516 |  |  |  | 0 | 0 | 55.0663 | 55.0663 | 0 | #DIV/0! |  |  |  | 0 | 0 | 55.0663 | 55.0663 | 0 | #DIV/0! |  |  |  | 0 | 0 | 55.0663 | 55.0663 | 0 | #DIV/0!
[13 empty] | 48.4 | 48.4 | 10.432 | 0.027434 | 0.85686 | 53.9289 | 53.9289 | 16.1881 | 88.1662 |  |  |  | 0.038797 | 1.2118 | 53.4578 | 53.4578 | 21.8888 | 88.1662 |  |  |  | 0 | 0 | 55.0663 | 55.0663 | 0 | #DIV/0! |  |  |  | 0 | 0 | 55.0663 | 55.0663 | 0 | #DIV/0! |  |  |  | 0 | 0 | 55.0663 | 55.0663 | 0 | #DIV/0!
[13 empty] | 48.5 | 48.5 | 10.7035 | 0.025719 | 0.85692 | 54 | 54 | 16.2948 | 88.2809 |  |  |  | 0.036372 | 1.2119 | 53.5584 | 53.5584 | 22.1066 | 88.2809 |  |  |  | 0 | 0 | 55.0663 | 55.0663 | 0 | #DIV/0! |  |  |  | 0 | 0 | 55.0663 | 55.0663 | 0 | #DIV/0! |  |  |  | 0 | 0 | 55.0663 | 55.0663 | 0 | #DIV/0!
[13 empty] | 48.6 | 48.6 | 10.9744 | 0.024005 | 0.85697 | 54.0711 | 54.0711 | 16.401 | 88.3955 |  |  |  | 0.033947 | 1.2119 | 53.6589 | 53.6589 | 22.3232 | 88.3955 |  |  |  | 0 | 0 | 55.0663 | 55.0663 | 0 | #DIV/0! |  |  |  | 0 | 0 | 55.0663 | 55.0663 | 0 | #DIV/0! |  |  |  | 0 | 0 | 55.0663 | 55.0663 | 0 | #DIV/0!
[13 empty] | 48.7 | 48.7 | 11.2448 | 0.02229 | 0.85701 | 54.1422 | 54.1422 | 16.5068 | 88.5101 |  |  |  | 0.031523 | 1.212 | 53.7594 | 53.7594 | 22.5387 | 88.5101 |  |  |  | 0 | 0 | 55.0663 | 55.0663 | 0 | #DIV/0! |  |  |  | 0 | 0 | 55.0663 | 55.0663 | 0 | #DIV/0! |  |  |  | 0 | 0 | 55.0663 | 55.0663 | 0 | #DIV/0!
[13 empty] | 48.8 | 48.8 | 11.5146 | 0.020575 | 0.85706 | 54.2133 | 54.2133 | 16.6121 | 88.6248 |  |  |  | 0.029098 | 1.2121 | 53.8599 | 53.8599 | 22.7529 | 88.6248 |  |  |  | 0 | 0 | 55.0663 | 55.0663 | 0 | #DIV/0! |  |  |  | 0 | 0 | 55.0663 | 55.0663 | 0 | #DIV/0! |  |  |  | 0 | 0 | 55.0663 | 55.0663 | 0 | #DIV/0!
[13 empty] | 48.9 | 48.9 | 11.7838 | 0.018861 | 0.8571 | 54.2844 | 54.2844 | 16.7169 | 88.7394 |  |  |  | 0.026673 | 1.2121 | 53.9605 | 53.9605 | 22.966 | 88.7394 |  |  |  | 0 | 0 | 55.0663 | 55.0663 | 0 | #DIV/0! |  |  |  | 0 | 0 | 55.0663 | 55.0663 | 0 | #DIV/0! |  |  |  | 0 | 0 | 55.0663 | 55.0663 | 0 | #DIV/0!
[13 empty] | 49 | 49 | 12.0525 | 0.017146 | 0.85713 | 54.3554 | 54.3554 | 16.8212 | 88.854 |  |  |  | 0.024248 | 1.2122 | 54.061 | 54.061 | 23.1778 | 88.854 |  |  |  | 0 | 0 | 55.0663 | 55.0663 | 0 | #DIV/0! |  |  |  | 0 | 0 | 55.0663 | 55.0663 | 0 | #DIV/0! |  |  |  | 0 | 0 | 55.0663 | 55.0663 | 0 | #DIV/0!
[13 empty] | 49.1 | 49.1 | 12.3205 | 0.015431 | 0.85716 | 54.4265 | 54.4265 | 16.9251 | 88.9686 |  |  |  | 0.021823 | 1.2122 | 54.1615 | 54.1615 | 23.3885 | 88.9686 |  |  |  | 0 | 0 | 55.0663 | 55.0663 | 0 | #DIV/0! |  |  |  | 0 | 0 | 55.0663 | 55.0663 | 0 | #DIV/0! |  |  |  | 0 | 0 | 55.0663 | 55.0663 | 0 | #DIV/0!
[13 empty] | 49.2 | 49.2 | 12.588 | 0.013717 | 0.85719 | 54.4976 | 54.4976 | 17.0285 | 89.0832 |  |  |  | 0.019399 | 1.2123 | 54.2621 | 54.2621 | 23.5978 | 89.0832 |  |  |  | 0 | 0 | 55.0663 | 55.0663 | 0 | #DIV/0! |  |  |  | 0 | 0 | 55.0663 | 55.0663 | 0 | #DIV/0! |  |  |  | 0 | 0 | 55.0663 | 55.0663 | 0 | #DIV/0!
[13 empty] | 49.3 | 49.3 | 12.8548 | 0.012002 | 0.85722 | 54.5687 | 54.5687 | 17.1314 | 89.1978 |  |  |  | 0.016974 | 1.2123 | 54.3626 | 54.3626 | 23.8059 | 89.1978 |  |  |  | 0 | 0 | 55.0663 | 55.0663 | 0 | #DIV/0! |  |  |  | 0 | 0 | 55.0663 | 55.0663 | 0 | #DIV/0! |  |  |  | 0 | 0 | 55.0663 | 55.0663 | 0 | #DIV/0!
[13 empty] | 49.4 | 49.4 | 13.121 | 0.010288 | 0.85724 | 54.6398 | 54.6398 | 17.2338 | 89.3124 |  |  |  | 0.014549 | 1.2123 | 54.4631 | 54.4631 | 24.0128 | 89.3124 |  |  |  | 0 | 0 | 55.0663 | 55.0663 | 0 | #DIV/0! |  |  |  | 0 | 0 | 55.0663 | 55.0663 | 0 | #DIV/0! |  |  |  | 0 | 0 | 55.0663 | 55.0663 | 0 | #DIV/0!
[13 empty] | 49.5 | 49.5 | 13.3865 | 0.008573 | 0.85726 | 54.7109 | 54.7109 | 17.3357 | 89.427 |  |  |  | 0.012124 | 1.2124 | 54.5637 | 54.5637 | 24.2183 | 89.427 |  |  |  | 0 | 0 | 55.0663 | 55.0663 | 0 | #DIV/0! |  |  |  | 0 | 0 | 55.0663 | 55.0663 | 0 | #DIV/0! |  |  |  | 0 | 0 | 55.0663 | 55.0663 | 0 | #DIV/0!
[13 empty] | 49.6 | 49.6 | 13.6514 | 0.0068584 | 0.85728 | 54.782 | 54.782 | 17.4371 | 89.5416 |  |  |  | 0.0096993 | 1.2124 | 54.6642 | 54.6642 | 24.4225 | 89.5416 |  |  |  | 0 | 0 | 55.0663 | 55.0663 | 0 | #DIV/0! |  |  |  | 0 | 0 | 55.0663 | 55.0663 | 0 | #DIV/0! |  |  |  | 0 | 0 | 55.0663 | 55.0663 | 0 | #DIV/0!
[13 empty] | 49.7 | 49.7 | 13.9156 | 0.0051438 | 0.85729 | 54.8531 | 54.8531 | 17.538 | 89.6562 |  |  |  | 0.0072745 | 1.2124 | 54.7647 | 54.7647 | 24.6255 | 89.6562 |  |  |  | 0 | 0 | 55.0663 | 55.0663 | 0 | #DIV/0! |  |  |  | 0 | 0 | 55.0663 | 55.0663 | 0 | #DIV/0! |  |  |  | 0 | 0 | 55.0663 | 55.0663 | 0 | #DIV/0!
[13 empty] | 49.8 | 49.8 | 14.1791 | 0.0034292 | 0.8573 | 54.9241 | 54.9241 | 17.6384 | 89.7708 |  |  |  | 0.0048496 | 1.2124 | 54.8653 | 54.8653 | 24.8271 | 89.7708 |  |  |  | 0 | 0 | 55.0663 | 55.0663 | 0 | #DIV/0! |  |  |  | 0 | 0 | 55.0663 | 55.0663 | 0 | #DIV/0! |  |  |  | 0 | 0 | 55.0663 | 55.0663 | 0 | #DIV/0!
[13 empty] | 49.9 | 49.9 | 14.4419 | 0.0017146 | 0.8573 | 54.9952 | 54.9952 | 17.7383 | 89.8854 |  |  |  | 0.0024248 | 1.2124 | 54.9658 | 54.9658 | 25.0273 | 89.8854 |  |  |  | 0 | 0 | 55.0663 | 55.0663 | 0 | #DIV/0! |  |  |  | 0 | 0 | 55.0663 | 55.0663 | 0 | #DIV/0! |  |  |  | 0 | 0 | 55.0663 | 55.0663 | 0 | #DIV/0!
[13 empty] | 50 | 50 | 14.704 | -9.6316e-15 | 0.8573 | 55.0663 | 55.0663 | 17.8377 | -90 |  |  |  | -1.5647e-15 | 1.2124 | 55.0663 | 55.0663 | 25.2263 | -90 |  |  |  | 0 | 0 | 55.0663 | 55.0663 | 0 | #DIV/0! |  |  |  | 0 | 0 | 55.0663 | 55.0663 | 0 | #DIV/0! |  |  |  | 0 | 0 | 55.0663 | 55.0663 | 0 | #DIV/0!
[13 empty] | 50.1 | 50.1 | 14.9654 | -0.0017146 | 0.8573 | 55.1374 | 55.1374 | 17.9365 | -89.8854 |  |  |  | -0.0024248 | 1.2124 | 55.1669 | 55.1669 | 25.4238 | -89.8854 |  |  |  | 0 | 0 | 55.0663 | 55.0663 | 0 | #DIV/0! |  |  |  | 0 | 0 | 55.0663 | 55.0663 | 0 | #DIV/0! |  |  |  | 0 | 0 | 55.0663 | 55.0663 | 0 | #DIV/0!
[13 empty] | 50.2 | 50.2 | 15.226 | -0.0034292 | 0.8573 | 55.2085 | 55.2085 | 18.0349 | -89.7708 |  |  |  | -0.0048496 | 1.2124 | 55.2674 | 55.2674 | 25.62 | -89.7708 |  |  |  | 0 | 0 | 55.0663 | 55.0663 | 0 | #DIV/0! |  |  |  | 0 | 0 | 55.0663 | 55.0663 | 0 | #DIV/0! |  |  |  | 0 | 0 | 55.0663 | 55.0663 | 0 | #DIV/0!
[13 empty] | 50.3 | 50.3 | 15.4859 | -0.0051438 | 0.85729 | 55.2796 | 55.2796 | 18.1327 | -89.6562 |  |  |  | -0.0072745 | 1.2124 | 55.3679 | 55.3679 | 25.8148 | -89.6562 |  |  |  | 0 | 0 | 55.0663 | 55.0663 | 0 | #DIV/0! |  |  |  | 0 | 0 | 55.0663 | 55.0663 | 0 | #DIV/0! |  |  |  | 0 | 0 | 55.0663 | 55.0663 | 0 | #DIV/0!
[13 empty] | 50.4 | 50.4 | 15.745 | -0.0068584 | 0.85728 | 55.3507 | 55.3507 | 18.23 | -89.5416 |  |  |  | -0.0096993 | 1.2124 | 55.4685 | 55.4685 | 26.0082 | -89.5416 |  |  |  | 0 | 0 | 55.0663 | 55.0663 | 0 | #DIV/0! |  |  |  | 0 | 0 | 55.0663 | 55.0663 | 0 | #DIV/0! |  |  |  | 0 | 0 | 55.0663 | 55.0663 | 0 | #DIV/0!
[13 empty] | 50.5 | 50.5 | 16.0034 | -0.008573 | 0.85726 | 55.4218 | 55.4218 | 18.3267 | -89.427 |  |  |  | -0.012124 | 1.2124 | 55.569 | 55.569 | 26.2002 | -89.427 |  |  |  | 0 | 0 | 55.0663 | 55.0663 | 0 | #DIV/0! |  |  |  | 0 | 0 | 55.0663 | 55.0663 | 0 | #DIV/0! |  |  |  | 0 | 0 | 55.0663 | 55.0663 | 0 | #DIV/0!
[13 empty] | 50.6 | 50.6 | 16.2609 | -0.010288 | 0.85724 | 55.4929 | 55.4929 | 18.4229 | -89.3124 |  |  |  | -0.014549 | 1.2123 | 55.6695 | 55.6695 | 26.3907 | -89.3124 |  |  |  | 0 | 0 | 55.0663 | 55.0663 | 0 | #DIV/0! |  |  |  | 0 | 0 | 55.0663 | 55.0663 | 0 | #DIV/0! |  |  |  | 0 | 0 | 55.0663 | 55.0663 | 0 | #DIV/0!
[13 empty] | 50.7 | 50.7 | 16.5176 | -0.012002 | 0.85722 | 55.564 | 55.564 | 18.5186 | -89.1978 |  |  |  | -0.016974 | 1.2123 | 55.7701 | 55.7701 | 26.5798 | -89.1978 |  |  |  | 0 | 0 | 55.0663 | 55.0663 | 0 | #DIV/0! |  |  |  | 0 | 0 | 55.0663 | 55.0663 | 0 | #DIV/0! |  |  |  | 0 | 0 | 55.0663 | 55.0663 | 0 | #DIV/0!
[13 empty] | 50.8 | 50.8 | 16.7735 | -0.013717 | 0.85719 | 55.635 | 55.635 | 18.6137 | -89.0832 |  |  |  | -0.019399 | 1.2123 | 55.8706 | 55.8706 | 26.7675 | -89.0832 |  |  |  | 0 | 0 | 55.0663 | 55.0663 | 0 | #DIV/0! |  |  |  | 0 | 0 | 55.0663 | 55.0663 | 0 | #DIV/0! |  |  |  | 0 | 0 | 55.0663 | 55.0663 | 0 | #DIV/0!
[13 empty] | 50.9 | 50.9 | 17.0286 | -0.015431 | 0.85716 | 55.7061 | 55.7061 | 18.7083 | -88.9686 |  |  |  | -0.021823 | 1.2122 | 55.9712 | 55.9712 | 26.9537 | -88.9686 |  |  |  | 0 | 0 | 55.0663 | 55.0663 | 0 | #DIV/0! |  |  |  | 0 | 0 | 55.0663 | 55.0663 | 0 | #DIV/0! |  |  |  | 0 | 0 | 55.0663 | 55.0663 | 0 | #DIV/0!
[13 empty] | 51 | 51 | 17.2829 | -0.017146 | 0.85713 | 55.7772 | 55.7772 | 18.8024 | -88.854 |  |  |  | -0.024248 | 1.2122 | 56.0717 | 56.0717 | 27.1385 | -88.854 |  |  |  | 0 | 0 | 55.0663 | 55.0663 | 0 | #DIV/0! |  |  |  | 0 | 0 | 55.0663 | 55.0663 | 0 | #DIV/0! |  |  |  | 0 | 0 | 55.0663 | 55.0663 | 0 | #DIV/0!
[13 empty] | 51.1 | 51.1 | 17.5363 | -0.018861 | 0.8571 | 55.8483 | 55.8483 | 18.8959 | -88.7394 |  |  |  | -0.026673 | 1.2121 | 56.1722 | 56.1722 | 27.3218 | -88.7394 |  |  |  | 0 | 0 | 55.0663 | 55.0663 | 0 | #DIV/0! |  |  |  | 0 | 0 | 55.0663 | 55.0663 | 0 | #DIV/0! |  |  |  | 0 | 0 | 55.0663 | 55.0663 | 0 | #DIV/0!
[13 empty] | 51.2 | 51.2 | 17.7888 | -0.020575 | 0.85706 | 55.9194 | 55.9194 | 18.9888 | -88.6248 |  |  |  | -0.029098 | 1.2121 | 56.2728 | 56.2728 | 27.5035 | -88.6248 |  |  |  | 0 | 0 | 55.0663 | 55.0663 | 0 | #DIV/0! |  |  |  | 0 | 0 | 55.0663 | 55.0663 | 0 | #DIV/0! |  |  |  | 0 | 0 | 55.0663 | 55.0663 | 0 | #DIV/0!
[13 empty] | 51.3 | 51.3 | 18.0404 | -0.02229 | 0.85701 | 55.9905 | 55.9905 | 19.0812 | -88.5101 |  |  |  | -0.031523 | 1.212 | 56.3733 | 56.3733 | 27.6838 | -88.5101 |  |  |  | 0 | 0 | 55.0663 | 55.0663 | 0 | #DIV/0! |  |  |  | 0 | 0 | 55.0663 | 55.0663 | 0 | #DIV/0! |  |  |  | 0 | 0 | 55.0663 | 55.0663 | 0 | #DIV/0!
[13 empty] | 51.4 | 51.4 | 18.2911 | -0.024005 | 0.85697 | 56.0616 | 56.0616 | 19.173 | -88.3955 |  |  |  | -0.033947 | 1.2119 | 56.4739 | 56.4739 | 27.8626 | -88.3955 |  |  |  | 0 | 0 | 55.0663 | 55.0663 | 0 | #DIV/0! |  |  |  | 0 | 0 | 55.0663 | 55.0663 | 0 | #DIV/0! |  |  |  | 0 | 0 | 55.0663 | 55.0663 | 0 | #DIV/0!
[13 empty] | 51.5 | 51.5 | 18.541 | -0.025719 | 0.85692 | 56.1327 | 56.1327 | 19.2642 | -88.2809 |  |  |  | -0.036372 | 1.2119 | 56.5744 | 56.5744 | 28.0399 | -88.2809 |  |  |  | 0 | 0 | 55.0663 | 55.0663 | 0 | #DIV/0! |  |  |  | 0 | 0 | 55.0663 | 55.0663 | 0 | #DIV/0! |  |  |  | 0 | 0 | 55.0663 | 55.0663 | 0 | #DIV/0!
[13 empty] | 51.6 | 51.6 | 18.7899 | -0.027434 | 0.85686 | 56.2038 | 56.2038 | 19.3549 | -88.1662 |  |  |  | -0.038797 | 1.2118 | 56.675 | 56.675 | 28.2156 | -88.1662 |  |  |  | 0 | 0 | 55.0663 | 55.0663 | 0 | #DIV/0! |  |  |  | 0 | 0 | 55.0663 | 55.0663 | 0 | #DIV/0! |  |  |  | 0 | 0 | 55.0663 | 55.0663 | 0 | #DIV/0!
[13 empty] | 51.7 | 51.7 | 19.0379 | -0.029148 | 0.85681 | 56.2749 | 56.2749 | 19.445 | -88.0516 |  |  |  | -0.041222 | 1.2117 | 56.7755 | 56.7755 | 28.3898 | -88.0516 |  |  |  | 0 | 0 | 55.0663 | 55.0663 | 0 | #DIV/0! |  |  |  | 0 | 0 | 55.0663 | 55.0663 | 0 | #DIV/0! |  |  |  | 0 | 0 | 55.0663 | 55.0663 | 0 | #DIV/0!
[13 empty] | 51.8 | 51.8 | 19.2849 | -0.030863 | 0.85675 | 56.346 | 56.346 | 19.5345 | -87.9369 |  |  |  | -0.043647 | 1.2116 | 56.8761 | 56.8761 | 28.5624 | -87.9369 |  |  |  | 0 | 0 | 55.0663 | 55.0663 | 0 | #DIV/0! |  |  |  | 0 | 0 | 55.0663 | 55.0663 | 0 | #DIV/0! |  |  |  | 0 | 0 | 55.0663 | 55.0663 | 0 | #DIV/0!
[13 empty] | 51.9 | 51.9 | 19.531 | -0.032578 | 0.85668 | 56.4171 | 56.4171 | 19.6235 | -87.8222 |  |  |  | -0.046072 | 1.2115 | 56.9767 | 56.9767 | 28.7334 | -87.8222 |  |  |  | 0 | 0 | 55.0663 | 55.0663 | 0 | #DIV/0! |  |  |  | 0 | 0 | 55.0663 | 55.0663 | 0 | #DIV/0! |  |  |  | 0 | 0 | 55.0663 | 55.0663 | 0 | #DIV/0!
[13 empty] | 52 | 52 | 19.7762 | -0.034292 | 0.85662 | 56.4882 | 56.4882 | 19.7118 | -87.7076 |  |  |  | -0.048496 | 1.2114 | 57.0772 | 57.0772 | 28.9029 | -87.7076 |  |  |  | 0 | 0 | 55.0663 | 55.0663 | 0 | #DIV/0! |  |  |  | 0 | 0 | 55.0663 | 55.0663 | 0 | #DIV/0! |  |  |  | 0 | 0 | 55.0663 | 55.0663 | 0 | #DIV/0!
[13 empty] | 52.1 | 52.1 | 20.0203 | -0.036007 | 0.85655 | 56.5593 | 56.5593 | 19.7996 | -87.5929 |  |  |  | -0.050921 | 1.2113 | 57.1778 | 57.1778 | 29.0709 | -87.5929 |  |  |  | 0 | 0 | 55.0663 | 55.0663 | 0 | #DIV/0! |  |  |  | 0 | 0 | 55.0663 | 55.0663 | 0 | #DIV/0! |  |  |  | 0 | 0 | 55.0663 | 55.0663 | 0 | #DIV/0!
[13 empty] | 52.2 | 52.2 | 20.2635 | -0.037721 | 0.85647 | 56.6304 | 56.6304 | 19.8868 | -87.4782 |  |  |  | -0.053346 | 1.2112 | 57.2784 | 57.2784 | 29.2372 | -87.4782 |  |  |  | 0 | 0 | 55.0663 | 55.0663 | 0 | #DIV/0! |  |  |  | 0 | 0 | 55.0663 | 55.0663 | 0 | #DIV/0! |  |  |  | 0 | 0 | 55.0663 | 55.0663 | 0 | #DIV/0!
[13 empty] | 52.3 | 52.3 | 20.5056 | -0.039436 | 0.8564 | 56.7015 | 56.7015 | 19.9734 | -87.3635 |  |  |  | -0.055771 | 1.2111 | 57.379 | 57.379 | 29.4019 | -87.3635 |  |  |  | 0 | 0 | 55.0663 | 55.0663 | 0 | #DIV/0! |  |  |  | 0 | 0 | 55.0663 | 55.0663 | 0 | #DIV/0! |  |  |  | 0 | 0 | 55.0663 | 55.0663 | 0 | #DIV/0!
[13 empty] | 52.4 | 52.4 | 20.7468 | -0.041151 | 0.85632 | 56.7726 | 56.7726 | 20.0594 | -87.2487 |  |  |  | -0.058196 | 1.211 | 57.4796 | 57.4796 | 29.565 | -87.2487 |  |  |  | 0 | 0 | 55.0663 | 55.0663 | 0 | #DIV/0! |  |  |  | 0 | 0 | 55.0663 | 55.0663 | 0 | #DIV/0! |  |  |  | 0 | 0 | 55.0663 | 55.0663 | 0 | #DIV/0!
[13 empty] | 52.5 | 52.5 | 20.9869 | -0.042865 | 0.85623 | 56.8437 | 56.8437 | 20.1448 | -87.134 |  |  |  | -0.060621 | 1.2109 | 57.5802 | 57.5802 | 29.7265 | -87.134 |  |  |  | 0 | 0 | 55.0663 | 55.0663 | 0 | #DIV/0! |  |  |  | 0 | 0 | 55.0663 | 55.0663 | 0 | #DIV/0! |  |  |  | 0 | 0 | 55.0663 | 55.0663 | 0 | #DIV/0!
[13 empty] | 52.6 | 52.6 | 21.2259 | -0.04458 | 0.85614 | 56.9148 | 56.9148 | 20.2296 | -87.0193 |  |  |  | -0.063045 | 1.2108 | 57.6808 | 57.6808 | 29.8864 | -87.0193 |  |  |  | 0 | 0 | 55.0663 | 55.0663 | 0 | #DIV/0! |  |  |  | 0 | 0 | 55.0663 | 55.0663 | 0 | #DIV/0! |  |  |  | 0 | 0 | 55.0663 | 55.0663 | 0 | #DIV/0!
[13 empty] | 52.7 | 52.7 | 21.464 | -0.046294 | 0.85605 | 56.9859 | 56.9859 | 20.3138 | -86.9045 |  |  |  | -0.06547 | 1.2106 | 57.7814 | 57.7814 | 30.0446 | -86.9045 |  |  |  | 0 | 0 | 55.0663 | 55.0663 | 0 | #DIV/0! |  |  |  | 0 | 0 | 55.0663 | 55.0663 | 0 | #DIV/0! |  |  |  | 0 | 0 | 55.0663 | 55.0663 | 0 | #DIV/0!
[13 empty] | 52.8 | 52.8 | 21.7009 | -0.048009 | 0.85596 | 57.057 | 57.057 | 20.3974 | -86.7898 |  |  |  | -0.067895 | 1.2105 | 57.8821 | 57.8821 | 30.2012 | -86.7898 |  |  |  | 0 | 0 | 55.0663 | 55.0663 | 0 | #DIV/0! |  |  |  | 0 | 0 | 55.0663 | 55.0663 | 0 | #DIV/0! |  |  |  | 0 | 0 | 55.0663 | 55.0663 | 0 | #DIV/0!
[13 empty] | 52.9 | 52.9 | 21.9368 | -0.049724 | 0.85586 | 57.1281 | 57.1281 | 20.4804 | -86.675 |  |  |  | -0.07032 | 1.2104 | 57.9827 | 57.9827 | 30.3561 | -86.675 |  |  |  | 0 | 0 | 55.0663 | 55.0663 | 0 | #DIV/0! |  |  |  | 0 | 0 | 55.0663 | 55.0663 | 0 | #DIV/0! |  |  |  | 0 | 0 | 55.0663 | 55.0663 | 0 | #DIV/0!
[13 empty] | 53 | 53 | 22.1716 | -0.051438 | 0.85576 | 57.1992 | 57.1992 | 20.5628 | -86.5602 |  |  |  | -0.072745 | 1.2102 | 58.0834 | 58.0834 | 30.5094 | -86.5602 |  |  |  | 0 | 0 | 55.0663 | 55.0663 | 0 | #DIV/0! |  |  |  | 0 | 0 | 55.0663 | 55.0663 | 0 | #DIV/0! |  |  |  | 0 | 0 | 55.0663 | 55.0663 | 0 | #DIV/0!
[13 empty] | 53.1 | 53.1 | 22.4053 | -0.053153 | 0.85565 | 57.2704 | 57.2704 | 20.6446 | -86.4454 |  |  |  | -0.075169 | 1.2101 | 58.184 | 58.184 | 30.661 | -86.4454 |  |  |  | 0 | 0 | 55.0663 | 55.0663 | 0 | #DIV/0! |  |  |  | 0 | 0 | 55.0663 | 55.0663 | 0 | #DIV/0! |  |  |  | 0 | 0 | 55.0663 | 55.0663 | 0 | #DIV/0!
[13 empty] | 53.2 | 53.2 | 22.6379 | -0.054867 | 0.85555 | 57.3415 | 57.3415 | 20.7257 | -86.3306 |  |  |  | -0.077594 | 1.2099 | 58.2847 | 58.2847 | 30.8109 | -86.3306 |  |  |  | 0 | 0 | 55.0663 | 55.0663 | 0 | #DIV/0! |  |  |  | 0 | 0 | 55.0663 | 55.0663 | 0 | #DIV/0! |  |  |  | 0 | 0 | 55.0663 | 55.0663 | 0 | #DIV/0!
[13 empty] | 53.3 | 53.3 | 22.8694 | -0.056582 | 0.85543 | 57.4126 | 57.4126 | 20.8063 | -86.2157 |  |  |  | -0.080019 | 1.2098 | 58.3854 | 58.3854 | 30.9592 | -86.2157 |  |  |  | 0 | 0 | 55.0663 | 55.0663 | 0 | #DIV/0! |  |  |  | 0 | 0 | 55.0663 | 55.0663 | 0 | #DIV/0! |  |  |  | 0 | 0 | 55.0663 | 55.0663 | 0 | #DIV/0!
[13 empty] | 53.4 | 53.4 | 23.0997 | -0.058297 | 0.85532 | 57.4838 | 57.4838 | 20.8862 | -86.1009 |  |  |  | -0.082444 | 1.2096 | 58.4861 | 58.4861 | 31.1057 | -86.1009 |  |  |  | 0 | 0 | 55.0663 | 55.0663 | 0 | #DIV/0! |  |  |  | 0 | 0 | 55.0663 | 55.0663 | 0 | #DIV/0! |  |  |  | 0 | 0 | 55.0663 | 55.0663 | 0 | #DIV/0!
[13 empty] | 53.5 | 53.5 | 23.3289 | -0.060011 | 0.8552 | 57.5549 | 57.5549 | 20.9654 | -85.986 |  |  |  | -0.084869 | 1.2094 | 58.5869 | 58.5869 | 31.2505 | -85.986 |  |  |  | 0 | 0 | 55.0663 | 55.0663 | 0 | #DIV/0! |  |  |  | 0 | 0 | 55.0663 | 55.0663 | 0 | #DIV/0! |  |  |  | 0 | 0 | 55.0663 | 55.0663 | 0 | #DIV/0!
[13 empty] | 53.6 | 53.6 | 23.5569 | -0.061726 | 0.85508 | 57.626 | 57.626 | 21.0441 | -85.8711 |  |  |  | -0.087294 | 1.2093 | 58.6876 | 58.6876 | 31.3936 | -85.8711 |  |  |  | 0 | 0 | 55.0663 | 55.0663 | 0 | #DIV/0! |  |  |  | 0 | 0 | 55.0663 | 55.0663 | 0 | #DIV/0! |  |  |  | 0 | 0 | 55.0663 | 55.0663 | 0 | #DIV/0!
[13 empty] | 53.7 | 53.7 | 23.7838 | -0.06344 | 0.85495 | 57.6972 | 57.6972 | 21.1221 | -85.7562 |  |  |  | -0.089718 | 1.2091 | 58.7884 | 58.7884 | 31.535 | -85.7562 |  |  |  | 0 | 0 | 55.0663 | 55.0663 | 0 | #DIV/0! |  |  |  | 0 | 0 | 55.0663 | 55.0663 | 0 | #DIV/0! |  |  |  | 0 | 0 | 55.0663 | 55.0663 | 0 | #DIV/0!
[13 empty] | 53.8 | 53.8 | 24.0095 | -0.065155 | 0.85482 | 57.7683 | 57.7683 | 21.1995 | -85.6413 |  |  |  | -0.092143 | 1.2089 | 58.8892 | 58.8892 | 31.6747 | -85.6413 |  |  |  | 0 | 0 | 55.0663 | 55.0663 | 0 | #DIV/0! |  |  |  | 0 | 0 | 55.0663 | 55.0663 | 0 | #DIV/0! |  |  |  | 0 | 0 | 55.0663 | 55.0663 | 0 | #DIV/0!
[13 empty] | 53.9 | 53.9 | 24.234 | -0.06687 | 0.85469 | 57.8395 | 57.8395 | 21.2763 | -85.5264 |  |  |  | -0.094568 | 1.2087 | 58.99 | 58.99 | 31.8127 | -85.5264 |  |  |  | 0 | 0 | 55.0663 | 55.0663 | 0 | #DIV/0! |  |  |  | 0 | 0 | 55.0663 | 55.0663 | 0 | #DIV/0! |  |  |  | 0 | 0 | 55.0663 | 55.0663 | 0 | #DIV/0!
[13 empty] | 54 | 54 | 24.4573 | -0.068584 | 0.85456 | 57.9107 | 57.9107 | 21.3524 | -85.4114 |  |  |  | -0.096993 | 1.2085 | 59.0908 | 59.0908 | 31.9488 | -85.4114 |  |  |  | 0 | 0 | 55.0663 | 55.0663 | 0 | #DIV/0! |  |  |  | 0 | 0 | 55.0663 | 55.0663 | 0 | #DIV/0! |  |  |  | 0 | 0 | 55.0663 | 55.0663 | 0 | #DIV/0!
[13 empty] | 54.1 | 54.1 | 24.6794 | -0.070299 | 0.85442 | 57.9818 | 57.9818 | 21.4279 | -85.2965 |  |  |  | -0.099418 | 1.2083 | 59.1916 | 59.1916 | 32.0833 | -85.2965 |  |  |  | 0 | 0 | 55.0663 | 55.0663 | 0 | #DIV/0! |  |  |  | 0 | 0 | 55.0663 | 55.0663 | 0 | #DIV/0! |  |  |  | 0 | 0 | 55.0663 | 55.0663 | 0 | #DIV/0!
[13 empty] | 54.2 | 54.2 | 24.9003 | -0.072014 | 0.85427 | 58.053 | 58.053 | 21.5027 | -85.1815 |  |  |  | -0.10184 | 1.2081 | 59.2925 | 59.2925 | 32.216 | -85.1815 |  |  |  | 0 | 0 | 55.0663 | 55.0663 | 0 | #DIV/0! |  |  |  | 0 | 0 | 55.0663 | 55.0663 | 0 | #DIV/0! |  |  |  | 0 | 0 | 55.0663 | 55.0663 | 0 | #DIV/0!
[13 empty] | 54.3 | 54.3 | 25.1199 | -0.073728 | 0.85413 | 58.1242 | 58.1242 | 21.5769 | -85.0665 |  |  |  | -0.10427 | 1.2079 | 59.3934 | 59.3934 | 32.3469 | -85.0665 |  |  |  | 0 | 0 | 55.0663 | 55.0663 | 0 | #DIV/0! |  |  |  | 0 | 0 | 55.0663 | 55.0663 | 0 | #DIV/0! |  |  |  | 0 | 0 | 55.0663 | 55.0663 | 0 | #DIV/0!
[13 empty] | 54.4 | 54.4 | 25.3383 | -0.075443 | 0.85398 | 58.1954 | 58.1954 | 21.6504 | -84.9514 |  |  |  | -0.10669 | 1.2077 | 59.4943 | 59.4943 | 32.476 | -84.9514 |  |  |  | 0 | 0 | 55.0663 | 55.0663 | 0 | #DIV/0! |  |  |  | 0 | 0 | 55.0663 | 55.0663 | 0 | #DIV/0! |  |  |  | 0 | 0 | 55.0663 | 55.0663 | 0 | #DIV/0!
[13 empty] | 54.5 | 54.5 | 25.5555 | -0.077157 | 0.85382 | 58.2666 | 58.2666 | 21.7233 | -84.8364 |  |  |  | -0.10912 | 1.2075 | 59.5953 | 59.5953 | 32.6034 | -84.8364 |  |  |  | 0 | 0 | 55.0663 | 55.0663 | 0 | #DIV/0! |  |  |  | 0 | 0 | 55.0663 | 55.0663 | 0 | #DIV/0! |  |  |  | 0 | 0 | 55.0663 | 55.0663 | 0 | #DIV/0!
[13 empty] | 54.6 | 54.6 | 25.7713 | -0.078872 | 0.85367 | 58.3378 | 58.3378 | 21.7955 | -84.7213 |  |  |  | -0.11154 | 1.2073 | 59.6963 | 59.6963 | 32.7289 | -84.7213 |  |  |  | 0 | 0 | 55.0663 | 55.0663 | 0 | #DIV/0! |  |  |  | 0 | 0 | 55.0663 | 55.0663 | 0 | #DIV/0! |  |  |  | 0 | 0 | 55.0663 | 55.0663 | 0 | #DIV/0!
[13 empty] | 54.7 | 54.7 | 25.9859 | -0.080587 | 0.85351 | 58.409 | 58.409 | 21.8671 | -84.6062 |  |  |  | -0.11397 | 1.207 | 59.7973 | 59.7973 | 32.8527 | -84.6062 |  |  |  | 0 | 0 | 55.0663 | 55.0663 | 0 | #DIV/0! |  |  |  | 0 | 0 | 55.0663 | 55.0663 | 0 | #DIV/0! |  |  |  | 0 | 0 | 55.0663 | 55.0663 | 0 | #DIV/0!
[13 empty] | 54.8 | 54.8 | 26.1993 | -0.082301 | 0.85334 | 58.4802 | 58.4802 | 21.938 | -84.4911 |  |  |  | -0.11639 | 1.2068 | 59.8983 | 59.8983 | 32.9746 | -84.4911 |  |  |  | 0 | 0 | 55.0663 | 55.0663 | 0 | #DIV/0! |  |  |  | 0 | 0 | 55.0663 | 55.0663 | 0 | #DIV/0! |  |  |  | 0 | 0 | 55.0663 | 55.0663 | 0 | #DIV/0!
[13 empty] | 54.9 | 54.9 | 26.4113 | -0.084016 | 0.85318 | 58.5514 | 58.5514 | 22.0083 | -84.376 |  |  |  | -0.11882 | 1.2066 | 59.9994 | 59.9994 | 33.0948 | -84.376 |  |  |  | 0 | 0 | 55.0663 | 55.0663 | 0 | #DIV/0! |  |  |  | 0 | 0 | 55.0663 | 55.0663 | 0 | #DIV/0! |  |  |  | 0 | 0 | 55.0663 | 55.0663 | 0 | #DIV/0!
[13 empty] | 55 | 55 | 26.622 | -0.08573 | 0.85301 | 58.6227 | 58.6227 | 22.0779 | -84.2608 |  |  |  | -0.12124 | 1.2063 | 60.1005 | 60.1005 | 33.2131 | -84.2608 |  |  |  | 0 | 0 | 55.0663 | 55.0663 | 0 | #DIV/0! |  |  |  | 0 | 0 | 55.0663 | 55.0663 | 0 | #DIV/0! |  |  |  | 0 | 0 | 55.0663 | 55.0663 | 0 | #DIV/0!
[13 empty] | 55.1 | 55.1 | 26.8314 | -0.087445 | 0.85283 | 58.6939 | 58.6939 | 22.1468 | -84.1456 |  |  |  | -0.12367 | 1.2061 | 60.2016 | 60.2016 | 33.3296 | -84.1456 |  |  |  | 0 | 0 | 55.0663 | 55.0663 | 0 | #DIV/0! |  |  |  | 0 | 0 | 55.0663 | 55.0663 | 0 | #DIV/0! |  |  |  | 0 | 0 | 55.0663 | 55.0663 | 0 | #DIV/0!
[13 empty] | 55.2 | 55.2 | 27.0395 | -0.08916 | 0.85265 | 58.7652 | 58.7652 | 22.2151 | -84.0304 |  |  |  | -0.12609 | 1.2058 | 60.3028 | 60.3028 | 33.4443 | -84.0304 |  |  |  | 0 | 0 | 55.0663 | 55.0663 | 0 | #DIV/0! |  |  |  | 0 | 0 | 55.0663 | 55.0663 | 0 | #DIV/0! |  |  |  | 0 | 0 | 55.0663 | 55.0663 | 0 | #DIV/0!
[13 empty] | 55.3 | 55.3 | 27.2462 | -0.090874 | 0.85247 | 58.8364 | 58.8364 | 22.2827 | -83.9152 |  |  |  | -0.12852 | 1.2056 | 60.404 | 60.404 | 33.5572 | -83.9152 |  |  |  | 0 | 0 | 55.0663 | 55.0663 | 0 | #DIV/0! |  |  |  | 0 | 0 | 55.0663 | 55.0663 | 0 | #DIV/0! |  |  |  | 0 | 0 | 55.0663 | 55.0663 | 0 | #DIV/0!
[13 empty] | 55.4 | 55.4 | 27.4516 | -0.092589 | 0.85229 | 58.9077 | 58.9077 | 22.3496 | -83.8 |  |  |  | -0.13094 | 1.2053 | 60.5052 | 60.5052 | 33.6681 | -83.8 |  |  |  | 0 | 0 | 55.0663 | 55.0663 | 0 | #DIV/0! |  |  |  | 0 | 0 | 55.0663 | 55.0663 | 0 | #DIV/0! |  |  |  | 0 | 0 | 55.0663 | 55.0663 | 0 | #DIV/0!
[13 empty] | 55.5 | 55.5 | 27.6556 | -0.094303 | 0.8521 | 58.979 | 58.979 | 22.4158 | -83.6847 |  |  |  | -0.13337 | 1.2051 | 60.6065 | 60.6065 | 33.7773 | -83.6847 |  |  |  | 0 | 0 | 55.0663 | 55.0663 | 0 | #DIV/0! |  |  |  | 0 | 0 | 55.0663 | 55.0663 | 0 | #DIV/0! |  |  |  | 0 | 0 | 55.0663 | 55.0663 | 0 | #DIV/0!
[13 empty] | 55.6 | 55.6 | 27.8582 | -0.096018 | 0.85191 | 59.0503 | 59.0503 | 22.4814 | -83.5694 |  |  |  | -0.13579 | 1.2048 | 60.7078 | 60.7078 | 33.8846 | -83.5694 |  |  |  | 0 | 0 | 55.0663 | 55.0663 | 0 | #DIV/0! |  |  |  | 0 | 0 | 55.0663 | 55.0663 | 0 | #DIV/0! |  |  |  | 0 | 0 | 55.0663 | 55.0663 | 0 | #DIV/0!
[13 empty] | 55.7 | 55.7 | 28.0595 | -0.097733 | 0.85171 | 59.1216 | 59.1216 | 22.5463 | -83.4541 |  |  |  | -0.13821 | 1.2045 | 60.8092 | 60.8092 | 33.99 | -83.4541 |  |  |  | 0 | 0 | 55.0663 | 55.0663 | 0 | #DIV/0! |  |  |  | 0 | 0 | 55.0663 | 55.0663 | 0 | #DIV/0! |  |  |  | 0 | 0 | 55.0663 | 55.0663 | 0 | #DIV/0!
[13 empty] | 55.8 | 55.8 | 28.2594 | -0.099447 | 0.85152 | 59.1929 | 59.1929 | 22.6105 | -83.3387 |  |  |  | -0.14064 | 1.2042 | 60.9106 | 60.9106 | 34.0935 | -83.3387 |  |  |  | 0 | 0 | 55.0663 | 55.0663 | 0 | #DIV/0! |  |  |  | 0 | 0 | 55.0663 | 55.0663 | 0 | #DIV/0! |  |  |  | 0 | 0 | 55.0663 | 55.0663 | 0 | #DIV/0!
[13 empty] | 55.9 | 55.9 | 28.4579 | -0.10116 | 0.85131 | 59.2642 | 59.2642 | 22.674 | -83.2233 |  |  |  | -0.14306 | 1.2039 | 61.0121 | 61.0121 | 34.1952 | -83.2233 |  |  |  | 0 | 0 | 55.0663 | 55.0663 | 0 | #DIV/0! |  |  |  | 0 | 0 | 55.0663 | 55.0663 | 0 | #DIV/0! |  |  |  | 0 | 0 | 55.0663 | 55.0663 | 0 | #DIV/0!
[13 empty] | 56 | 56 | 28.6549 | -0.10288 | 0.85111 | 59.3355 | 59.3355 | 22.7368 | -83.1079 |  |  |  | -0.14549 | 1.2036 | 61.1136 | 61.1136 | 34.2949 | -83.1079 |  |  |  | 0 | 0 | 55.0663 | 55.0663 | 0 | #DIV/0! |  |  |  | 0 | 0 | 55.0663 | 55.0663 | 0 | #DIV/0! |  |  |  | 0 | 0 | 55.0663 | 55.0663 | 0 | #DIV/0!
[13 empty] | 56.1 | 56.1 | 28.8506 | -0.10459 | 0.8509 | 59.4069 | 59.4069 | 22.799 | -82.9925 |  |  |  | -0.14791 | 1.2034 | 61.2151 | 61.2151 | 34.3928 | -82.9925 |  |  |  | 0 | 0 | 55.0663 | 55.0663 | 0 | #DIV/0! |  |  |  | 0 | 0 | 55.0663 | 55.0663 | 0 | #DIV/0! |  |  |  | 0 | 0 | 55.0663 | 55.0663 | 0 | #DIV/0!
[13 empty] | 56.2 | 56.2 | 29.0448 | -0.10631 | 0.85069 | 59.4783 | 59.4783 | 22.8605 | -82.877 |  |  |  | -0.15034 | 1.2031 | 61.3167 | 61.3167 | 34.4888 | -82.877 |  |  |  | 0 | 0 | 55.0663 | 55.0663 | 0 | #DIV/0! |  |  |  | 0 | 0 | 55.0663 | 55.0663 | 0 | #DIV/0! |  |  |  | 0 | 0 | 55.0663 | 55.0663 | 0 | #DIV/0!
[13 empty] | 56.3 | 56.3 | 29.2376 | -0.10802 | 0.85047 | 59.5496 | 59.5496 | 22.9212 | -82.7615 |  |  |  | -0.15276 | 1.2027 | 61.4183 | 61.4183 | 34.5829 | -82.7615 |  |  |  | 0 | 0 | 55.0663 | 55.0663 | 0 | #DIV/0! |  |  |  | 0 | 0 | 55.0663 | 55.0663 | 0 | #DIV/0! |  |  |  | 0 | 0 | 55.0663 | 55.0663 | 0 | #DIV/0!
[13 empty] | 56.4 | 56.4 | 29.429 | -0.10973 | 0.85025 | 59.621 | 59.621 | 22.9813 | -82.646 |  |  |  | -0.15519 | 1.2024 | 61.52 | 61.52 | 34.675 | -82.646 |  |  |  | 0 | 0 | 55.0663 | 55.0663 | 0 | #DIV/0! |  |  |  | 0 | 0 | 55.0663 | 55.0663 | 0 | #DIV/0! |  |  |  | 0 | 0 | 55.0663 | 55.0663 | 0 | #DIV/0!
[13 empty] | 56.5 | 56.5 | 29.6188 | -0.11145 | 0.85003 | 59.6924 | 59.6924 | 23.0407 | -82.5304 |  |  |  | -0.15761 | 1.2021 | 61.6218 | 61.6218 | 34.7652 | -82.5304 |  |  |  | 0 | 0 | 55.0663 | 55.0663 | 0 | #DIV/0! |  |  |  | 0 | 0 | 55.0663 | 55.0663 | 0 | #DIV/0! |  |  |  | 0 | 0 | 55.0663 | 55.0663 | 0 | #DIV/0!
[13 empty] | 56.6 | 56.6 | 29.8073 | -0.11316 | 0.8498 | 59.7638 | 59.7638 | 23.0994 | -82.4148 |  |  |  | -0.16004 | 1.2018 | 61.7236 | 61.7236 | 34.8536 | -82.4148 |  |  |  | 0 | 0 | 55.0663 | 55.0663 | 0 | #DIV/0! |  |  |  | 0 | 0 | 55.0663 | 55.0663 | 0 | #DIV/0! |  |  |  | 0 | 0 | 55.0663 | 55.0663 | 0 | #DIV/0!
[13 empty] | 56.7 | 56.7 | 29.9942 | -0.11488 | 0.84957 | 59.8353 | 59.8353 | 23.1573 | -82.2992 |  |  |  | -0.16246 | 1.2015 | 61.8254 | 61.8254 | 34.9399 | -82.2992 |  |  |  | 0 | 0 | 55.0663 | 55.0663 | 0 | #DIV/0! |  |  |  | 0 | 0 | 55.0663 | 55.0663 | 0 | #DIV/0! |  |  |  | 0 | 0 | 55.0663 | 55.0663 | 0 | #DIV/0!
[13 empty] | 56.8 | 56.8 | 30.1797 | -0.11659 | 0.84934 | 59.9067 | 59.9067 | 23.2146 | -82.1836 |  |  |  | -0.16489 | 1.2011 | 61.9273 | 61.9273 | 35.0244 | -82.1836 |  |  |  | 0 | 0 | 55.0663 | 55.0663 | 0 | #DIV/0! |  |  |  | 0 | 0 | 55.0663 | 55.0663 | 0 | #DIV/0! |  |  |  | 0 | 0 | 55.0663 | 55.0663 | 0 | #DIV/0!
[13 empty] | 56.9 | 56.9 | 30.3636 | -0.11831 | 0.8491 | 59.9782 | 59.9782 | 23.2712 | -82.0679 |  |  |  | -0.16731 | 1.2008 | 62.0293 | 62.0293 | 35.1069 | -82.0679 |  |  |  | 0 | 0 | 55.0663 | 55.0663 | 0 | #DIV/0! |  |  |  | 0 | 0 | 55.0663 | 55.0663 | 0 | #DIV/0! |  |  |  | 0 | 0 | 55.0663 | 55.0663 | 0 | #DIV/0!
[13 empty] | 57 | 57 | 30.5461 | -0.12002 | 0.84886 | 60.0497 | 60.0497 | 23.327 | -81.9522 |  |  |  | -0.16974 | 1.2005 | 62.1314 | 62.1314 | 35.1874 | -81.9522 |  |  |  | 0 | 0 | 55.0663 | 55.0663 | 0 | #DIV/0! |  |  |  | 0 | 0 | 55.0663 | 55.0663 | 0 | #DIV/0! |  |  |  | 0 | 0 | 55.0663 | 55.0663 | 0 | #DIV/0!
[13 empty] | 57.1 | 57.1 | 30.727 | -0.12174 | 0.84862 | 60.1212 | 60.1212 | 23.3822 | -81.8364 |  |  |  | -0.17216 | 1.2001 | 62.2334 | 62.2334 | 35.266 | -81.8364 |  |  |  | 0 | 0 | 55.0663 | 55.0663 | 0 | #DIV/0! |  |  |  | 0 | 0 | 55.0663 | 55.0663 | 0 | #DIV/0! |  |  |  | 0 | 0 | 55.0663 | 55.0663 | 0 | #DIV/0!
[13 empty] | 57.2 | 57.2 | 30.9065 | -0.12345 | 0.84837 | 60.1927 | 60.1927 | 23.4367 | -81.7206 |  |  |  | -0.17459 | 1.1998 | 62.3356 | 62.3356 | 35.3426 | -81.7206 |  |  |  | 0 | 0 | 55.0663 | 55.0663 | 0 | #DIV/0! |  |  |  | 0 | 0 | 55.0663 | 55.0663 | 0 | #DIV/0! |  |  |  | 0 | 0 | 55.0663 | 55.0663 | 0 | #DIV/0!
[13 empty] | 57.3 | 57.3 | 31.0844 | -0.12517 | 0.84812 | 60.2642 | 60.2642 | 23.4904 | -81.6048 |  |  |  | -0.17701 | 1.1994 | 62.4378 | 62.4378 | 35.4173 | -81.6048 |  |  |  | 0 | 0 | 55.0663 | 55.0663 | 0 | #DIV/0! |  |  |  | 0 | 0 | 55.0663 | 55.0663 | 0 | #DIV/0! |  |  |  | 0 | 0 | 55.0663 | 55.0663 | 0 | #DIV/0!
[13 empty] | 57.4 | 57.4 | 31.2607 | -0.12688 | 0.84786 | 60.3358 | 60.3358 | 23.5434 | -81.489 |  |  |  | -0.17944 | 1.1991 | 62.5401 | 62.5401 | 35.4899 | -81.489 |  |  |  | 0 | 0 | 55.0663 | 55.0663 | 0 | #DIV/0! |  |  |  | 0 | 0 | 55.0663 | 55.0663 | 0 | #DIV/0! |  |  |  | 0 | 0 | 55.0663 | 55.0663 | 0 | #DIV/0!
[13 empty] | 57.5 | 57.5 | 31.4355 | -0.1286 | 0.8476 | 60.4073 | 60.4073 | 23.5957 | -81.3731 |  |  |  | -0.18186 | 1.1987 | 62.6425 | 62.6425 | 35.5606 | -81.3731 |  |  |  | 0 | 0 | 55.0663 | 55.0663 | 0 | #DIV/0! |  |  |  | 0 | 0 | 55.0663 | 55.0663 | 0 | #DIV/0! |  |  |  | 0 | 0 | 55.0663 | 55.0663 | 0 | #DIV/0!
[13 empty] | 57.6 | 57.6 | 31.6088 | -0.13031 | 0.84734 | 60.4789 | 60.4789 | 23.6473 | -81.2572 |  |  |  | -0.18429 | 1.1983 | 62.7449 | 62.7449 | 35.6293 | -81.2572 |  |  |  | 0 | 0 | 55.0663 | 55.0663 | 0 | #DIV/0! |  |  |  | 0 | 0 | 55.0663 | 55.0663 | 0 | #DIV/0! |  |  |  | 0 | 0 | 55.0663 | 55.0663 | 0 | #DIV/0!
[13 empty] | 57.7 | 57.7 | 31.7805 | -0.13202 | 0.84708 | 60.5505 | 60.5505 | 23.6982 | -81.1412 |  |  |  | -0.18671 | 1.1979 | 62.8474 | 62.8474 | 35.696 | -81.1412 |  |  |  | 0 | 0 | 55.0663 | 55.0663 | 0 | #DIV/0! |  |  |  | 0 | 0 | 55.0663 | 55.0663 | 0 | #DIV/0! |  |  |  | 0 | 0 | 55.0663 | 55.0663 | 0 | #DIV/0!
[13 empty] | 57.8 | 57.8 | 31.9506 | -0.13374 | 0.84681 | 60.6222 | 60.6222 | 23.7483 | -81.0252 |  |  |  | -0.18914 | 1.1976 | 62.9499 | 62.9499 | 35.7607 | -81.0252 |  |  |  | 0 | 0 | 55.0663 | 55.0663 | 0 | #DIV/0! |  |  |  | 0 | 0 | 55.0663 | 55.0663 | 0 | #DIV/0! |  |  |  | 0 | 0 | 55.0663 | 55.0663 | 0 | #DIV/0!
[13 empty] | 57.9 | 57.9 | 32.1191 | -0.13545 | 0.84654 | 60.6938 | 60.6938 | 23.7977 | -80.9092 |  |  |  | -0.19156 | 1.1972 | 63.0526 | 63.0526 | 35.8234 | -80.9092 |  |  |  | 0 | 0 | 55.0663 | 55.0663 | 0 | #DIV/0! |  |  |  | 0 | 0 | 55.0663 | 55.0663 | 0 | #DIV/0! |  |  |  | 0 | 0 | 55.0663 | 55.0663 | 0 | #DIV/0!
[13 empty] | 58 | 58 | 32.2861 | -0.13717 | 0.84626 | 60.7655 | 60.7655 | 23.8464 | -80.7931 |  |  |  | -0.19399 | 1.1968 | 63.1553 | 63.1553 | 35.8841 | -80.7931 |  |  |  | 0 | 0 | 55.0663 | 55.0663 | 0 | #DIV/0! |  |  |  | 0 | 0 | 55.0663 | 55.0663 | 0 | #DIV/0! |  |  |  | 0 | 0 | 55.0663 | 55.0663 | 0 | #DIV/0!
[13 empty] | 58.1 | 58.1 | 32.4514 | -0.13888 | 0.84598 | 60.8372 | 60.8372 | 23.8944 | -80.677 |  |  |  | -0.19641 | 1.1964 | 63.2581 | 63.2581 | 35.9427 | -80.677 |  |  |  | 0 | 0 | 55.0663 | 55.0663 | 0 | #DIV/0! |  |  |  | 0 | 0 | 55.0663 | 55.0663 | 0 | #DIV/0! |  |  |  | 0 | 0 | 55.0663 | 55.0663 | 0 | #DIV/0!
[13 empty] | 58.2 | 58.2 | 32.6152 | -0.1406 | 0.8457 | 60.9089 | 60.9089 | 23.9416 | -80.5609 |  |  |  | -0.19884 | 1.196 | 63.3609 | 63.3609 | 35.9994 | -80.5609 |  |  |  | 0 | 0 | 55.0663 | 55.0663 | 0 | #DIV/0! |  |  |  | 0 | 0 | 55.0663 | 55.0663 | 0 | #DIV/0! |  |  |  | 0 | 0 | 55.0663 | 55.0663 | 0 | #DIV/0!
[13 empty] | 58.3 | 58.3 | 32.7773 | -0.14231 | 0.84541 | 60.9806 | 60.9806 | 23.9881 | -80.4447 |  |  |  | -0.20126 | 1.1956 | 63.4639 | 63.4639 | 36.054 | -80.4447 |  |  |  | 0 | 0 | 55.0663 | 55.0663 | 0 | #DIV/0! |  |  |  | 0 | 0 | 55.0663 | 55.0663 | 0 | #DIV/0! |  |  |  | 0 | 0 | 55.0663 | 55.0663 | 0 | #DIV/0!
[13 empty] | 58.4 | 58.4 | 32.9378 | -0.14403 | 0.84512 | 61.0523 | 61.0523 | 24.0339 | -80.3284 |  |  |  | -0.20368 | 1.1952 | 63.5669 | 63.5669 | 36.1065 | -80.3284 |  |  |  | 0 | 0 | 55.0663 | 55.0663 | 0 | #DIV/0! |  |  |  | 0 | 0 | 55.0663 | 55.0663 | 0 | #DIV/0! |  |  |  | 0 | 0 | 55.0663 | 55.0663 | 0 | #DIV/0!
[13 empty] | 58.5 | 58.5 | 33.0967 | -0.14574 | 0.84482 | 61.1241 | 61.1241 | 24.079 | -80.2122 |  |  |  | -0.20611 | 1.1948 | 63.67 | 63.67 | 36.157 | -80.2122 |  |  |  | 0 | 0 | 55.0663 | 55.0663 | 0 | #DIV/0! |  |  |  | 0 | 0 | 55.0663 | 55.0663 | 0 | #DIV/0! |  |  |  | 0 | 0 | 55.0663 | 55.0663 | 0 | #DIV/0!
[13 empty] | 58.6 | 58.6 | 33.2539 | -0.14746 | 0.84453 | 61.1959 | 61.1959 | 24.1233 | -80.0959 |  |  |  | -0.20853 | 1.1943 | 63.7732 | 63.7732 | 36.2055 | -80.0959 |  |  |  | 0 | 0 | 55.0663 | 55.0663 | 0 | #DIV/0! |  |  |  | 0 | 0 | 55.0663 | 55.0663 | 0 | #DIV/0! |  |  |  | 0 | 0 | 55.0663 | 55.0663 | 0 | #DIV/0!
[13 empty] | 58.7 | 58.7 | 33.4095 | -0.14917 | 0.84423 | 61.2678 | 61.2678 | 24.1668 | -79.9795 |  |  |  | -0.21096 | 1.1939 | 63.8765 | 63.8765 | 36.2519 | -79.9795 |  |  |  | 0 | 0 | 55.0663 | 55.0663 | 0 | #DIV/0! |  |  |  | 0 | 0 | 55.0663 | 55.0663 | 0 | #DIV/0! |  |  |  | 0 | 0 | 55.0663 | 55.0663 | 0 | #DIV/0!
[13 empty] | 58.8 | 58.8 | 33.5634 | -0.15089 | 0.84392 | 61.3396 | 61.3396 | 24.2097 | -79.8631 |  |  |  | -0.21338 | 1.1935 | 63.9799 | 63.9799 | 36.2962 | -79.8631 |  |  |  | 0 | 0 | 55.0663 | 55.0663 | 0 | #DIV/0! |  |  |  | 0 | 0 | 55.0663 | 55.0663 | 0 | #DIV/0! |  |  |  | 0 | 0 | 55.0663 | 55.0663 | 0 | #DIV/0!
[13 empty] | 58.9 | 58.9 | 33.7157 | -0.1526 | 0.84361 | 61.4115 | 61.4115 | 24.2517 | -79.7467 |  |  |  | -0.21581 | 1.193 | 64.0833 | 64.0833 | 36.3385 | -79.7467 |  |  |  | 0 | 0 | 55.0663 | 55.0663 | 0 | #DIV/0! |  |  |  | 0 | 0 | 55.0663 | 55.0663 | 0 | #DIV/0! |  |  |  | 0 | 0 | 55.0663 | 55.0663 | 0 | #DIV/0!
[13 empty] | 59 | 59 | 33.8663 | -0.15431 | 0.8433 | 61.4834 | 61.4834 | 24.2931 | -79.6302 |  |  |  | -0.21823 | 1.1926 | 64.1869 | 64.1869 | 36.3787 | -79.6302 |  |  |  | 0 | 0 | 55.0663 | 55.0663 | 0 | #DIV/0! |  |  |  | 0 | 0 | 55.0663 | 55.0663 | 0 | #DIV/0! |  |  |  | 0 | 0 | 55.0663 | 55.0663 | 0 | #DIV/0!
[13 empty] | 59.1 | 59.1 | 34.0152 | -0.15603 | 0.84299 | 61.5553 | 61.5553 | 24.3337 | -79.5137 |  |  |  | -0.22066 | 1.1922 | 64.2905 | 64.2905 | 36.4168 | -79.5137 |  |  |  | 0 | 0 | 55.0663 | 55.0663 | 0 | #DIV/0! |  |  |  | 0 | 0 | 55.0663 | 55.0663 | 0 | #DIV/0! |  |  |  | 0 | 0 | 55.0663 | 55.0663 | 0 | #DIV/0!
[13 empty] | 59.2 | 59.2 | 34.1625 | -0.15774 | 0.84267 | 61.6273 | 61.6273 | 24.3735 | -79.3972 |  |  |  | -0.22308 | 1.1917 | 64.3943 | 64.3943 | 36.4529 | -79.3972 |  |  |  | 0 | 0 | 55.0663 | 55.0663 | 0 | #DIV/0! |  |  |  | 0 | 0 | 55.0663 | 55.0663 | 0 | #DIV/0! |  |  |  | 0 | 0 | 55.0663 | 55.0663 | 0 | #DIV/0!
[13 empty] | 59.3 | 59.3 | 34.308 | -0.15946 | 0.84234 | 61.6992 | 61.6992 | 24.4126 | -79.2806 |  |  |  | -0.22551 | 1.1913 | 64.4981 | 64.4981 | 36.4868 | -79.2806 |  |  |  | 0 | 0 | 55.0663 | 55.0663 | 0 | #DIV/0! |  |  |  | 0 | 0 | 55.0663 | 55.0663 | 0 | #DIV/0! |  |  |  | 0 | 0 | 55.0663 | 55.0663 | 0 | #DIV/0!
[13 empty] | 59.4 | 59.4 | 34.4519 | -0.16117 | 0.84202 | 61.7712 | 61.7712 | 24.451 | -79.1639 |  |  |  | -0.22793 | 1.1908 | 64.602 | 64.602 | 36.5186 | -79.1639 |  |  |  | 0 | 0 | 55.0663 | 55.0663 | 0 | #DIV/0! |  |  |  | 0 | 0 | 55.0663 | 55.0663 | 0 | #DIV/0! |  |  |  | 0 | 0 | 55.0663 | 55.0663 | 0 | #DIV/0!
[13 empty] | 59.5 | 59.5 | 34.594 | -0.16289 | 0.84169 | 61.8433 | 61.8433 | 24.4886 | -79.0472 |  |  |  | -0.23036 | 1.1903 | 64.706 | 64.706 | 36.5484 | -79.0472 |  |  |  | 0 | 0 | 55.0663 | 55.0663 | 0 | #DIV/0! |  |  |  | 0 | 0 | 55.0663 | 55.0663 | 0 | #DIV/0! |  |  |  | 0 | 0 | 55.0663 | 55.0663 | 0 | #DIV/0!
[13 empty] | 59.6 | 59.6 | 34.7344 | -0.1646 | 0.84135 | 61.9153 | 61.9153 | 24.5254 | -78.9305 |  |  |  | -0.23278 | 1.1899 | 64.8102 | 64.8102 | 36.576 | -78.9305 |  |  |  | 0 | 0 | 55.0663 | 55.0663 | 0 | #DIV/0! |  |  |  | 0 | 0 | 55.0663 | 55.0663 | 0 | #DIV/0! |  |  |  | 0 | 0 | 55.0663 | 55.0663 | 0 | #DIV/0!
[13 empty] | 59.7 | 59.7 | 34.8732 | -0.16632 | 0.84102 | 61.9874 | 61.9874 | 24.5615 | -78.8137 |  |  |  | -0.23521 | 1.1894 | 64.9144 | 64.9144 | 36.6015 | -78.8137 |  |  |  | 0 | 0 | 55.0663 | 55.0663 | 0 | #DIV/0! |  |  |  | 0 | 0 | 55.0663 | 55.0663 | 0 | #DIV/0! |  |  |  | 0 | 0 | 55.0663 | 55.0663 | 0 | #DIV/0!
[13 empty] | 59.8 | 59.8 | 35.0102 | -0.16803 | 0.84068 | 62.0596 | 62.0596 | 24.5969 | -78.6969 |  |  |  | -0.23763 | 1.1889 | 65.0187 | 65.0187 | 36.6249 | -78.6969 |  |  |  | 0 | 0 | 55.0663 | 55.0663 | 0 | #DIV/0! |  |  |  | 0 | 0 | 55.0663 | 55.0663 | 0 | #DIV/0! |  |  |  | 0 | 0 | 55.0663 | 55.0663 | 0 | #DIV/0!
[13 empty] | 59.9 | 59.9 | 35.1454 | -0.16975 | 0.84033 | 62.1317 | 62.1317 | 24.6315 | -78.58 |  |  |  | -0.24006 | 1.1884 | 65.1232 | 65.1232 | 36.6462 | -78.58 |  |  |  | 0 | 0 | 55.0663 | 55.0663 | 0 | #DIV/0! |  |  |  | 0 | 0 | 55.0663 | 55.0663 | 0 | #DIV/0! |  |  |  | 0 | 0 | 55.0663 | 55.0663 | 0 | #DIV/0!
[13 empty] | 60 | 60 | 35.2789 | -0.17146 | 0.83998 | 62.2039 | 62.2039 | 24.6653 | -78.463 |  |  |  | -0.24248 | 1.1879 | 65.2277 | 65.2277 | 36.6653 | -78.463 |  |  |  | 0 | 0 | 55.0663 | 55.0663 | 0 | #DIV/0! |  |  |  | 0 | 0 | 55.0663 | 55.0663 | 0 | #DIV/0! |  |  |  | 0 | 0 | 55.0663 | 55.0663 | 0 | #DIV/0!
[13 empty] | 60.1 | 60.1 | 35.4107 | -0.17318 | 0.83963 | 62.2761 | 62.2761 | 24.6983 | -78.3461 |  |  |  | -0.24491 | 1.1874 | 65.3323 | 65.3323 | 36.6823 | -78.3461 |  |  |  | 0 | 0 | 55.0663 | 55.0663 | 0 | #DIV/0! |  |  |  | 0 | 0 | 55.0663 | 55.0663 | 0 | #DIV/0! |  |  |  | 0 | 0 | 55.0663 | 55.0663 | 0 | #DIV/0!
[13 empty] | 60.2 | 60.2 | 35.5407 | -0.17489 | 0.83928 | 62.3484 | 62.3484 | 24.7306 | -78.229 |  |  |  | -0.24733 | 1.1869 | 65.4371 | 65.4371 | 36.6972 | -78.229 |  |  |  | 0 | 0 | 55.0663 | 55.0663 | 0 | #DIV/0! |  |  |  | 0 | 0 | 55.0663 | 55.0663 | 0 | #DIV/0! |  |  |  | 0 | 0 | 55.0663 | 55.0663 | 0 | #DIV/0!
[13 empty] | 60.3 | 60.3 | 35.669 | -0.1766 | 0.83892 | 62.4206 | 62.4206 | 24.7622 | -78.112 |  |  |  | -0.24976 | 1.1864 | 65.542 | 65.542 | 36.7099 | -78.112 |  |  |  | 0 | 0 | 55.0663 | 55.0663 | 0 | #DIV/0! |  |  |  | 0 | 0 | 55.0663 | 55.0663 | 0 | #DIV/0! |  |  |  | 0 | 0 | 55.0663 | 55.0663 | 0 | #DIV/0!
[13 empty] | 60.4 | 60.4 | 35.7955 | -0.17832 | 0.83855 | 62.493 | 62.493 | 24.7929 | -77.9948 |  |  |  | -0.25218 | 1.1859 | 65.6469 | 65.6469 | 36.7204 | -77.9948 |  |  |  | 0 | 0 | 55.0663 | 55.0663 | 0 | #DIV/0! |  |  |  | 0 | 0 | 55.0663 | 55.0663 | 0 | #DIV/0! |  |  |  | 0 | 0 | 55.0663 | 55.0663 | 0 | #DIV/0!
[13 empty] | 60.5 | 60.5 | 35.9202 | -0.18003 | 0.83819 | 62.5653 | 62.5653 | 24.8229 | -77.8776 |  |  |  | -0.25461 | 1.1854 | 65.752 | 65.752 | 36.7288 | -77.8776 |  |  |  | 0 | 0 | 55.0663 | 55.0663 | 0 | #DIV/0! |  |  |  | 0 | 0 | 55.0663 | 55.0663 | 0 | #DIV/0! |  |  |  | 0 | 0 | 55.0663 | 55.0663 | 0 | #DIV/0!
[13 empty] | 60.6 | 60.6 | 36.0431 | -0.18175 | 0.83782 | 62.6377 | 62.6377 | 24.8522 | -77.7604 |  |  |  | -0.25703 | 1.1849 | 65.8572 | 65.8572 | 36.735 | -77.7604 |  |  |  | 0 | 0 | 55.0663 | 55.0663 | 0 | #DIV/0! |  |  |  | 0 | 0 | 55.0663 | 55.0663 | 0 | #DIV/0! |  |  |  | 0 | 0 | 55.0663 | 55.0663 | 0 | #DIV/0!
[13 empty] | 60.7 | 60.7 | 36.1643 | -0.18346 | 0.83744 | 62.7101 | 62.7101 | 24.8806 | -77.6431 |  |  |  | -0.25946 | 1.1843 | 65.9626 | 65.9626 | 36.739 | -77.6431 |  |  |  | 0 | 0 | 55.0663 | 55.0663 | 0 | #DIV/0! |  |  |  | 0 | 0 | 55.0663 | 55.0663 | 0 | #DIV/0! |  |  |  | 0 | 0 | 55.0663 | 55.0663 | 0 | #DIV/0!
[13 empty] | 60.8 | 60.8 | 36.2836 | -0.18518 | 0.83707 | 62.7825 | 62.7825 | 24.9083 | -77.5258 |  |  |  | -0.26188 | 1.1838 | 66.068 | 66.068 | 36.7409 | -77.5258 |  |  |  | 0 | 0 | 55.0663 | 55.0663 | 0 | #DIV/0! |  |  |  | 0 | 0 | 55.0663 | 55.0663 | 0 | #DIV/0! |  |  |  | 0 | 0 | 55.0663 | 55.0663 | 0 | #DIV/0!
[13 empty] | 60.9 | 60.9 | 36.4012 | -0.18689 | 0.83668 | 62.855 | 62.855 | 24.9352 | -77.4084 |  |  |  | -0.26431 | 1.1833 | 66.1735 | 66.1735 | 36.7406 | -77.4084 |  |  |  | 0 | 0 | 55.0663 | 55.0663 | 0 | #DIV/0! |  |  |  | 0 | 0 | 55.0663 | 55.0663 | 0 | #DIV/0! |  |  |  | 0 | 0 | 55.0663 | 55.0663 | 0 | #DIV/0!
[13 empty] | 61 | 61 | 36.517 | -0.18861 | 0.8363 | 62.9275 | 62.9275 | 24.9614 | -77.291 |  |  |  | -0.26673 | 1.1827 | 66.2792 | 66.2792 | 36.7381 | -77.291 |  |  |  | 0 | 0 | 55.0663 | 55.0663 | 0 | #DIV/0! |  |  |  | 0 | 0 | 55.0663 | 55.0663 | 0 | #DIV/0! |  |  |  | 0 | 0 | 55.0663 | 55.0663 | 0 | #DIV/0!
[13 empty] | 61.1 | 61.1 | 36.6309 | -0.19032 | 0.83591 | 63.0001 | 63.0001 | 24.9867 | -77.1735 |  |  |  | -0.26916 | 1.1822 | 66.385 | 66.385 | 36.7334 | -77.1735 |  |  |  | 0 | 0 | 55.0663 | 55.0663 | 0 | #DIV/0! |  |  |  | 0 | 0 | 55.0663 | 55.0663 | 0 | #DIV/0! |  |  |  | 0 | 0 | 55.0663 | 55.0663 | 0 | #DIV/0!
[13 empty] | 61.2 | 61.2 | 36.7431 | -0.19204 | 0.83552 | 63.0727 | 63.0727 | 25.0113 | -77.0559 |  |  |  | -0.27158 | 1.1816 | 66.491 | 66.491 | 36.7265 | -77.0559 |  |  |  | 0 | 0 | 55.0663 | 55.0663 | 0 | #DIV/0! |  |  |  | 0 | 0 | 55.0663 | 55.0663 | 0 | #DIV/0! |  |  |  | 0 | 0 | 55.0663 | 55.0663 | 0 | #DIV/0!
[13 empty] | 61.3 | 61.3 | 36.8534 | -0.19375 | 0.83512 | 63.1453 | 63.1453 | 25.0351 | -76.9383 |  |  |  | -0.274 | 1.181 | 66.597 | 66.597 | 36.7174 | -76.9383 |  |  |  | 0 | 0 | 55.0663 | 55.0663 | 0 | #DIV/0! |  |  |  | 0 | 0 | 55.0663 | 55.0663 | 0 | #DIV/0! |  |  |  | 0 | 0 | 55.0663 | 55.0663 | 0 | #DIV/0!
[13 empty] | 61.4 | 61.4 | 36.9619 | -0.19547 | 0.83472 | 63.218 | 63.218 | 25.0582 | -76.8206 |  |  |  | -0.27643 | 1.1805 | 66.7032 | 66.7032 | 36.7061 | -76.8206 |  |  |  | 0 | 0 | 55.0663 | 55.0663 | 0 | #DIV/0! |  |  |  | 0 | 0 | 55.0663 | 55.0663 | 0 | #DIV/0! |  |  |  | 0 | 0 | 55.0663 | 55.0663 | 0 | #DIV/0!
[13 empty] | 61.5 | 61.5 | 37.0686 | -0.19718 | 0.83432 | 63.2907 | 63.2907 | 25.0804 | -76.7029 |  |  |  | -0.27885 | 1.1799 | 66.8095 | 66.8095 | 36.6926 | -76.7029 |  |  |  | 0 | 0 | 55.0663 | 55.0663 | 0 | #DIV/0! |  |  |  | 0 | 0 | 55.0663 | 55.0663 | 0 | #DIV/0! |  |  |  | 0 | 0 | 55.0663 | 55.0663 | 0 | #DIV/0!
[13 empty] | 61.6 | 61.6 | 37.1734 | -0.19889 | 0.83391 | 63.3635 | 63.3635 | 25.1019 | -76.5852 |  |  |  | -0.28128 | 1.1793 | 66.9159 | 66.9159 | 36.6769 | -76.5852 |  |  |  | 0 | 0 | 55.0663 | 55.0663 | 0 | #DIV/0! |  |  |  | 0 | 0 | 55.0663 | 55.0663 | 0 | #DIV/0! |  |  |  | 0 | 0 | 55.0663 | 55.0663 | 0 | #DIV/0!
[13 empty] | 61.7 | 61.7 | 37.2764 | -0.20061 | 0.8335 | 63.4362 | 63.4362 | 25.1225 | -76.4673 |  |  |  | -0.2837 | 1.1788 | 67.0225 | 67.0225 | 36.6589 | -76.4673 |  |  |  | 0 | 0 | 55.0663 | 55.0663 | 0 | #DIV/0! |  |  |  | 0 | 0 | 55.0663 | 55.0663 | 0 | #DIV/0! |  |  |  | 0 | 0 | 55.0663 | 55.0663 | 0 | #DIV/0!
[13 empty] | 61.8 | 61.8 | 37.3776 | -0.20232 | 0.83309 | 63.5091 | 63.5091 | 25.1424 | -76.3494 |  |  |  | -0.28613 | 1.1782 | 67.1292 | 67.1292 | 36.6387 | -76.3494 |  |  |  | 0 | 0 | 55.0663 | 55.0663 | 0 | #DIV/0! |  |  |  | 0 | 0 | 55.0663 | 55.0663 | 0 | #DIV/0! |  |  |  | 0 | 0 | 55.0663 | 55.0663 | 0 | #DIV/0!
[13 empty] | 61.9 | 61.9 | 37.4769 | -0.20404 | 0.83267 | 63.5819 | 63.5819 | 25.1615 | -76.2315 |  |  |  | -0.28855 | 1.1776 | 67.236 | 67.236 | 36.6163 | -76.2315 |  |  |  | 0 | 0 | 55.0663 | 55.0663 | 0 | #DIV/0! |  |  |  | 0 | 0 | 55.0663 | 55.0663 | 0 | #DIV/0! |  |  |  | 0 | 0 | 55.0663 | 55.0663 | 0 | #DIV/0!
[13 empty] | 62 | 62 | 37.5743 | -0.20575 | 0.83225 | 63.6549 | 63.6549 | 25.1799 | -76.1135 |  |  |  | -0.29098 | 1.177 | 67.343 | 67.343 | 36.5917 | -76.1135 |  |  |  | 0 | 0 | 55.0663 | 55.0663 | 0 | #DIV/0! |  |  |  | 0 | 0 | 55.0663 | 55.0663 | 0 | #DIV/0! |  |  |  | 0 | 0 | 55.0663 | 55.0663 | 0 | #DIV/0!
[13 empty] | 62.1 | 62.1 | 37.6699 | -0.20747 | 0.83182 | 63.7278 | 63.7278 | 25.1974 | -75.9954 |  |  |  | -0.2934 | 1.1764 | 67.4501 | 67.4501 | 36.5648 | -75.9954 |  |  |  | 0 | 0 | 55.0663 | 55.0663 | 0 | #DIV/0! |  |  |  | 0 | 0 | 55.0663 | 55.0663 | 0 | #DIV/0! |  |  |  | 0 | 0 | 55.0663 | 55.0663 | 0 | #DIV/0!
[13 empty] | 62.2 | 62.2 | 37.7636 | -0.20918 | 0.83139 | 63.8008 | 63.8008 | 25.2141 | -75.8773 |  |  |  | -0.29583 | 1.1758 | 67.5573 | 67.5573 | 36.5356 | -75.8773 |  |  |  | 0 | 0 | 55.0663 | 55.0663 | 0 | #DIV/0! |  |  |  | 0 | 0 | 55.0663 | 55.0663 | 0 | #DIV/0! |  |  |  | 0 | 0 | 55.0663 | 55.0663 | 0 | #DIV/0!
[13 empty] | 62.3 | 62.3 | 37.8555 | -0.2109 | 0.83096 | 63.8738 | 63.8738 | 25.2301 | -75.7591 |  |  |  | -0.29825 | 1.1752 | 67.6647 | 67.6647 | 36.5042 | -75.7591 |  |  |  | 0 | 0 | 55.0663 | 55.0663 | 0 | #DIV/0! |  |  |  | 0 | 0 | 55.0663 | 55.0663 | 0 | #DIV/0! |  |  |  | 0 | 0 | 55.0663 | 55.0663 | 0 | #DIV/0!
[13 empty] | 62.4 | 62.4 | 37.9455 | -0.21261 | 0.83052 | 63.9469 | 63.9469 | 25.2452 | -75.6408 |  |  |  | -0.30068 | 1.1745 | 67.7722 | 67.7722 | 36.4706 | -75.6408 |  |  |  | 0 | 0 | 55.0663 | 55.0663 | 0 | #DIV/0! |  |  |  | 0 | 0 | 55.0663 | 55.0663 | 0 | #DIV/0! |  |  |  | 0 | 0 | 55.0663 | 55.0663 | 0 | #DIV/0!
[13 empty] | 62.5 | 62.5 | 38.0336 | -0.21433 | 0.83008 | 64.02 | 64.02 | 25.2596 | -75.5225 |  |  |  | -0.3031 | 1.1739 | 67.8799 | 67.8799 | 36.4347 | -75.5225 |  |  |  | 0 | 0 | 55.0663 | 55.0663 | 0 | #DIV/0! |  |  |  | 0 | 0 | 55.0663 | 55.0663 | 0 | #DIV/0! |  |  |  | 0 | 0 | 55.0663 | 55.0663 | 0 | #DIV/0!
[13 empty] | 62.6 | 62.6 | 38.1198 | -0.21604 | 0.82964 | 64.0932 | 64.0932 | 25.2731 | -75.4041 |  |  |  | -0.30553 | 1.1733 | 67.9877 | 67.9877 | 36.3965 | -75.4041 |  |  |  | 0 | 0 | 55.0663 | 55.0663 | 0 | #DIV/0! |  |  |  | 0 | 0 | 55.0663 | 55.0663 | 0 | #DIV/0! |  |  |  | 0 | 0 | 55.0663 | 55.0663 | 0 | #DIV/0!
[13 empty] | 62.7 | 62.7 | 38.2041 | -0.21776 | 0.82919 | 64.1664 | 64.1664 | 25.2859 | -75.2857 |  |  |  | -0.30795 | 1.1726 | 68.0956 | 68.0956 | 36.3561 | -75.2857 |  |  |  | 0 | 0 | 55.0663 | 55.0663 | 0 | #DIV/0! |  |  |  | 0 | 0 | 55.0663 | 55.0663 | 0 | #DIV/0! |  |  |  | 0 | 0 | 55.0663 | 55.0663 | 0 | #DIV/0!
[13 empty] | 62.8 | 62.8 | 38.2865 | -0.21947 | 0.82874 | 64.2397 | 64.2397 | 25.2978 | -75.1672 |  |  |  | -0.31038 | 1.172 | 68.2037 | 68.2037 | 36.3134 | -75.1672 |  |  |  | 0 | 0 | 55.0663 | 55.0663 | 0 | #DIV/0! |  |  |  | 0 | 0 | 55.0663 | 55.0663 | 0 | #DIV/0! |  |  |  | 0 | 0 | 55.0663 | 55.0663 | 0 | #DIV/0!
[13 empty] | 62.9 | 62.9 | 38.3671 | -0.22118 | 0.82828 | 64.313 | 64.313 | 25.309 | -75.0486 |  |  |  | -0.3128 | 1.1714 | 68.312 | 68.312 | 36.2684 | -75.0486 |  |  |  | 0 | 0 | 55.0663 | 55.0663 | 0 | #DIV/0! |  |  |  | 0 | 0 | 55.0663 | 55.0663 | 0 | #DIV/0! |  |  |  | 0 | 0 | 55.0663 | 55.0663 | 0 | #DIV/0!
[13 empty] | 63 | 63 | 38.4457 | -0.2229 | 0.82782 | 64.3864 | 64.3864 | 25.3193 | -74.9299 |  |  |  | -0.31523 | 1.1707 | 68.4204 | 68.4204 | 36.2211 | -74.9299 |  |  |  | 0 | 0 | 55.0663 | 55.0663 | 0 | #DIV/0! |  |  |  | 0 | 0 | 55.0663 | 55.0663 | 0 | #DIV/0! |  |  |  | 0 | 0 | 55.0663 | 55.0663 | 0 | #DIV/0!
[13 empty] | 63.1 | 63.1 | 38.5225 | -0.22461 | 0.82736 | 64.4598 | 64.4598 | 25.3289 | -74.8112 |  |  |  | -0.31765 | 1.1701 | 68.5289 | 68.5289 | 36.1716 | -74.8112 |  |  |  | 0 | 0 | 55.0663 | 55.0663 | 0 | #DIV/0! |  |  |  | 0 | 0 | 55.0663 | 55.0663 | 0 | #DIV/0! |  |  |  | 0 | 0 | 55.0663 | 55.0663 | 0 | #DIV/0!
[13 empty] | 63.2 | 63.2 | 38.5973 | -0.22633 | 0.82689 | 64.5332 | 64.5332 | 25.3376 | -74.6925 |  |  |  | -0.32008 | 1.1694 | 68.6376 | 68.6376 | 36.1197 | -74.6925 |  |  |  | 0 | 0 | 55.0663 | 55.0663 | 0 | #DIV/0! |  |  |  | 0 | 0 | 55.0663 | 55.0663 | 0 | #DIV/0! |  |  |  | 0 | 0 | 55.0663 | 55.0663 | 0 | #DIV/0!
[13 empty] | 63.3 | 63.3 | 38.6702 | -0.22804 | 0.82642 | 64.6067 | 64.6067 | 25.3456 | -74.5736 |  |  |  | -0.3225 | 1.1687 | 68.7464 | 68.7464 | 36.0656 | -74.5736 |  |  |  | 0 | 0 | 55.0663 | 55.0663 | 0 | #DIV/0! |  |  |  | 0 | 0 | 55.0663 | 55.0663 | 0 | #DIV/0! |  |  |  | 0 | 0 | 55.0663 | 55.0663 | 0 | #DIV/0!
[13 empty] | 63.4 | 63.4 | 38.7412 | -0.22976 | 0.82594 | 64.6803 | 64.6803 | 25.3527 | -74.4547 |  |  |  | -0.32493 | 1.1681 | 68.8554 | 68.8554 | 36.0092 | -74.4547 |  |  |  | 0 | 0 | 55.0663 | 55.0663 | 0 | #DIV/0! |  |  |  | 0 | 0 | 55.0663 | 55.0663 | 0 | #DIV/0! |  |  |  | 0 | 0 | 55.0663 | 55.0663 | 0 | #DIV/0!
[13 empty] | 63.5 | 63.5 | 38.8103 | -0.23147 | 0.82546 | 64.7539 | 64.7539 | 25.3591 | -74.3357 |  |  |  | -0.32735 | 1.1674 | 68.9646 | 68.9646 | 35.9504 | -74.3357 |  |  |  | 0 | 0 | 55.0663 | 55.0663 | 0 | #DIV/0! |  |  |  | 0 | 0 | 55.0663 | 55.0663 | 0 | #DIV/0! |  |  |  | 0 | 0 | 55.0663 | 55.0663 | 0 | #DIV/0!
[13 empty] | 63.6 | 63.6 | 38.8775 | -0.23319 | 0.82498 | 64.8275 | 64.8275 | 25.3646 | -74.2167 |  |  |  | -0.32978 | 1.1667 | 69.0739 | 69.0739 | 35.8894 | -74.2167 |  |  |  | 0 | 0 | 55.0663 | 55.0663 | 0 | #DIV/0! |  |  |  | 0 | 0 | 55.0663 | 55.0663 | 0 | #DIV/0! |  |  |  | 0 | 0 | 55.0663 | 55.0663 | 0 | #DIV/0!
[13 empty] | 63.7 | 63.7 | 38.9427 | -0.2349 | 0.82449 | 64.9012 | 64.9012 | 25.3693 | -74.0976 |  |  |  | -0.3322 | 1.166 | 69.1833 | 69.1833 | 35.8261 | -74.0976 |  |  |  | 0 | 0 | 55.0663 | 55.0663 | 0 | #DIV/0! |  |  |  | 0 | 0 | 55.0663 | 55.0663 | 0 | #DIV/0! |  |  |  | 0 | 0 | 55.0663 | 55.0663 | 0 | #DIV/0!
[13 empty] | 63.8 | 63.8 | 39.006 | -0.23662 | 0.824 | 64.975 | 64.975 | 25.3732 | -73.9784 |  |  |  | -0.33463 | 1.1653 | 69.2929 | 69.2929 | 35.7605 | -73.9784 |  |  |  | 0 | 0 | 55.0663 | 55.0663 | 0 | #DIV/0! |  |  |  | 0 | 0 | 55.0663 | 55.0663 | 0 | #DIV/0! |  |  |  | 0 | 0 | 55.0663 | 55.0663 | 0 | #DIV/0!
[13 empty] | 63.9 | 63.9 | 39.0674 | -0.23833 | 0.82351 | 65.0488 | 65.0488 | 25.3763 | -73.8591 |  |  |  | -0.33705 | 1.1646 | 69.4027 | 69.4027 | 35.6925 | -73.8591 |  |  |  | 0 | 0 | 55.0663 | 55.0663 | 0 | #DIV/0! |  |  |  | 0 | 0 | 55.0663 | 55.0663 | 0 | #DIV/0! |  |  |  | 0 | 0 | 55.0663 | 55.0663 | 0 | #DIV/0!
[13 empty] | 64 | 64 | 39.1269 | -0.24005 | 0.82301 | 65.1226 | 65.1226 | 25.3786 | -73.7398 |  |  |  | -0.33947 | 1.1639 | 69.5127 | 69.5127 | 35.6223 | -73.7398 |  |  |  | 0 | 0 | 55.0663 | 55.0663 | 0 | #DIV/0! |  |  |  | 0 | 0 | 55.0663 | 55.0663 | 0 | #DIV/0! |  |  |  | 0 | 0 | 55.0663 | 55.0663 | 0 | #DIV/0!
[13 empty] | 64.1 | 64.1 | 39.1844 | -0.24176 | 0.82251 | 65.1965 | 65.1965 | 25.38 | -73.6204 |  |  |  | -0.3419 | 1.1632 | 69.6228 | 69.6228 | 35.5497 | -73.6204 |  |  |  | 0 | 0 | 55.0663 | 55.0663 | 0 | #DIV/0! |  |  |  | 0 | 0 | 55.0663 | 55.0663 | 0 | #DIV/0! |  |  |  | 0 | 0 | 55.0663 | 55.0663 | 0 | #DIV/0!
[13 empty] | 64.2 | 64.2 | 39.24 | -0.24347 | 0.822 | 65.2705 | 65.2705 | 25.3807 | -73.5009 |  |  |  | -0.34432 | 1.1625 | 69.733 | 69.733 | 35.4748 | -73.5009 |  |  |  | 0 | 0 | 55.0663 | 55.0663 | 0 | #DIV/0! |  |  |  | 0 | 0 | 55.0663 | 55.0663 | 0 | #DIV/0! |  |  |  | 0 | 0 | 55.0663 | 55.0663 | 0 | #DIV/0!
[13 empty] | 64.3 | 64.3 | 39.2936 | -0.24519 | 0.82149 | 65.3445 | 65.3445 | 25.3805 | -73.3814 |  |  |  | -0.34675 | 1.1618 | 69.8434 | 69.8434 | 35.3976 | -73.3814 |  |  |  | 0 | 0 | 55.0663 | 55.0663 | 0 | #DIV/0! |  |  |  | 0 | 0 | 55.0663 | 55.0663 | 0 | #DIV/0! |  |  |  | 0 | 0 | 55.0663 | 55.0663 | 0 | #DIV/0!
[13 empty] | 64.4 | 64.4 | 39.3453 | -0.2469 | 0.82098 | 65.4186 | 65.4186 | 25.3795 | -73.2617 |  |  |  | -0.34917 | 1.161 | 69.954 | 69.954 | 35.3181 | -73.2617 |  |  |  | 0 | 0 | 55.0663 | 55.0663 | 0 | #DIV/0! |  |  |  | 0 | 0 | 55.0663 | 55.0663 | 0 | #DIV/0! |  |  |  | 0 | 0 | 55.0663 | 55.0663 | 0 | #DIV/0!
[13 empty] | 64.5 | 64.5 | 39.395 | -0.24862 | 0.82046 | 65.4927 | 65.4927 | 25.3777 | -73.142 |  |  |  | -0.3516 | 1.1603 | 70.0648 | 70.0648 | 35.2362 | -73.142 |  |  |  | 0 | 0 | 55.0663 | 55.0663 | 0 | #DIV/0! |  |  |  | 0 | 0 | 55.0663 | 55.0663 | 0 | #DIV/0! |  |  |  | 0 | 0 | 55.0663 | 55.0663 | 0 | #DIV/0!
[13 empty] | 64.6 | 64.6 | 39.4428 | -0.25033 | 0.81994 | 65.5669 | 65.5669 | 25.3751 | -73.0223 |  |  |  | -0.35402 | 1.1596 | 70.1757 | 70.1757 | 35.1521 | -73.0223 |  |  |  | 0 | 0 | 55.0663 | 55.0663 | 0 | #DIV/0! |  |  |  | 0 | 0 | 55.0663 | 55.0663 | 0 | #DIV/0! |  |  |  | 0 | 0 | 55.0663 | 55.0663 | 0 | #DIV/0!
[13 empty] | 64.7 | 64.7 | 39.4886 | -0.25205 | 0.81942 | 65.6411 | 65.6411 | 25.3717 | -72.9024 |  |  |  | -0.35645 | 1.1588 | 70.2868 | 70.2868 | 35.0656 | -72.9024 |  |  |  | 0 | 0 | 55.0663 | 55.0663 | 0 | #DIV/0! |  |  |  | 0 | 0 | 55.0663 | 55.0663 | 0 | #DIV/0! |  |  |  | 0 | 0 | 55.0663 | 55.0663 | 0 | #DIV/0!
[13 empty] | 64.8 | 64.8 | 39.5325 | -0.25376 | 0.81889 | 65.7154 | 65.7154 | 25.3674 | -72.7825 |  |  |  | -0.35887 | 1.1581 | 70.398 | 70.398 | 34.9767 | -72.7825 |  |  |  | 0 | 0 | 55.0663 | 55.0663 | 0 | #DIV/0! |  |  |  | 0 | 0 | 55.0663 | 55.0663 | 0 | #DIV/0! |  |  |  | 0 | 0 | 55.0663 | 55.0663 | 0 | #DIV/0!
[13 empty] | 64.9 | 64.9 | 39.5744 | -0.25548 | 0.81835 | 65.7898 | 65.7898 | 25.3623 | -72.6625 |  |  |  | -0.3613 | 1.1573 | 70.5095 | 70.5095 | 34.8856 | -72.6625 |  |  |  | 0 | 0 | 55.0663 | 55.0663 | 0 | #DIV/0! |  |  |  | 0 | 0 | 55.0663 | 55.0663 | 0 | #DIV/0! |  |  |  | 0 | 0 | 55.0663 | 55.0663 | 0 | #DIV/0!
[13 empty] | 65 | 65 | 39.6144 | -0.25719 | 0.81782 | 65.8642 | 65.8642 | 25.3564 | -72.5424 |  |  |  | -0.36372 | 1.1566 | 70.621 | 70.621 | 34.7921 | -72.5424 |  |  |  | 0 | 0 | 55.0663 | 55.0663 | 0 | #DIV/0! |  |  |  | 0 | 0 | 55.0663 | 55.0663 | 0 | #DIV/0! |  |  |  | 0 | 0 | 55.0663 | 55.0663 | 0 | #DIV/0!
[13 empty] | 65.1 | 65.1 | 39.6524 | -0.25891 | 0.81727 | 65.9386 | 65.9386 | 25.3497 | -72.4222 |  |  |  | -0.36615 | 1.1558 | 70.7328 | 70.7328 | 34.6963 | -72.4222 |  |  |  | 0 | 0 | 55.0663 | 55.0663 | 0 | #DIV/0! |  |  |  | 0 | 0 | 55.0663 | 55.0663 | 0 | #DIV/0! |  |  |  | 0 | 0 | 55.0663 | 55.0663 | 0 | #DIV/0!
[13 empty] | 65.2 | 65.2 | 39.6885 | -0.26062 | 0.81673 | 66.0132 | 66.0132 | 25.3421 | -72.302 |  |  |  | -0.36857 | 1.155 | 70.8447 | 70.8447 | 34.5981 | -72.302 |  |  |  | 0 | 0 | 55.0663 | 55.0663 | 0 | #DIV/0! |  |  |  | 0 | 0 | 55.0663 | 55.0663 | 0 | #DIV/0! |  |  |  | 0 | 0 | 55.0663 | 55.0663 | 0 | #DIV/0!
[13 empty] | 65.3 | 65.3 | 39.7225 | -0.26233 | 0.81618 | 66.0878 | 66.0878 | 25.3338 | -72.1817 |  |  |  | -0.371 | 1.1543 | 70.9569 | 70.9569 | 34.4976 | -72.1817 |  |  |  | 0 | 0 | 55.0663 | 55.0663 | 0 | #DIV/0! |  |  |  | 0 | 0 | 55.0663 | 55.0663 | 0 | #DIV/0! |  |  |  | 0 | 0 | 55.0663 | 55.0663 | 0 | #DIV/0!
[13 empty] | 65.4 | 65.4 | 39.7546 | -0.26405 | 0.81563 | 66.1624 | 66.1624 | 25.3246 | -72.0613 |  |  |  | -0.37342 | 1.1535 | 71.0691 | 71.0691 | 34.3948 | -72.0613 |  |  |  | 0 | 0 | 55.0663 | 55.0663 | 0 | #DIV/0! |  |  |  | 0 | 0 | 55.0663 | 55.0663 | 0 | #DIV/0! |  |  |  | 0 | 0 | 55.0663 | 55.0663 | 0 | #DIV/0!
[13 empty] | 65.5 | 65.5 | 39.7848 | -0.26576 | 0.81507 | 66.2371 | 66.2371 | 25.3145 | -71.9408 |  |  |  | -0.37585 | 1.1527 | 71.1816 | 71.1816 | 34.2897 | -71.9408 |  |  |  | 0 | 0 | 55.0663 | 55.0663 | 0 | #DIV/0! |  |  |  | 0 | 0 | 55.0663 | 55.0663 | 0 | #DIV/0! |  |  |  | 0 | 0 | 55.0663 | 55.0663 | 0 | #DIV/0!
[13 empty] | 65.6 | 65.6 | 39.813 | -0.26748 | 0.81451 | 66.3119 | 66.3119 | 25.3037 | -71.8202 |  |  |  | -0.37827 | 1.1519 | 71.2942 | 71.2942 | 34.1822 | -71.8202 |  |  |  | 0 | 0 | 55.0663 | 55.0663 | 0 | #DIV/0! |  |  |  | 0 | 0 | 55.0663 | 55.0663 | 0 | #DIV/0! |  |  |  | 0 | 0 | 55.0663 | 55.0663 | 0 | #DIV/0!
[13 empty] | 65.7 | 65.7 | 39.8392 | -0.26919 | 0.81394 | 66.3867 | 66.3867 | 25.292 | -71.6995 |  |  |  | -0.3807 | 1.1511 | 71.4071 | 71.4071 | 34.0723 | -71.6995 |  |  |  | 0 | 0 | 55.0663 | 55.0663 | 0 | #DIV/0! |  |  |  | 0 | 0 | 55.0663 | 55.0663 | 0 | #DIV/0! |  |  |  | 0 | 0 | 55.0663 | 55.0663 | 0 | #DIV/0!
[13 empty] | 65.8 | 65.8 | 39.8634 | -0.27091 | 0.81337 | 66.4616 | 66.4616 | 25.2795 | -71.5788 |  |  |  | -0.38312 | 1.1503 | 71.52 | 71.52 | 33.9602 | -71.5788 |  |  |  | 0 | 0 | 55.0663 | 55.0663 | 0 | #DIV/0! |  |  |  | 0 | 0 | 55.0663 | 55.0663 | 0 | #DIV/0! |  |  |  | 0 | 0 | 55.0663 | 55.0663 | 0 | #DIV/0!
[13 empty] | 65.9 | 65.9 | 39.8856 | -0.27262 | 0.8128 | 66.5365 | 66.5365 | 25.2661 | -71.458 |  |  |  | -0.38555 | 1.1495 | 71.6332 | 71.6332 | 33.8457 | -71.458 |  |  |  | 0 | 0 | 55.0663 | 55.0663 | 0 | #DIV/0! |  |  |  | 0 | 0 | 55.0663 | 55.0663 | 0 | #DIV/0! |  |  |  | 0 | 0 | 55.0663 | 55.0663 | 0 | #DIV/0!
[13 empty] | 66 | 66 | 39.9059 | -0.27434 | 0.81222 | 66.6116 | 66.6116 | 25.2519 | -71.3371 |  |  |  | -0.38797 | 1.1487 | 71.7466 | 71.7466 | 33.7289 | -71.3371 |  |  |  | 0 | 0 | 55.0663 | 55.0663 | 0 | #DIV/0! |  |  |  | 0 | 0 | 55.0663 | 55.0663 | 0 | #DIV/0! |  |  |  | 0 | 0 | 55.0663 | 55.0663 | 0 | #DIV/0!
[13 empty] | 66.1 | 66.1 | 39.9242 | -0.27605 | 0.81164 | 66.6866 | 66.6866 | 25.2369 | -71.2161 |  |  |  | -0.3904 | 1.1478 | 71.8601 | 71.8601 | 33.6097 | -71.2161 |  |  |  | 0 | 0 | 55.0663 | 55.0663 | 0 | #DIV/0! |  |  |  | 0 | 0 | 55.0663 | 55.0663 | 0 | #DIV/0! |  |  |  | 0 | 0 | 55.0663 | 55.0663 | 0 | #DIV/0!
[13 empty] | 66.2 | 66.2 | 39.9405 | -0.27777 | 0.81106 | 66.7618 | 66.7618 | 25.2211 | -71.095 |  |  |  | -0.39282 | 1.147 | 71.9738 | 71.9738 | 33.4882 | -71.095 |  |  |  | 0 | 0 | 55.0663 | 55.0663 | 0 | #DIV/0! |  |  |  | 0 | 0 | 55.0663 | 55.0663 | 0 | #DIV/0! |  |  |  | 0 | 0 | 55.0663 | 55.0663 | 0 | #DIV/0!
[13 empty] | 66.3 | 66.3 | 39.9549 | -0.27948 | 0.81047 | 66.837 | 66.837 | 25.2044 | -70.9738 |  |  |  | -0.39525 | 1.1462 | 72.0877 | 72.0877 | 33.3644 | -70.9738 |  |  |  | 0 | 0 | 55.0663 | 55.0663 | 0 | #DIV/0! |  |  |  | 0 | 0 | 55.0663 | 55.0663 | 0 | #DIV/0! |  |  |  | 0 | 0 | 55.0663 | 55.0663 | 0 | #DIV/0!
[13 empty] | 66.4 | 66.4 | 39.9673 | -0.2812 | 0.80988 | 66.9122 | 66.9122 | 25.1869 | -70.8526 |  |  |  | -0.39767 | 1.1453 | 72.2018 | 72.2018 | 33.2383 | -70.8526 |  |  |  | 0 | 0 | 55.0663 | 55.0663 | 0 | #DIV/0! |  |  |  | 0 | 0 | 55.0663 | 55.0663 | 0 | #DIV/0! |  |  |  | 0 | 0 | 55.0663 | 55.0663 | 0 | #DIV/0!
[13 empty] | 66.5 | 66.5 | 39.9777 | -0.28291 | 0.80928 | 66.9876 | 66.9876 | 25.1686 | -70.7312 |  |  |  | -0.4001 | 1.1445 | 72.316 | 72.316 | 33.1098 | -70.7312 |  |  |  | 0 | 0 | 55.0663 | 55.0663 | 0 | #DIV/0! |  |  |  | 0 | 0 | 55.0663 | 55.0663 | 0 | #DIV/0! |  |  |  | 0 | 0 | 55.0663 | 55.0663 | 0 | #DIV/0!
[13 empty] | 66.6 | 66.6 | 39.9861 | -0.28462 | 0.80868 | 67.063 | 67.063 | 25.1494 | -70.6098 |  |  |  | -0.40252 | 1.1436 | 72.4305 | 72.4305 | 32.979 | -70.6098 |  |  |  | 0 | 0 | 55.0663 | 55.0663 | 0 | #DIV/0! |  |  |  | 0 | 0 | 55.0663 | 55.0663 | 0 | #DIV/0! |  |  |  | 0 | 0 | 55.0663 | 55.0663 | 0 | #DIV/0!
[13 empty] | 66.7 | 66.7 | 39.9925 | -0.28634 | 0.80807 | 67.1385 | 67.1385 | 25.1294 | -70.4883 |  |  |  | -0.40495 | 1.1428 | 72.5451 | 72.5451 | 32.8459 | -70.4883 |  |  |  | 0 | 0 | 55.0663 | 55.0663 | 0 | #DIV/0! |  |  |  | 0 | 0 | 55.0663 | 55.0663 | 0 | #DIV/0! |  |  |  | 0 | 0 | 55.0663 | 55.0663 | 0 | #DIV/0!
[13 empty] | 66.8 | 66.8 | 39.997 | -0.28805 | 0.80746 | 67.214 | 67.214 | 25.1085 | -70.3666 |  |  |  | -0.40737 | 1.1419 | 72.6599 | 72.6599 | 32.7105 | -70.3666 |  |  |  | 0 | 0 | 55.0663 | 55.0663 | 0 | #DIV/0! |  |  |  | 0 | 0 | 55.0663 | 55.0663 | 0 | #DIV/0! |  |  |  | 0 | 0 | 55.0663 | 55.0663 | 0 | #DIV/0!
[13 empty] | 66.9 | 66.9 | 39.9994 | -0.28977 | 0.80685 | 67.2896 | 67.2896 | 25.0868 | -70.2449 |  |  |  | -0.40979 | 1.1411 | 72.7749 | 72.7749 | 32.5727 | -70.2449 |  |  |  | 0 | 0 | 55.0663 | 55.0663 | 0 | #DIV/0! |  |  |  | 0 | 0 | 55.0663 | 55.0663 | 0 | #DIV/0! |  |  |  | 0 | 0 | 55.0663 | 55.0663 | 0 | #DIV/0!
[13 empty] | 67 | 67 | 39.9999 | -0.29148 | 0.80623 | 67.3653 | 67.3653 | 25.0643 | -70.1231 |  |  |  | -0.41222 | 1.1402 | 72.8901 | 72.8901 | 32.4327 | -70.1231 |  |  |  | 0 | 0 | 55.0663 | 55.0663 | 0 | #DIV/0! |  |  |  | 0 | 0 | 55.0663 | 55.0663 | 0 | #DIV/0! |  |  |  | 0 | 0 | 55.0663 | 55.0663 | 0 | #DIV/0!
[13 empty] | 67.1 | 67.1 | 39.9985 | -0.2932 | 0.80561 | 67.441 | 67.441 | 25.041 | -70.0012 |  |  |  | -0.41464 | 1.1393 | 73.0055 | 73.0055 | 32.2903 | -70.0012 |  |  |  | 0 | 0 | 55.0663 | 55.0663 | 0 | #DIV/0! |  |  |  | 0 | 0 | 55.0663 | 55.0663 | 0 | #DIV/0! |  |  |  | 0 | 0 | 55.0663 | 55.0663 | 0 | #DIV/0!
[13 empty] | 67.2 | 67.2 | 39.995 | -0.29491 | 0.80498 | 67.5168 | 67.5168 | 25.0168 | -69.8792 |  |  |  | -0.41707 | 1.1384 | 73.1211 | 73.1211 | 32.1456 | -69.8792 |  |  |  | 0 | 0 | 55.0663 | 55.0663 | 0 | #DIV/0! |  |  |  | 0 | 0 | 55.0663 | 55.0663 | 0 | #DIV/0! |  |  |  | 0 | 0 | 55.0663 | 55.0663 | 0 | #DIV/0!
[13 empty] | 67.3 | 67.3 | 39.9895 | -0.29663 | 0.80435 | 67.5927 | 67.5927 | 24.9917 | -69.7571 |  |  |  | -0.41949 | 1.1375 | 73.2368 | 73.2368 | 31.9986 | -69.7571 |  |  |  | 0 | 0 | 55.0663 | 55.0663 | 0 | #DIV/0! |  |  |  | 0 | 0 | 55.0663 | 55.0663 | 0 | #DIV/0! |  |  |  | 0 | 0 | 55.0663 | 55.0663 | 0 | #DIV/0!
[13 empty] | 67.4 | 67.4 | 39.9821 | -0.29834 | 0.80372 | 67.6686 | 67.6686 | 24.9659 | -69.635 |  |  |  | -0.42192 | 1.1366 | 73.3528 | 73.3528 | 31.8494 | -69.635 |  |  |  | 0 | 0 | 55.0663 | 55.0663 | 0 | #DIV/0! |  |  |  | 0 | 0 | 55.0663 | 55.0663 | 0 | #DIV/0! |  |  |  | 0 | 0 | 55.0663 | 55.0663 | 0 | #DIV/0!
[13 empty] | 67.5 | 67.5 | 39.9727 | -0.30006 | 0.80308 | 67.7447 | 67.7447 | 24.9391 | -69.5127 |  |  |  | -0.42434 | 1.1357 | 73.4689 | 73.4689 | 31.6978 | -69.5127 |  |  |  | 0 | 0 | 55.0663 | 55.0663 | 0 | #DIV/0! |  |  |  | 0 | 0 | 55.0663 | 55.0663 | 0 | #DIV/0! |  |  |  | 0 | 0 | 55.0663 | 55.0663 | 0 | #DIV/0!
[13 empty] | 67.6 | 67.6 | 39.9613 | -0.30177 | 0.80244 | 67.8207 | 67.8207 | 24.9116 | -69.3903 |  |  |  | -0.42677 | 1.1348 | 73.5852 | 73.5852 | 31.5439 | -69.3903 |  |  |  | 0 | 0 | 55.0663 | 55.0663 | 0 | #DIV/0! |  |  |  | 0 | 0 | 55.0663 | 55.0663 | 0 | #DIV/0! |  |  |  | 0 | 0 | 55.0663 | 55.0663 | 0 | #DIV/0!
[13 empty] | 67.7 | 67.7 | 39.948 | -0.30349 | 0.80179 | 67.8969 | 67.8969 | 24.8832 | -69.2678 |  |  |  | -0.42919 | 1.1339 | 73.7017 | 73.7017 | 31.3878 | -69.2678 |  |  |  | 0 | 0 | 55.0663 | 55.0663 | 0 | #DIV/0! |  |  |  | 0 | 0 | 55.0663 | 55.0663 | 0 | #DIV/0! |  |  |  | 0 | 0 | 55.0663 | 55.0663 | 0 | #DIV/0!
[13 empty] | 67.8 | 67.8 | 39.9326 | -0.3052 | 0.80114 | 67.9731 | 67.9731 | 24.854 | -69.1453 |  |  |  | -0.43162 | 1.133 | 73.8185 | 73.8185 | 31.2293 | -69.1453 |  |  |  | 0 | 0 | 55.0663 | 55.0663 | 0 | #DIV/0! |  |  |  | 0 | 0 | 55.0663 | 55.0663 | 0 | #DIV/0! |  |  |  | 0 | 0 | 55.0663 | 55.0663 | 0 | #DIV/0!
[13 empty] | 67.9 | 67.9 | 39.9153 | -0.30691 | 0.80048 | 68.0494 | 68.0494 | 24.8239 | -69.0226 |  |  |  | -0.43404 | 1.1321 | 73.9354 | 73.9354 | 31.0686 | -69.0226 |  |  |  | 0 | 0 | 55.0663 | 55.0663 | 0 | #DIV/0! |  |  |  | 0 | 0 | 55.0663 | 55.0663 | 0 | #DIV/0! |  |  |  | 0 | 0 | 55.0663 | 55.0663 | 0 | #DIV/0!
[13 empty] | 68 | 68 | 39.896 | -0.30863 | 0.79982 | 68.1258 | 68.1258 | 24.793 | -68.8998 |  |  |  | -0.43647 | 1.1311 | 74.0524 | 74.0524 | 30.9056 | -68.8998 |  |  |  | 0 | 0 | 55.0663 | 55.0663 | 0 | #DIV/0! |  |  |  | 0 | 0 | 55.0663 | 55.0663 | 0 | #DIV/0! |  |  |  | 0 | 0 | 55.0663 | 55.0663 | 0 | #DIV/0!
[13 empty] | 68.1 | 68.1 | 39.8748 | -0.31034 | 0.79916 | 68.2023 | 68.2023 | 24.7613 | -68.7769 |  |  |  | -0.43889 | 1.1302 | 74.1697 | 74.1697 | 30.7404 | -68.7769 |  |  |  | 0 | 0 | 55.0663 | 55.0663 | 0 | #DIV/0! |  |  |  | 0 | 0 | 55.0663 | 55.0663 | 0 | #DIV/0! |  |  |  | 0 | 0 | 55.0663 | 55.0663 | 0 | #DIV/0!
[13 empty] | 68.2 | 68.2 | 39.8515 | -0.31206 | 0.79849 | 68.2788 | 68.2788 | 24.7287 | -68.6539 |  |  |  | -0.44132 | 1.1292 | 74.2872 | 74.2872 | 30.5729 | -68.6539 |  |  |  | 0 | 0 | 55.0663 | 55.0663 | 0 | #DIV/0! |  |  |  | 0 | 0 | 55.0663 | 55.0663 | 0 | #DIV/0! |  |  |  | 0 | 0 | 55.0663 | 55.0663 | 0 | #DIV/0!
[13 empty] | 68.3 | 68.3 | 39.8263 | -0.31377 | 0.79782 | 68.3554 | 68.3554 | 24.6953 | -68.5309 |  |  |  | -0.44374 | 1.1283 | 74.4049 | 74.4049 | 30.4031 | -68.5309 |  |  |  | 0 | 0 | 55.0663 | 55.0663 | 0 | #DIV/0! |  |  |  | 0 | 0 | 55.0663 | 55.0663 | 0 | #DIV/0! |  |  |  | 0 | 0 | 55.0663 | 55.0663 | 0 | #DIV/0!
[13 empty] | 68.4 | 68.4 | 39.7991 | -0.31549 | 0.79714 | 68.432 | 68.432 | 24.661 | -68.4077 |  |  |  | -0.44617 | 1.1273 | 74.5228 | 74.5228 | 30.2311 | -68.4077 |  |  |  | 0 | 0 | 55.0663 | 55.0663 | 0 | #DIV/0! |  |  |  | 0 | 0 | 55.0663 | 55.0663 | 0 | #DIV/0! |  |  |  | 0 | 0 | 55.0663 | 55.0663 | 0 | #DIV/0!
[13 empty] | 68.5 | 68.5 | 39.77 | -0.3172 | 0.79646 | 68.5088 | 68.5088 | 24.6259 | -68.2844 |  |  |  | -0.44859 | 1.1264 | 74.6408 | 74.6408 | 30.0569 | -68.2844 |  |  |  | 0 | 0 | 55.0663 | 55.0663 | 0 | #DIV/0! |  |  |  | 0 | 0 | 55.0663 | 55.0663 | 0 | #DIV/0! |  |  |  | 0 | 0 | 55.0663 | 55.0663 | 0 | #DIV/0!
[13 empty] | 68.6 | 68.6 | 39.7388 | -0.31892 | 0.79578 | 68.5856 | 68.5856 | 24.5899 | -68.161 |  |  |  | -0.45102 | 1.1254 | 74.7591 | 74.7591 | 29.8804 | -68.161 |  |  |  | 0 | 0 | 55.0663 | 55.0663 | 0 | #DIV/0! |  |  |  | 0 | 0 | 55.0663 | 55.0663 | 0 | #DIV/0! |  |  |  | 0 | 0 | 55.0663 | 55.0663 | 0 | #DIV/0!
[13 empty] | 68.7 | 68.7 | 39.7057 | -0.32063 | 0.79509 | 68.6625 | 68.6625 | 24.5532 | -68.0375 |  |  |  | -0.45344 | 1.1244 | 74.8776 | 74.8776 | 29.7017 | -68.0375 |  |  |  | 0 | 0 | 55.0663 | 55.0663 | 0 | #DIV/0! |  |  |  | 0 | 0 | 55.0663 | 55.0663 | 0 | #DIV/0! |  |  |  | 0 | 0 | 55.0663 | 55.0663 | 0 | #DIV/0!
[13 empty] | 68.8 | 68.8 | 39.6707 | -0.32235 | 0.79439 | 68.7395 | 68.7395 | 24.5155 | -67.9139 |  |  |  | -0.45587 | 1.1234 | 74.9962 | 74.9962 | 29.5208 | -67.9139 |  |  |  | 0 | 0 | 55.0663 | 55.0663 | 0 | #DIV/0! |  |  |  | 0 | 0 | 55.0663 | 55.0663 | 0 | #DIV/0! |  |  |  | 0 | 0 | 55.0663 | 55.0663 | 0 | #DIV/0!
[13 empty] | 68.9 | 68.9 | 39.6337 | -0.32406 | 0.7937 | 68.8165 | 68.8165 | 24.4771 | -67.7901 |  |  |  | -0.45829 | 1.1225 | 75.1151 | 75.1151 | 29.3377 | -67.7901 |  |  |  | 0 | 0 | 55.0663 | 55.0663 | 0 | #DIV/0! |  |  |  | 0 | 0 | 55.0663 | 55.0663 | 0 | #DIV/0! |  |  |  | 0 | 0 | 55.0663 | 55.0663 | 0 | #DIV/0!
[13 empty] | 69 | 69 | 39.5947 | -0.32578 | 0.79299 | 68.8936 | 68.8936 | 24.4377 | -67.6663 |  |  |  | -0.46072 | 1.1215 | 75.2342 | 75.2342 | 29.1524 | -67.6663 |  |  |  | 0 | 0 | 55.0663 | 55.0663 | 0 | #DIV/0! |  |  |  | 0 | 0 | 55.0663 | 55.0663 | 0 | #DIV/0! |  |  |  | 0 | 0 | 55.0663 | 55.0663 | 0 | #DIV/0!
[13 empty] | 69.1 | 69.1 | 39.5537 | -0.32749 | 0.79229 | 68.9708 | 68.9708 | 24.3976 | -67.5424 |  |  |  | -0.46314 | 1.1205 | 75.3534 | 75.3534 | 28.9649 | -67.5424 |  |  |  | 0 | 0 | 55.0663 | 55.0663 | 0 | #DIV/0! |  |  |  | 0 | 0 | 55.0663 | 55.0663 | 0 | #DIV/0! |  |  |  | 0 | 0 | 55.0663 | 55.0663 | 0 | #DIV/0!
[13 empty] | 69.2 | 69.2 | 39.5108 | -0.3292 | 0.79158 | 69.0481 | 69.0481 | 24.3566 | -67.4183 |  |  |  | -0.46557 | 1.1195 | 75.4729 | 75.4729 | 28.7752 | -67.4183 |  |  |  | 0 | 0 | 55.0663 | 55.0663 | 0 | #DIV/0! |  |  |  | 0 | 0 | 55.0663 | 55.0663 | 0 | #DIV/0! |  |  |  | 0 | 0 | 55.0663 | 55.0663 | 0 | #DIV/0!
[13 empty] | 69.3 | 69.3 | 39.466 | -0.33092 | 0.79086 | 69.1255 | 69.1255 | 24.3148 | -67.2942 |  |  |  | -0.46799 | 1.1184 | 75.5925 | 75.5925 | 28.5833 | -67.2942 |  |  |  | 0 | 0 | 55.0663 | 55.0663 | 0 | #DIV/0! |  |  |  | 0 | 0 | 55.0663 | 55.0663 | 0 | #DIV/0! |  |  |  | 0 | 0 | 55.0663 | 55.0663 | 0 | #DIV/0!
[13 empty] | 69.4 | 69.4 | 39.4192 | -0.33263 | 0.79014 | 69.2029 | 69.2029 | 24.2721 | -67.1699 |  |  |  | -0.47042 | 1.1174 | 75.7124 | 75.7124 | 28.3893 | -67.1699 |  |  |  | 0 | 0 | 55.0663 | 55.0663 | 0 | #DIV/0! |  |  |  | 0 | 0 | 55.0663 | 55.0663 | 0 | #DIV/0! |  |  |  | 0 | 0 | 55.0663 | 55.0663 | 0 | #DIV/0!
[13 empty] | 69.5 | 69.5 | 39.3704 | -0.33435 | 0.78942 | 69.2804 | 69.2804 | 24.2286 | -67.0455 |  |  |  | -0.47284 | 1.1164 | 75.8324 | 75.8324 | 28.1931 | -67.0455 |  |  |  | 0 | 0 | 55.0663 | 55.0663 | 0 | #DIV/0! |  |  |  | 0 | 0 | 55.0663 | 55.0663 | 0 | #DIV/0! |  |  |  | 0 | 0 | 55.0663 | 55.0663 | 0 | #DIV/0!
[13 empty] | 69.6 | 69.6 | 39.3197 | -0.33606 | 0.78869 | 69.358 | 69.358 | 24.1843 | -66.921 |  |  |  | -0.47526 | 1.1154 | 75.9527 | 75.9527 | 27.9948 | -66.921 |  |  |  | 0 | 0 | 55.0663 | 55.0663 | 0 | #DIV/0! |  |  |  | 0 | 0 | 55.0663 | 55.0663 | 0 | #DIV/0! |  |  |  | 0 | 0 | 55.0663 | 55.0663 | 0 | #DIV/0!
[13 empty] | 69.7 | 69.7 | 39.267 | -0.33778 | 0.78796 | 69.4357 | 69.4357 | 24.1391 | -66.7964 |  |  |  | -0.47769 | 1.1143 | 76.0731 | 76.0731 | 27.7943 | -66.7964 |  |  |  | 0 | 0 | 55.0663 | 55.0663 | 0 | #DIV/0! |  |  |  | 0 | 0 | 55.0663 | 55.0663 | 0 | #DIV/0! |  |  |  | 0 | 0 | 55.0663 | 55.0663 | 0 | #DIV/0!
[13 empty] | 69.8 | 69.8 | 39.2124 | -0.33949 | 0.78722 | 69.5134 | 69.5134 | 24.0931 | -66.6716 |  |  |  | -0.48011 | 1.1133 | 76.1938 | 76.1938 | 27.5918 | -66.6716 |  |  |  | 0 | 0 | 55.0663 | 55.0663 | 0 | #DIV/0! |  |  |  | 0 | 0 | 55.0663 | 55.0663 | 0 | #DIV/0! |  |  |  | 0 | 0 | 55.0663 | 55.0663 | 0 | #DIV/0!
[13 empty] | 69.9 | 69.9 | 39.1559 | -0.34121 | 0.78648 | 69.5913 | 69.5913 | 24.0462 | -66.5468 |  |  |  | -0.48254 | 1.1122 | 76.3146 | 76.3146 | 27.3871 | -66.5468 |  |  |  | 0 | 0 | 55.0663 | 55.0663 | 0 | #DIV/0! |  |  |  | 0 | 0 | 55.0663 | 55.0663 | 0 | #DIV/0! |  |  |  | 0 | 0 | 55.0663 | 55.0663 | 0 | #DIV/0!
[13 empty] | 70 | 70 | 39.0974 | -0.34292 | 0.78573 | 69.6692 | 69.6692 | 23.9985 | -66.4218 |  |  |  | -0.48496 | 1.1112 | 76.4357 | 76.4357 | 27.1803 | -66.4218 |  |  |  | 0 | 0 | 55.0663 | 55.0663 | 0 | #DIV/0! |  |  |  | 0 | 0 | 55.0663 | 55.0663 | 0 | #DIV/0! |  |  |  | 0 | 0 | 55.0663 | 55.0663 | 0 | #DIV/0!
[13 empty] | 70.1 | 70.1 | 39.037 | -0.34464 | 0.78498 | 69.7472 | 69.7472 | 23.95 | -66.2967 |  |  |  | -0.48739 | 1.1101 | 76.5569 | 76.5569 | 26.9714 | -66.2967 |  |  |  | 0 | 0 | 55.0663 | 55.0663 | 0 | #DIV/0! |  |  |  | 0 | 0 | 55.0663 | 55.0663 | 0 | #DIV/0! |  |  |  | 0 | 0 | 55.0663 | 55.0663 | 0 | #DIV/0!
[13 empty] | 70.2 | 70.2 | 38.9746 | -0.34635 | 0.78423 | 69.8253 | 69.8253 | 23.9006 | -66.1715 |  |  |  | -0.48981 | 1.1091 | 76.6784 | 76.6784 | 26.7605 | -66.1715 |  |  |  | 0 | 0 | 55.0663 | 55.0663 | 0 | #DIV/0! |  |  |  | 0 | 0 | 55.0663 | 55.0663 | 0 | #DIV/0! |  |  |  | 0 | 0 | 55.0663 | 55.0663 | 0 | #DIV/0!
[13 empty] | 70.3 | 70.3 | 38.9103 | -0.34807 | 0.78347 | 69.9034 | 69.9034 | 23.8504 | -66.0462 |  |  |  | -0.49224 | 1.108 | 76.8001 | 76.8001 | 26.5475 | -66.0462 |  |  |  | 0 | 0 | 55.0663 | 55.0663 | 0 | #DIV/0! |  |  |  | 0 | 0 | 55.0663 | 55.0663 | 0 | #DIV/0! |  |  |  | 0 | 0 | 55.0663 | 55.0663 | 0 | #DIV/0!
[13 empty] | 70.4 | 70.4 | 38.8441 | -0.34978 | 0.7827 | 69.9817 | 69.9817 | 23.7994 | -65.9207 |  |  |  | -0.49466 | 1.1069 | 76.9219 | 76.9219 | 26.3325 | -65.9207 |  |  |  | 0 | 0 | 55.0663 | 55.0663 | 0 | #DIV/0! |  |  |  | 0 | 0 | 55.0663 | 55.0663 | 0 | #DIV/0! |  |  |  | 0 | 0 | 55.0663 | 55.0663 | 0 | #DIV/0!
[13 empty] | 70.5 | 70.5 | 38.776 | -0.35149 | 0.78193 | 70.06 | 70.06 | 23.7475 | -65.7952 |  |  |  | -0.49709 | 1.1058 | 77.044 | 77.044 | 26.1154 | -65.7952 |  |  |  | 0 | 0 | 55.0663 | 55.0663 | 0 | #DIV/0! |  |  |  | 0 | 0 | 55.0663 | 55.0663 | 0 | #DIV/0! |  |  |  | 0 | 0 | 55.0663 | 55.0663 | 0 | #DIV/0!
[13 empty] | 70.6 | 70.6 | 38.706 | -0.35321 | 0.78116 | 70.1384 | 70.1384 | 23.6948 | -65.6695 |  |  |  | -0.49951 | 1.1047 | 77.1663 | 77.1663 | 25.8963 | -65.6695 |  |  |  | 0 | 0 | 55.0663 | 55.0663 | 0 | #DIV/0! |  |  |  | 0 | 0 | 55.0663 | 55.0663 | 0 | #DIV/0! |  |  |  | 0 | 0 | 55.0663 | 55.0663 | 0 | #DIV/0!
[13 empty] | 70.7 | 70.7 | 38.634 | -0.35492 | 0.78038 | 70.2169 | 70.2169 | 23.6413 | -65.5436 |  |  |  | -0.50194 | 1.1036 | 77.2888 | 77.2888 | 25.6752 | -65.5436 |  |  |  | 0 | 0 | 55.0663 | 55.0663 | 0 | #DIV/0! |  |  |  | 0 | 0 | 55.0663 | 55.0663 | 0 | #DIV/0! |  |  |  | 0 | 0 | 55.0663 | 55.0663 | 0 | #DIV/0!
[13 empty] | 70.8 | 70.8 | 38.5601 | -0.35664 | 0.7796 | 70.2955 | 70.2955 | 23.5869 | -65.4177 |  |  |  | -0.50436 | 1.1025 | 77.4114 | 77.4114 | 25.4521 | -65.4177 |  |  |  | 0 | 0 | 55.0663 | 55.0663 | 0 | #DIV/0! |  |  |  | 0 | 0 | 55.0663 | 55.0663 | 0 | #DIV/0! |  |  |  | 0 | 0 | 55.0663 | 55.0663 | 0 | #DIV/0!
[13 empty] | 70.9 | 70.9 | 38.4843 | -0.35835 | 0.77882 | 70.3741 | 70.3741 | 23.5317 | -65.2916 |  |  |  | -0.50679 | 1.1014 | 77.5343 | 77.5343 | 25.227 | -65.2916 |  |  |  | 0 | 0 | 55.0663 | 55.0663 | 0 | #DIV/0! |  |  |  | 0 | 0 | 55.0663 | 55.0663 | 0 | #DIV/0! |  |  |  | 0 | 0 | 55.0663 | 55.0663 | 0 | #DIV/0!
[13 empty] | 71 | 71 | 38.4066 | -0.36007 | 0.77802 | 70.4529 | 70.4529 | 23.4757 | -65.1654 |  |  |  | -0.50921 | 1.1003 | 77.6574 | 77.6574 | 25 | -65.1654 |  |  |  | 0 | 0 | 55.0663 | 55.0663 | 0 | #DIV/0! |  |  |  | 0 | 0 | 55.0663 | 55.0663 | 0 | #DIV/0! |  |  |  | 0 | 0 | 55.0663 | 55.0663 | 0 | #DIV/0!
[13 empty] | 71.1 | 71.1 | 38.327 | -0.36178 | 0.77723 | 70.5317 | 70.5317 | 23.4188 | -65.0391 |  |  |  | -0.51164 | 1.0992 | 77.7807 | 77.7807 | 24.771 | -65.0391 |  |  |  | 0 | 0 | 55.0663 | 55.0663 | 0 | #DIV/0! |  |  |  | 0 | 0 | 55.0663 | 55.0663 | 0 | #DIV/0! |  |  |  | 0 | 0 | 55.0663 | 55.0663 | 0 | #DIV/0!
[13 empty] | 71.2 | 71.2 | 38.2456 | -0.3635 | 0.77643 | 70.6106 | 70.6106 | 23.3612 | -64.9126 |  |  |  | -0.51406 | 1.098 | 77.9042 | 77.9042 | 24.54 | -64.9126 |  |  |  | 0 | 0 | 55.0663 | 55.0663 | 0 | #DIV/0! |  |  |  | 0 | 0 | 55.0663 | 55.0663 | 0 | #DIV/0! |  |  |  | 0 | 0 | 55.0663 | 55.0663 | 0 | #DIV/0!
[13 empty] | 71.3 | 71.3 | 38.1622 | -0.36521 | 0.77562 | 70.6896 | 70.6896 | 23.3027 | -64.786 |  |  |  | -0.51649 | 1.0969 | 78.0279 | 78.0279 | 24.3072 | -64.786 |  |  |  | 0 | 0 | 55.0663 | 55.0663 | 0 | #DIV/0! |  |  |  | 0 | 0 | 55.0663 | 55.0663 | 0 | #DIV/0! |  |  |  | 0 | 0 | 55.0663 | 55.0663 | 0 | #DIV/0!
[13 empty] | 71.4 | 71.4 | 38.0769 | -0.36693 | 0.77481 | 70.7687 | 70.7687 | 23.2433 | -64.6593 |  |  |  | -0.51891 | 1.0958 | 78.1518 | 78.1518 | 24.0725 | -64.6593 |  |  |  | 0 | 0 | 55.0663 | 55.0663 | 0 | #DIV/0! |  |  |  | 0 | 0 | 55.0663 | 55.0663 | 0 | #DIV/0! |  |  |  | 0 | 0 | 55.0663 | 55.0663 | 0 | #DIV/0!
[13 empty] | 71.5 | 71.5 | 37.9897 | -0.36864 | 0.774 | 70.8479 | 70.8479 | 23.1832 | -64.5324 |  |  |  | -0.52134 | 1.0946 | 78.2759 | 78.2759 | 23.8359 | -64.5324 |  |  |  | 0 | 0 | 55.0663 | 55.0663 | 0 | #DIV/0! |  |  |  | 0 | 0 | 55.0663 | 55.0663 | 0 | #DIV/0! |  |  |  | 0 | 0 | 55.0663 | 55.0663 | 0 | #DIV/0!
[13 empty] | 71.6 | 71.6 | 37.9007 | -0.37036 | 0.77318 | 70.9271 | 70.9271 | 23.1222 | -64.4054 |  |  |  | -0.52376 | 1.0934 | 78.4002 | 78.4002 | 23.5974 | -64.4054 |  |  |  | 0 | 0 | 55.0663 | 55.0663 | 0 | #DIV/0! |  |  |  | 0 | 0 | 55.0663 | 55.0663 | 0 | #DIV/0! |  |  |  | 0 | 0 | 55.0663 | 55.0663 | 0 | #DIV/0!
[13 empty] | 71.7 | 71.7 | 37.8098 | -0.37207 | 0.77236 | 71.0065 | 71.0065 | 23.0604 | -64.2783 |  |  |  | -0.52619 | 1.0923 | 78.5247 | 78.5247 | 23.357 | -64.2783 |  |  |  | 0 | 0 | 55.0663 | 55.0663 | 0 | #DIV/0! |  |  |  | 0 | 0 | 55.0663 | 55.0663 | 0 | #DIV/0! |  |  |  | 0 | 0 | 55.0663 | 55.0663 | 0 | #DIV/0!
[13 empty] | 71.8 | 71.8 | 37.717 | -0.37378 | 0.77153 | 71.0859 | 71.0859 | 22.9978 | -64.1511 |  |  |  | -0.52861 | 1.0911 | 78.6494 | 78.6494 | 23.1149 | -64.1511 |  |  |  | 0 | 0 | 55.0663 | 55.0663 | 0 | #DIV/0! |  |  |  | 0 | 0 | 55.0663 | 55.0663 | 0 | #DIV/0! |  |  |  | 0 | 0 | 55.0663 | 55.0663 | 0 | #DIV/0!
[13 empty] | 71.9 | 71.9 | 37.6223 | -0.3755 | 0.77069 | 71.1654 | 71.1654 | 22.9343 | -64.0237 |  |  |  | -0.53104 | 1.0899 | 78.7743 | 78.7743 | 22.8709 | -64.0237 |  |  |  | 0 | 0 | 55.0663 | 55.0663 | 0 | #DIV/0! |  |  |  | 0 | 0 | 55.0663 | 55.0663 | 0 | #DIV/0! |  |  |  | 0 | 0 | 55.0663 | 55.0663 | 0 | #DIV/0!
[13 empty] | 72 | 72 | 37.5258 | -0.37721 | 0.76986 | 71.2451 | 71.2451 | 22.8701 | -63.8961 |  |  |  | -0.53346 | 1.0887 | 78.8995 | 78.8995 | 22.6252 | -63.8961 |  |  |  | 0 | 0 | 55.0663 | 55.0663 | 0 | #DIV/0! |  |  |  | 0 | 0 | 55.0663 | 55.0663 | 0 | #DIV/0! |  |  |  | 0 | 0 | 55.0663 | 55.0663 | 0 | #DIV/0!
[13 empty] | 72.1 | 72.1 | 37.4275 | -0.37893 | 0.76901 | 71.3248 | 71.3248 | 22.805 | -63.7684 |  |  |  | -0.53589 | 1.0876 | 79.0248 | 79.0248 | 22.3776 | -63.7684 |  |  |  | 0 | 0 | 55.0663 | 55.0663 | 0 | #DIV/0! |  |  |  | 0 | 0 | 55.0663 | 55.0663 | 0 | #DIV/0! |  |  |  | 0 | 0 | 55.0663 | 55.0663 | 0 | #DIV/0!
[13 empty] | 72.2 | 72.2 | 37.3272 | -0.38064 | 0.76817 | 71.4045 | 71.4045 | 22.7391 | -63.6406 |  |  |  | -0.53831 | 1.0864 | 79.1503 | 79.1503 | 22.1283 | -63.6406 |  |  |  | 0 | 0 | 55.0663 | 55.0663 | 0 | #DIV/0! |  |  |  | 0 | 0 | 55.0663 | 55.0663 | 0 | #DIV/0! |  |  |  | 0 | 0 | 55.0663 | 55.0663 | 0 | #DIV/0!
[13 empty] | 72.3 | 72.3 | 37.2251 | -0.38236 | 0.76732 | 71.4844 | 71.4844 | 22.6724 | -63.5127 |  |  |  | -0.54074 | 1.0851 | 79.2761 | 79.2761 | 21.8773 | -63.5127 |  |  |  | 0 | 0 | 55.0663 | 55.0663 | 0 | #DIV/0! |  |  |  | 0 | 0 | 55.0663 | 55.0663 | 0 | #DIV/0! |  |  |  | 0 | 0 | 55.0663 | 55.0663 | 0 | #DIV/0!
[13 empty] | 72.4 | 72.4 | 37.1212 | -0.38407 | 0.76646 | 71.5644 | 71.5644 | 22.6049 | -63.3846 |  |  |  | -0.54316 | 1.0839 | 79.402 | 79.402 | 21.6246 | -63.3846 |  |  |  | 0 | 0 | 55.0663 | 55.0663 | 0 | #DIV/0! |  |  |  | 0 | 0 | 55.0663 | 55.0663 | 0 | #DIV/0! |  |  |  | 0 | 0 | 55.0663 | 55.0663 | 0 | #DIV/0!
[13 empty] | 72.5 | 72.5 | 37.0155 | -0.38579 | 0.7656 | 71.6444 | 71.6444 | 22.5365 | -63.2563 |  |  |  | -0.54558 | 1.0827 | 79.5282 | 79.5282 | 21.3701 | -63.2563 |  |  |  | 0 | 0 | 55.0663 | 55.0663 | 0 | #DIV/0! |  |  |  | 0 | 0 | 55.0663 | 55.0663 | 0 | #DIV/0! |  |  |  | 0 | 0 | 55.0663 | 55.0663 | 0 | #DIV/0!
[13 empty] | 72.6 | 72.6 | 36.9079 | -0.3875 | 0.76473 | 71.7246 | 71.7246 | 22.4674 | -63.1279 |  |  |  | -0.54801 | 1.0815 | 79.6545 | 79.6545 | 21.114 | -63.1279 |  |  |  | 0 | 0 | 55.0663 | 55.0663 | 0 | #DIV/0! |  |  |  | 0 | 0 | 55.0663 | 55.0663 | 0 | #DIV/0! |  |  |  | 0 | 0 | 55.0663 | 55.0663 | 0 | #DIV/0!
[13 empty] | 72.7 | 72.7 | 36.7985 | -0.38922 | 0.76386 | 71.8048 | 71.8048 | 22.3975 | -62.9994 |  |  |  | -0.55043 | 1.0803 | 79.7811 | 79.7811 | 20.8562 | -62.9994 |  |  |  | 0 | 0 | 55.0663 | 55.0663 | 0 | #DIV/0! |  |  |  | 0 | 0 | 55.0663 | 55.0663 | 0 | #DIV/0! |  |  |  | 0 | 0 | 55.0663 | 55.0663 | 0 | #DIV/0!
[13 empty] | 72.8 | 72.8 | 36.6872 | -0.39093 | 0.76298 | 71.8851 | 71.8851 | 22.3267 | -62.8707 |  |  |  | -0.55286 | 1.079 | 79.9079 | 79.9079 | 20.5968 | -62.8707 |  |  |  | 0 | 0 | 55.0663 | 55.0663 | 0 | #DIV/0! |  |  |  | 0 | 0 | 55.0663 | 55.0663 | 0 | #DIV/0! |  |  |  | 0 | 0 | 55.0663 | 55.0663 | 0 | #DIV/0!
[13 empty] | 72.9 | 72.9 | 36.5742 | -0.39265 | 0.7621 | 71.9656 | 71.9656 | 22.2552 | -62.7419 |  |  |  | -0.55528 | 1.0778 | 80.0348 | 80.0348 | 20.3358 | -62.7419 |  |  |  | 0 | 0 | 55.0663 | 55.0663 | 0 | #DIV/0! |  |  |  | 0 | 0 | 55.0663 | 55.0663 | 0 | #DIV/0! |  |  |  | 0 | 0 | 55.0663 | 55.0663 | 0 | #DIV/0!
[13 empty] | 73 | 73 | 36.4593 | -0.39436 | 0.76122 | 72.0461 | 72.0461 | 22.1828 | -62.6129 |  |  |  | -0.55771 | 1.0765 | 80.162 | 80.162 | 20.0732 | -62.6129 |  |  |  | 0 | 0 | 55.0663 | 55.0663 | 0 | #DIV/0! |  |  |  | 0 | 0 | 55.0663 | 55.0663 | 0 | #DIV/0! |  |  |  | 0 | 0 | 55.0663 | 55.0663 | 0 | #DIV/0!
[13 empty] | 73.1 | 73.1 | 36.3426 | -0.39607 | 0.76033 | 72.1267 | 72.1267 | 22.1097 | -62.4838 |  |  |  | -0.56013 | 1.0753 | 80.2894 | 80.2894 | 19.8091 | -62.4838 |  |  |  | 0 | 0 | 55.0663 | 55.0663 | 0 | #DIV/0! |  |  |  | 0 | 0 | 55.0663 | 55.0663 | 0 | #DIV/0! |  |  |  | 0 | 0 | 55.0663 | 55.0663 | 0 | #DIV/0!
[13 empty] | 73.2 | 73.2 | 36.2242 | -0.39779 | 0.75943 | 72.2074 | 72.2074 | 22.0357 | -62.3545 |  |  |  | -0.56256 | 1.074 | 80.417 | 80.417 | 19.5434 | -62.3545 |  |  |  | 0 | 0 | 55.0663 | 55.0663 | 0 | #DIV/0! |  |  |  | 0 | 0 | 55.0663 | 55.0663 | 0 | #DIV/0! |  |  |  | 0 | 0 | 55.0663 | 55.0663 | 0 | #DIV/0!
[13 empty] | 73.3 | 73.3 | 36.1039 | -0.3995 | 0.75853 | 72.2881 | 72.2881 | 21.961 | -62.225 |  |  |  | -0.56498 | 1.0727 | 80.5447 | 80.5447 | 19.2762 | -62.225 |  |  |  | 0 | 0 | 55.0663 | 55.0663 | 0 | #DIV/0! |  |  |  | 0 | 0 | 55.0663 | 55.0663 | 0 | #DIV/0! |  |  |  | 0 | 0 | 55.0663 | 55.0663 | 0 | #DIV/0!
[13 empty] | 73.4 | 73.4 | 35.9819 | -0.40122 | 0.75762 | 72.369 | 72.369 | 21.8854 | -62.0954 |  |  |  | -0.56741 | 1.0714 | 80.6727 | 80.6727 | 19.0075 | -62.0954 |  |  |  | 0 | 0 | 55.0663 | 55.0663 | 0 | #DIV/0! |  |  |  | 0 | 0 | 55.0663 | 55.0663 | 0 | #DIV/0! |  |  |  | 0 | 0 | 55.0663 | 55.0663 | 0 | #DIV/0!
[13 empty] | 73.5 | 73.5 | 35.858 | -0.40293 | 0.75671 | 72.45 | 72.45 | 21.8091 | -61.9657 |  |  |  | -0.56983 | 1.0702 | 80.8009 | 80.8009 | 18.7373 | -61.9657 |  |  |  | 0 | 0 | 55.0663 | 55.0663 | 0 | #DIV/0! |  |  |  | 0 | 0 | 55.0663 | 55.0663 | 0 | #DIV/0! |  |  |  | 0 | 0 | 55.0663 | 55.0663 | 0 | #DIV/0!
[13 empty] | 73.6 | 73.6 | 35.7324 | -0.40465 | 0.7558 | 72.531 | 72.531 | 21.732 | -61.8358 |  |  |  | -0.57226 | 1.0689 | 80.9293 | 80.9293 | 18.4657 | -61.8358 |  |  |  | 0 | 0 | 55.0663 | 55.0663 | 0 | #DIV/0! |  |  |  | 0 | 0 | 55.0663 | 55.0663 | 0 | #DIV/0! |  |  |  | 0 | 0 | 55.0663 | 55.0663 | 0 | #DIV/0!
[13 empty] | 73.7 | 73.7 | 35.6051 | -0.40636 | 0.75488 | 72.6122 | 72.6122 | 21.6541 | -61.7057 |  |  |  | -0.57468 | 1.0676 | 81.0579 | 81.0579 | 18.1926 | -61.7057 |  |  |  | 0 | 0 | 55.0663 | 55.0663 | 0 | #DIV/0! |  |  |  | 0 | 0 | 55.0663 | 55.0663 | 0 | #DIV/0! |  |  |  | 0 | 0 | 55.0663 | 55.0663 | 0 | #DIV/0!
[13 empty] | 73.8 | 73.8 | 35.4759 | -0.40808 | 0.75395 | 72.6934 | 72.6934 | 21.5754 | -61.5755 |  |  |  | -0.57711 | 1.0662 | 81.1867 | 81.1867 | 17.9182 | -61.5755 |  |  |  | 0 | 0 | 55.0663 | 55.0663 | 0 | #DIV/0! |  |  |  | 0 | 0 | 55.0663 | 55.0663 | 0 | #DIV/0! |  |  |  | 0 | 0 | 55.0663 | 55.0663 | 0 | #DIV/0!
[13 empty] | 73.9 | 73.9 | 35.345 | -0.40979 | 0.75302 | 72.7748 | 72.7748 | 21.496 | -61.4451 |  |  |  | -0.57953 | 1.0649 | 81.3158 | 81.3158 | 17.6423 | -61.4451 |  |  |  | 0 | 0 | 55.0663 | 55.0663 | 0 | #DIV/0! |  |  |  | 0 | 0 | 55.0663 | 55.0663 | 0 | #DIV/0! |  |  |  | 0 | 0 | 55.0663 | 55.0663 | 0 | #DIV/0!
[13 empty] | 74 | 74 | 35.2124 | -0.41151 | 0.75209 | 72.8562 | 72.8562 | 21.4157 | -61.3146 |  |  |  | -0.58196 | 1.0636 | 81.445 | 81.445 | 17.3652 | -61.3146 |  |  |  | 0 | 0 | 55.0663 | 55.0663 | 0 | #DIV/0! |  |  |  | 0 | 0 | 55.0663 | 55.0663 | 0 | #DIV/0! |  |  |  | 0 | 0 | 55.0663 | 55.0663 | 0 | #DIV/0!
[13 empty] | 74.1 | 74.1 | 35.078 | -0.41322 | 0.75114 | 72.9377 | 72.9377 | 21.3347 | -61.1839 |  |  |  | -0.58438 | 1.0623 | 81.5744 | 81.5744 | 17.0867 | -61.1839 |  |  |  | 0 | 0 | 55.0663 | 55.0663 | 0 | #DIV/0! |  |  |  | 0 | 0 | 55.0663 | 55.0663 | 0 | #DIV/0! |  |  |  | 0 | 0 | 55.0663 | 55.0663 | 0 | #DIV/0!
[13 empty] | 74.2 | 74.2 | 34.9419 | -0.41494 | 0.7502 | 73.0193 | 73.0193 | 21.2529 | -61.053 |  |  |  | -0.58681 | 1.0609 | 81.704 | 81.704 | 16.8069 | -61.053 |  |  |  | 0 | 0 | 55.0663 | 55.0663 | 0 | #DIV/0! |  |  |  | 0 | 0 | 55.0663 | 55.0663 | 0 | #DIV/0! |  |  |  | 0 | 0 | 55.0663 | 55.0663 | 0 | #DIV/0!
[13 empty] | 74.3 | 74.3 | 34.804 | -0.41665 | 0.74925 | 73.1011 | 73.1011 | 21.1703 | -60.922 |  |  |  | -0.58923 | 1.0596 | 81.8338 | 81.8338 | 16.5259 | -60.922 |  |  |  | 0 | 0 | 55.0663 | 55.0663 | 0 | #DIV/0! |  |  |  | 0 | 0 | 55.0663 | 55.0663 | 0 | #DIV/0! |  |  |  | 0 | 0 | 55.0663 | 55.0663 | 0 | #DIV/0!
[13 empty] | 74.4 | 74.4 | 34.6644 | -0.41836 | 0.74829 | 73.1829 | 73.1829 | 21.087 | -60.7908 |  |  |  | -0.59166 | 1.0582 | 81.9639 | 81.9639 | 16.2436 | -60.7908 |  |  |  | 0 | 0 | 55.0663 | 55.0663 | 0 | #DIV/0! |  |  |  | 0 | 0 | 55.0663 | 55.0663 | 0 | #DIV/0! |  |  |  | 0 | 0 | 55.0663 | 55.0663 | 0 | #DIV/0!
[13 empty] | 74.5 | 74.5 | 34.5232 | -0.42008 | 0.74733 | 73.2648 | 73.2648 | 21.0029 | -60.6594 |  |  |  | -0.59408 | 1.0569 | 82.0941 | 82.0941 | 15.9601 | -60.6594 |  |  |  | 0 | 0 | 55.0663 | 55.0663 | 0 | #DIV/0! |  |  |  | 0 | 0 | 55.0663 | 55.0663 | 0 | #DIV/0! |  |  |  | 0 | 0 | 55.0663 | 55.0663 | 0 | #DIV/0!
[13 empty] | 74.6 | 74.6 | 34.3802 | -0.42179 | 0.74636 | 73.3468 | 73.3468 | 20.9181 | -60.5279 |  |  |  | -0.59651 | 1.0555 | 82.2245 | 82.2245 | 15.6755 | -60.5279 |  |  |  | 0 | 0 | 55.0663 | 55.0663 | 0 | #DIV/0! |  |  |  | 0 | 0 | 55.0663 | 55.0663 | 0 | #DIV/0! |  |  |  | 0 | 0 | 55.0663 | 55.0663 | 0 | #DIV/0!
[13 empty] | 74.7 | 74.7 | 34.2355 | -0.42351 | 0.74539 | 73.4289 | 73.4289 | 20.8324 | -60.3962 |  |  |  | -0.59893 | 1.0541 | 82.3552 | 82.3552 | 15.3896 | -60.3962 |  |  |  | 0 | 0 | 55.0663 | 55.0663 | 0 | #DIV/0! |  |  |  | 0 | 0 | 55.0663 | 55.0663 | 0 | #DIV/0! |  |  |  | 0 | 0 | 55.0663 | 55.0663 | 0 | #DIV/0!
[13 empty] | 74.8 | 74.8 | 34.0891 | -0.42522 | 0.74442 | 73.511 | 73.511 | 20.7461 | -60.2643 |  |  |  | -0.60136 | 1.0528 | 82.486 | 82.486 | 15.1027 | -60.2643 |  |  |  | 0 | 0 | 55.0663 | 55.0663 | 0 | #DIV/0! |  |  |  | 0 | 0 | 55.0663 | 55.0663 | 0 | #DIV/0! |  |  |  | 0 | 0 | 55.0663 | 55.0663 | 0 | #DIV/0!
[13 empty] | 74.9 | 74.9 | 33.941 | -0.42694 | 0.74343 | 73.5933 | 73.5933 | 20.6589 | -60.1322 |  |  |  | -0.60378 | 1.0514 | 82.617 | 82.617 | 14.8146 | -60.1322 |  |  |  | 0 | 0 | 55.0663 | 55.0663 | 0 | #DIV/0! |  |  |  | 0 | 0 | 55.0663 | 55.0663 | 0 | #DIV/0! |  |  |  | 0 | 0 | 55.0663 | 55.0663 | 0 | #DIV/0!
[13 empty] | 75 | 75 | 33.7912 | -0.42865 | 0.74245 | 73.6757 | 73.6757 | 20.5711 | -60 |  |  |  | -0.60621 | 1.05 | 82.7483 | 82.7483 | 14.5255 | -60 |  |  |  | 0 | 0 | 55.0663 | 55.0663 | 0 | #DIV/0! |  |  |  | 0 | 0 | 55.0663 | 55.0663 | 0 | #DIV/0! |  |  |  | 0 | 0 | 55.0663 | 55.0663 | 0 | #DIV/0!
[13 empty] | 75.1 | 75.1 | 33.6398 | -0.43037 | 0.74145 | 73.7582 | 73.7582 | 20.4824 | -59.8676 |  |  |  | -0.60863 | 1.0486 | 82.8797 | 82.8797 | 14.2354 | -59.8676 |  |  |  | 0 | 0 | 55.0663 | 55.0663 | 0 | #DIV/0! |  |  |  | 0 | 0 | 55.0663 | 55.0663 | 0 | #DIV/0! |  |  |  | 0 | 0 | 55.0663 | 55.0663 | 0 | #DIV/0!
[13 empty] | 75.2 | 75.2 | 33.4867 | -0.43208 | 0.74046 | 73.8408 | 73.8408 | 20.3931 | -59.735 |  |  |  | -0.61105 | 1.0472 | 83.0114 | 83.0114 | 13.9442 | -59.735 |  |  |  | 0 | 0 | 55.0663 | 55.0663 | 0 | #DIV/0! |  |  |  | 0 | 0 | 55.0663 | 55.0663 | 0 | #DIV/0! |  |  |  | 0 | 0 | 55.0663 | 55.0663 | 0 | #DIV/0!
[13 empty] | 75.3 | 75.3 | 33.3319 | -0.4338 | 0.73945 | 73.9234 | 73.9234 | 20.303 | -59.6022 |  |  |  | -0.61348 | 1.0457 | 83.1432 | 83.1432 | 13.6521 | -59.6022 |  |  |  | 0 | 0 | 55.0663 | 55.0663 | 0 | #DIV/0! |  |  |  | 0 | 0 | 55.0663 | 55.0663 | 0 | #DIV/0! |  |  |  | 0 | 0 | 55.0663 | 55.0663 | 0 | #DIV/0!
[13 empty] | 75.4 | 75.4 | 33.1755 | -0.43551 | 0.73844 | 74.0062 | 74.0062 | 20.2121 | -59.4693 |  |  |  | -0.6159 | 1.0443 | 83.2753 | 83.2753 | 13.359 | -59.4693 |  |  |  | 0 | 0 | 55.0663 | 55.0663 | 0 | #DIV/0! |  |  |  | 0 | 0 | 55.0663 | 55.0663 | 0 | #DIV/0! |  |  |  | 0 | 0 | 55.0663 | 55.0663 | 0 | #DIV/0!
[13 empty] | 75.5 | 75.5 | 33.0174 | -0.43722 | 0.73743 | 74.089 | 74.089 | 20.1205 | -59.3362 |  |  |  | -0.61833 | 1.0429 | 83.4075 | 83.4075 | 13.065 | -59.3362 |  |  |  | 0 | 0 | 55.0663 | 55.0663 | 0 | #DIV/0! |  |  |  | 0 | 0 | 55.0663 | 55.0663 | 0 | #DIV/0! |  |  |  | 0 | 0 | 55.0663 | 55.0663 | 0 | #DIV/0!
[13 empty] | 75.6 | 75.6 | 32.8577 | -0.43894 | 0.73641 | 74.172 | 74.172 | 20.0282 | -59.2029 |  |  |  | -0.62075 | 1.0414 | 83.54 | 83.54 | 12.7701 | -59.2029 |  |  |  | 0 | 0 | 55.0663 | 55.0663 | 0 | #DIV/0! |  |  |  | 0 | 0 | 55.0663 | 55.0663 | 0 | #DIV/0! |  |  |  | 0 | 0 | 55.0663 | 55.0663 | 0 | #DIV/0!
[13 empty] | 75.7 | 75.7 | 32.6964 | -0.44065 | 0.73539 | 74.2551 | 74.2551 | 19.9352 | -59.0694 |  |  |  | -0.62318 | 1.04 | 83.6726 | 83.6726 | 12.4744 | -59.0694 |  |  |  | 0 | 0 | 55.0663 | 55.0663 | 0 | #DIV/0! |  |  |  | 0 | 0 | 55.0663 | 55.0663 | 0 | #DIV/0! |  |  |  | 0 | 0 | 55.0663 | 55.0663 | 0 | #DIV/0!
[13 empty] | 75.8 | 75.8 | 32.5335 | -0.44237 | 0.73436 | 74.3382 | 74.3382 | 19.8414 | -58.9357 |  |  |  | -0.6256 | 1.0385 | 83.8055 | 83.8055 | 12.1778 | -58.9357 |  |  |  | 0 | 0 | 55.0663 | 55.0663 | 0 | #DIV/0! |  |  |  | 0 | 0 | 55.0663 | 55.0663 | 0 | #DIV/0! |  |  |  | 0 | 0 | 55.0663 | 55.0663 | 0 | #DIV/0!
[13 empty] | 75.9 | 75.9 | 32.3689 | -0.44408 | 0.73332 | 74.4215 | 74.4215 | 19.747 | -58.8018 |  |  |  | -0.62803 | 1.0371 | 83.9385 | 83.9385 | 11.8804 | -58.8018 |  |  |  | 0 | 0 | 55.0663 | 55.0663 | 0 | #DIV/0! |  |  |  | 0 | 0 | 55.0663 | 55.0663 | 0 | #DIV/0! |  |  |  | 0 | 0 | 55.0663 | 55.0663 | 0 | #DIV/0!
[13 empty] | 76 | 76 | 32.2028 | -0.4458 | 0.73228 | 74.5048 | 74.5048 | 19.6518 | -58.6677 |  |  |  | -0.63045 | 1.0356 | 84.0718 | 84.0718 | 11.5823 | -58.6677 |  |  |  | 0 | 0 | 55.0663 | 55.0663 | 0 | #DIV/0! |  |  |  | 0 | 0 | 55.0663 | 55.0663 | 0 | #DIV/0! |  |  |  | 0 | 0 | 55.0663 | 55.0663 | 0 | #DIV/0!
[13 empty] | 76.1 | 76.1 | 32.0351 | -0.44751 | 0.73123 | 74.5883 | 74.5883 | 19.5559 | -58.5335 |  |  |  | -0.63288 | 1.0341 | 84.2052 | 84.2052 | 11.2835 | -58.5335 |  |  |  | 0 | 0 | 55.0663 | 55.0663 | 0 | #DIV/0! |  |  |  | 0 | 0 | 55.0663 | 55.0663 | 0 | #DIV/0! |  |  |  | 0 | 0 | 55.0663 | 55.0663 | 0 | #DIV/0!
[13 empty] | 76.2 | 76.2 | 31.8657 | -0.44923 | 0.73018 | 74.6718 | 74.6718 | 19.4593 | -58.3991 |  |  |  | -0.6353 | 1.0326 | 84.3389 | 84.3389 | 10.984 | -58.3991 |  |  |  | 0 | 0 | 55.0663 | 55.0663 | 0 | #DIV/0! |  |  |  | 0 | 0 | 55.0663 | 55.0663 | 0 | #DIV/0! |  |  |  | 0 | 0 | 55.0663 | 55.0663 | 0 | #DIV/0!
[13 empty] | 76.3 | 76.3 | 31.6948 | -0.45094 | 0.72912 | 74.7555 | 74.7555 | 19.362 | -58.2644 |  |  |  | -0.63773 | 1.0311 | 84.4727 | 84.4727 | 10.6838 | -58.2644 |  |  |  | 0 | 0 | 55.0663 | 55.0663 | 0 | #DIV/0! |  |  |  | 0 | 0 | 55.0663 | 55.0663 | 0 | #DIV/0! |  |  |  | 0 | 0 | 55.0663 | 55.0663 | 0 | #DIV/0!
[13 empty] | 76.4 | 76.4 | 31.5224 | -0.45266 | 0.72806 | 74.8392 | 74.8392 | 19.2639 | -58.1296 |  |  |  | -0.64015 | 1.0296 | 84.6068 | 84.6068 | 10.383 | -58.1296 |  |  |  | 0 | 0 | 55.0663 | 55.0663 | 0 | #DIV/0! |  |  |  | 0 | 0 | 55.0663 | 55.0663 | 0 | #DIV/0! |  |  |  | 0 | 0 | 55.0663 | 55.0663 | 0 | #DIV/0!
[13 empty] | 76.5 | 76.5 | 31.3483 | -0.45437 | 0.72699 | 74.923 | 74.923 | 19.1652 | -57.9945 |  |  |  | -0.64258 | 1.0281 | 84.741 | 84.741 | 10.0816 | -57.9945 |  |  |  | 0 | 0 | 55.0663 | 55.0663 | 0 | #DIV/0! |  |  |  | 0 | 0 | 55.0663 | 55.0663 | 0 | #DIV/0! |  |  |  | 0 | 0 | 55.0663 | 55.0663 | 0 | #DIV/0!
[13 empty] | 76.6 | 76.6 | 31.1727 | -0.45609 | 0.72592 | 75.007 | 75.007 | 19.0658 | -57.8593 |  |  |  | -0.645 | 1.0266 | 84.8754 | 84.8754 | 9.7797 | -57.8593 |  |  |  | 0 | 0 | 55.0663 | 55.0663 | 0 | #DIV/0! |  |  |  | 0 | 0 | 55.0663 | 55.0663 | 0 | #DIV/0! |  |  |  | 0 | 0 | 55.0663 | 55.0663 | 0 | #DIV/0!
[13 empty] | 76.7 | 76.7 | 30.9956 | -0.4578 | 0.72484 | 75.091 | 75.091 | 18.9658 | -57.7239 |  |  |  | -0.64743 | 1.0251 | 85.0101 | 85.0101 | 9.4772 | -57.7239 |  |  |  | 0 | 0 | 55.0663 | 55.0663 | 0 | #DIV/0! |  |  |  | 0 | 0 | 55.0663 | 55.0663 | 0 | #DIV/0! |  |  |  | 0 | 0 | 55.0663 | 55.0663 | 0 | #DIV/0!
[13 empty] | 76.8 | 76.8 | 30.8169 | -0.45951 | 0.72375 | 75.1751 | 75.1751 | 18.865 | -57.5882 |  |  |  | -0.64985 | 1.0235 | 85.1449 | 85.1449 | 9.1742 | -57.5882 |  |  |  | 0 | 0 | 55.0663 | 55.0663 | 0 | #DIV/0! |  |  |  | 0 | 0 | 55.0663 | 55.0663 | 0 | #DIV/0! |  |  |  | 0 | 0 | 55.0663 | 55.0663 | 0 | #DIV/0!
[13 empty] | 76.9 | 76.9 | 30.6368 | -0.46123 | 0.72266 | 75.2594 | 75.2594 | 18.7636 | -57.4524 |  |  |  | -0.65228 | 1.022 | 85.2799 | 85.2799 | 8.8708 | -57.4524 |  |  |  | 0 | 0 | 55.0663 | 55.0663 | 0 | #DIV/0! |  |  |  | 0 | 0 | 55.0663 | 55.0663 | 0 | #DIV/0! |  |  |  | 0 | 0 | 55.0663 | 55.0663 | 0 | #DIV/0!
[13 empty] | 77 | 77 | 30.455 | -0.46294 | 0.72156 | 75.3437 | 75.3437 | 18.6614 | -57.3164 |  |  |  | -0.6547 | 1.0204 | 85.4152 | 85.4152 | 8.567 | -57.3164 |  |  |  | 0 | 0 | 55.0663 | 55.0663 | 0 | #DIV/0! |  |  |  | 0 | 0 | 55.0663 | 55.0663 | 0 | #DIV/0! |  |  |  | 0 | 0 | 55.0663 | 55.0663 | 0 | #DIV/0!
[13 empty] | 77.1 | 77.1 | 30.2718 | -0.46466 | 0.72046 | 75.4282 | 75.4282 | 18.5587 | -57.1801 |  |  |  | -0.65713 | 1.0189 | 85.5506 | 85.5506 | 8.2628 | -57.1801 |  |  |  | 0 | 0 | 55.0663 | 55.0663 | 0 | #DIV/0! |  |  |  | 0 | 0 | 55.0663 | 55.0663 | 0 | #DIV/0! |  |  |  | 0 | 0 | 55.0663 | 55.0663 | 0 | #DIV/0!
[13 empty] | 77.2 | 77.2 | 30.0871 | -0.46637 | 0.71935 | 75.5127 | 75.5127 | 18.4552 | -57.0436 |  |  |  | -0.65955 | 1.0173 | 85.6862 | 85.6862 | 7.9583 | -57.0436 |  |  |  | 0 | 0 | 55.0663 | 55.0663 | 0 | #DIV/0! |  |  |  | 0 | 0 | 55.0663 | 55.0663 | 0 | #DIV/0! |  |  |  | 0 | 0 | 55.0663 | 55.0663 | 0 | #DIV/0!
[13 empty] | 77.3 | 77.3 | 29.9009 | -0.46809 | 0.71824 | 75.5973 | 75.5973 | 18.3511 | -56.907 |  |  |  | -0.66198 | 1.0157 | 85.822 | 85.822 | 7.6534 | -56.907 |  |  |  | 0 | 0 | 55.0663 | 55.0663 | 0 | #DIV/0! |  |  |  | 0 | 0 | 55.0663 | 55.0663 | 0 | #DIV/0! |  |  |  | 0 | 0 | 55.0663 | 55.0663 | 0 | #DIV/0!
[13 empty] | 77.4 | 77.4 | 29.7132 | -0.4698 | 0.71712 | 75.6821 | 75.6821 | 18.2464 | -56.7701 |  |  |  | -0.6644 | 1.0142 | 85.958 | 85.958 | 7.3483 | -56.7701 |  |  |  | 0 | 0 | 55.0663 | 55.0663 | 0 | #DIV/0! |  |  |  | 0 | 0 | 55.0663 | 55.0663 | 0 | #DIV/0! |  |  |  | 0 | 0 | 55.0663 | 55.0663 | 0 | #DIV/0!
[13 empty] | 77.5 | 77.5 | 29.5241 | -0.47152 | 0.71599 | 75.7669 | 75.7669 | 18.1409 | -56.633 |  |  |  | -0.66683 | 1.0126 | 86.0942 | 86.0942 | 7.043 | -56.633 |  |  |  | 0 | 0 | 55.0663 | 55.0663 | 0 | #DIV/0! |  |  |  | 0 | 0 | 55.0663 | 55.0663 | 0 | #DIV/0! |  |  |  | 0 | 0 | 55.0663 | 55.0663 | 0 | #DIV/0!
[13 empty] | 77.6 | 77.6 | 29.3335 | -0.47323 | 0.71486 | 75.8518 | 75.8518 | 18.0349 | -56.4957 |  |  |  | -0.66925 | 1.011 | 86.2306 | 86.2306 | 6.7374 | -56.4957 |  |  |  | 0 | 0 | 55.0663 | 55.0663 | 0 | #DIV/0! |  |  |  | 0 | 0 | 55.0663 | 55.0663 | 0 | #DIV/0! |  |  |  | 0 | 0 | 55.0663 | 55.0663 | 0 | #DIV/0!
[13 empty] | 77.7 | 77.7 | 29.1414 | -0.47495 | 0.71372 | 75.9369 | 75.9369 | 17.9282 | -56.3581 |  |  |  | -0.67168 | 1.0094 | 86.3672 | 86.3672 | 6.4317 | -56.3581 |  |  |  | 0 | 0 | 55.0663 | 55.0663 | 0 | #DIV/0! |  |  |  | 0 | 0 | 55.0663 | 55.0663 | 0 | #DIV/0! |  |  |  | 0 | 0 | 55.0663 | 55.0663 | 0 | #DIV/0!
[13 empty] | 77.8 | 77.8 | 28.9479 | -0.47666 | 0.71258 | 76.022 | 76.022 | 17.8209 | -56.2204 |  |  |  | -0.6741 | 1.0077 | 86.504 | 86.504 | 6.1259 | -56.2204 |  |  |  | 0 | 0 | 55.0663 | 55.0663 | 0 | #DIV/0! |  |  |  | 0 | 0 | 55.0663 | 55.0663 | 0 | #DIV/0! |  |  |  | 0 | 0 | 55.0663 | 55.0663 | 0 | #DIV/0!
[13 empty] | 77.9 | 77.9 | 28.7529 | -0.47838 | 0.71143 | 76.1072 | 76.1072 | 17.7129 | -56.0824 |  |  |  | -0.67653 | 1.0061 | 86.641 | 86.641 | 5.82 | -56.0824 |  |  |  | 0 | 0 | 55.0663 | 55.0663 | 0 | #DIV/0! |  |  |  | 0 | 0 | 55.0663 | 55.0663 | 0 | #DIV/0! |  |  |  | 0 | 0 | 55.0663 | 55.0663 | 0 | #DIV/0!
[13 empty] | 78 | 78 | 28.5566 | -0.48009 | 0.71027 | 76.1926 | 76.1926 | 17.6044 | -55.9442 |  |  |  | -0.67895 | 1.0045 | 86.7781 | 86.7781 | 5.514 | -55.9442 |  |  |  | 0 | 0 | 55.0663 | 55.0663 | 0 | #DIV/0! |  |  |  | 0 | 0 | 55.0663 | 55.0663 | 0 | #DIV/0! |  |  |  | 0 | 0 | 55.0663 | 55.0663 | 0 | #DIV/0!
[13 empty] | 78.1 | 78.1 | 28.3588 | -0.4818 | 0.70911 | 76.278 | 76.278 | 17.4952 | -55.8058 |  |  |  | -0.68137 | 1.0028 | 86.9155 | 86.9155 | 5.208 | -55.8058 |  |  |  | 0 | 0 | 55.0663 | 55.0663 | 0 | #DIV/0! |  |  |  | 0 | 0 | 55.0663 | 55.0663 | 0 | #DIV/0! |  |  |  | 0 | 0 | 55.0663 | 55.0663 | 0 | #DIV/0!
[13 empty] | 78.2 | 78.2 | 28.1596 | -0.48352 | 0.70794 | 76.3635 | 76.3635 | 17.3854 | -55.6671 |  |  |  | -0.6838 | 1.0012 | 87.0531 | 87.0531 | 4.9021 | -55.6671 |  |  |  | 0 | 0 | 55.0663 | 55.0663 | 0 | #DIV/0! |  |  |  | 0 | 0 | 55.0663 | 55.0663 | 0 | #DIV/0! |  |  |  | 0 | 0 | 55.0663 | 55.0663 | 0 | #DIV/0!
[13 empty] | 78.3 | 78.3 | 27.959 | -0.48523 | 0.70677 | 76.4492 | 76.4492 | 17.2749 | -55.5282 |  |  |  | -0.68622 | 0.99952 | 87.1908 | 87.1908 | 4.5962 | -55.5282 |  |  |  | 0 | 0 | 55.0663 | 55.0663 | 0 | #DIV/0! |  |  |  | 0 | 0 | 55.0663 | 55.0663 | 0 | #DIV/0! |  |  |  | 0 | 0 | 55.0663 | 55.0663 | 0 | #DIV/0!
[13 empty] | 78.4 | 78.4 | 27.7571 | -0.48695 | 0.70559 | 76.5349 | 76.5349 | 17.1639 | -55.3891 |  |  |  | -0.68865 | 0.99785 | 87.3287 | 87.3287 | 4.2905 | -55.3891 |  |  |  | 0 | 0 | 55.0663 | 55.0663 | 0 | #DIV/0! |  |  |  | 0 | 0 | 55.0663 | 55.0663 | 0 | #DIV/0! |  |  |  | 0 | 0 | 55.0663 | 55.0663 | 0 | #DIV/0!
[13 empty] | 78.5 | 78.5 | 27.5537 | -0.48866 | 0.7044 | 76.6207 | 76.6207 | 17.0523 | -55.2498 |  |  |  | -0.69107 | 0.99617 | 87.4669 | 87.4669 | 3.9848 | -55.2498 |  |  |  | 0 | 0 | 55.0663 | 55.0663 | 0 | #DIV/0! |  |  |  | 0 | 0 | 55.0663 | 55.0663 | 0 | #DIV/0! |  |  |  | 0 | 0 | 55.0663 | 55.0663 | 0 | #DIV/0!
[13 empty] | 78.6 | 78.6 | 27.349 | -0.49038 | 0.70321 | 76.7067 | 76.7067 | 16.9401 | -55.1102 |  |  |  | -0.6935 | 0.99448 | 87.6052 | 87.6052 | 3.6794 | -55.1102 |  |  |  | 0 | 0 | 55.0663 | 55.0663 | 0 | #DIV/0! |  |  |  | 0 | 0 | 55.0663 | 55.0663 | 0 | #DIV/0! |  |  |  | 0 | 0 | 55.0663 | 55.0663 | 0 | #DIV/0!
[13 empty] | 78.7 | 78.7 | 27.143 | -0.49209 | 0.70201 | 76.7927 | 76.7927 | 16.8274 | -54.9704 |  |  |  | -0.69592 | 0.99279 | 87.7437 | 87.7437 | 3.3742 | -54.9704 |  |  |  | 0 | 0 | 55.0663 | 55.0663 | 0 | #DIV/0! |  |  |  | 0 | 0 | 55.0663 | 55.0663 | 0 | #DIV/0! |  |  |  | 0 | 0 | 55.0663 | 55.0663 | 0 | #DIV/0!
[13 empty] | 78.8 | 78.8 | 26.9356 | -0.49381 | 0.7008 | 76.8789 | 76.8789 | 16.714 | -54.8303 |  |  |  | -0.69835 | 0.99108 | 87.8824 | 87.8824 | 3.0693 | -54.8303 |  |  |  | 0 | 0 | 55.0663 | 55.0663 | 0 | #DIV/0! |  |  |  | 0 | 0 | 55.0663 | 55.0663 | 0 | #DIV/0! |  |  |  | 0 | 0 | 55.0663 | 55.0663 | 0 | #DIV/0!
[13 empty] | 78.9 | 78.9 | 26.7269 | -0.49552 | 0.69959 | 76.9651 | 76.9651 | 16.6001 | -54.69 |  |  |  | -0.70077 | 0.98937 | 88.0213 | 88.0213 | 2.7646 | -54.69 |  |  |  | 0 | 0 | 55.0663 | 55.0663 | 0 | #DIV/0! |  |  |  | 0 | 0 | 55.0663 | 55.0663 | 0 | #DIV/0! |  |  |  | 0 | 0 | 55.0663 | 55.0663 | 0 | #DIV/0!
[13 empty] | 79 | 79 | 26.5168 | -0.49724 | 0.69837 | 77.0515 | 77.0515 | 16.4856 | -54.5495 |  |  |  | -0.7032 | 0.98765 | 88.1604 | 88.1604 | 2.4603 | -54.5495 |  |  |  | 0 | 0 | 55.0663 | 55.0663 | 0 | #DIV/0! |  |  |  | 0 | 0 | 55.0663 | 55.0663 | 0 | #DIV/0! |  |  |  | 0 | 0 | 55.0663 | 55.0663 | 0 | #DIV/0!
[13 empty] | 79.1 | 79.1 | 26.3054 | -0.49895 | 0.69715 | 77.1379 | 77.1379 | 16.3705 | -54.4087 |  |  |  | -0.70562 | 0.98592 | 88.2996 | 88.2996 | 2.1564 | -54.4087 |  |  |  | 0 | 0 | 55.0663 | 55.0663 | 0 | #DIV/0! |  |  |  | 0 | 0 | 55.0663 | 55.0663 | 0 | #DIV/0! |  |  |  | 0 | 0 | 55.0663 | 55.0663 | 0 | #DIV/0!
[13 empty] | 79.2 | 79.2 | 26.0928 | -0.50067 | 0.69592 | 77.2244 | 77.2244 | 16.2549 | -54.2676 |  |  |  | -0.70805 | 0.98418 | 88.4391 | 88.4391 | 1.8529 | -54.2676 |  |  |  | 0 | 0 | 55.0663 | 55.0663 | 0 | #DIV/0! |  |  |  | 0 | 0 | 55.0663 | 55.0663 | 0 | #DIV/0! |  |  |  | 0 | 0 | 55.0663 | 55.0663 | 0 | #DIV/0!
[13 empty] | 79.3 | 79.3 | 25.8788 | -0.50238 | 0.69468 | 77.3111 | 77.3111 | 16.1387 | -54.1263 |  |  |  | -0.71047 | 0.98243 | 88.5787 | 88.5787 | 1.5499 | -54.1263 |  |  |  | 0 | 0 | 55.0663 | 55.0663 | 0 | #DIV/0! |  |  |  | 0 | 0 | 55.0663 | 55.0663 | 0 | #DIV/0! |  |  |  | 0 | 0 | 55.0663 | 55.0663 | 0 | #DIV/0!
[13 empty] | 79.4 | 79.4 | 25.6636 | -0.50409 | 0.69344 | 77.3978 | 77.3978 | 16.0221 | -53.9848 |  |  |  | -0.7129 | 0.98067 | 88.7186 | 88.7186 | 1.2474 | -53.9848 |  |  |  | 0 | 0 | 55.0663 | 55.0663 | 0 | #DIV/0! |  |  |  | 0 | 0 | 55.0663 | 55.0663 | 0 | #DIV/0! |  |  |  | 0 | 0 | 55.0663 | 55.0663 | 0 | #DIV/0!
[13 empty] | 79.5 | 79.5 | 25.447 | -0.50581 | 0.69219 | 77.4847 | 77.4847 | 15.9048 | -53.843 |  |  |  | -0.71532 | 0.9789 | 88.8586 | 88.8586 | 0.94542 | -53.843 |  |  |  | 0 | 0 | 55.0663 | 55.0663 | 0 | #DIV/0! |  |  |  | 0 | 0 | 55.0663 | 55.0663 | 0 | #DIV/0! |  |  |  | 0 | 0 | 55.0663 | 55.0663 | 0 | #DIV/0!
[13 empty] | 79.6 | 79.6 | 25.2293 | -0.50752 | 0.69093 | 77.5717 | 77.5717 | 15.7871 | -53.7009 |  |  |  | -0.71775 | 0.97713 | 88.9988 | 88.9988 | 0.64403 | -53.7009 |  |  |  | 0 | 0 | 55.0663 | 55.0663 | 0 | #DIV/0! |  |  |  | 0 | 0 | 55.0663 | 55.0663 | 0 | #DIV/0! |  |  |  | 0 | 0 | 55.0663 | 55.0663 | 0 | #DIV/0!
[13 empty] | 79.7 | 79.7 | 25.0103 | -0.50924 | 0.68967 | 77.6587 | 77.6587 | 15.6688 | -53.5586 |  |  |  | -0.72017 | 0.97534 | 89.1392 | 89.1392 | 0.34327 | -53.5586 |  |  |  | 0 | 0 | 55.0663 | 55.0663 | 0 | #DIV/0! |  |  |  | 0 | 0 | 55.0663 | 55.0663 | 0 | #DIV/0! |  |  |  | 0 | 0 | 55.0663 | 55.0663 | 0 | #DIV/0!
[13 empty] | 79.8 | 79.8 | 24.79 | -0.51095 | 0.6884 | 77.7459 | 77.7459 | 15.55 | -53.416 |  |  |  | -0.7226 | 0.97355 | 89.2797 | 89.2797 | 0.043185 | -53.416 |  |  |  | 0 | 0 | 55.0663 | 55.0663 | 0 | #DIV/0! |  |  |  | 0 | 0 | 55.0663 | 55.0663 | 0 | #DIV/0! |  |  |  | 0 | 0 | 55.0663 | 55.0663 | 0 | #DIV/0!
[13 empty] | 79.9 | 79.9 | 24.5685 | -0.51267 | 0.68713 | 77.8331 | 77.8331 | 15.4307 | -53.2732 |  |  |  | -0.72502 | 0.97174 | 89.4205 | 89.4205 | 0.2562 | -53.2732 |  |  |  | 0 | 0 | 55.0663 | 55.0663 | 0 | #DIV/0! |  |  |  | 0 | 0 | 55.0663 | 55.0663 | 0 | #DIV/0! |  |  |  | 0 | 0 | 55.0663 | 55.0663 | 0 | #DIV/0!
[13 empty] | 80 | 80 | 24.3458 | -0.51438 | 0.68584 | 77.9205 | 77.9205 | 15.3109 | -53.1301 |  |  |  | -0.72745 | 0.96993 | 89.5614 | 89.5614 | 0.55482 | -53.1301 |  |  |  | 0 | 0 | 55.0663 | 55.0663 | 0 | #DIV/0! |  |  |  | 0 | 0 | 55.0663 | 55.0663 | 0 | #DIV/0! |  |  |  | 0 | 0 | 55.0663 | 55.0663 | 0 | #DIV/0!
[13 empty] | 80.1 | 80.1 | 24.1219 | -0.5161 | 0.68455 | 78.008 | 78.008 | 15.1906 | -52.9867 |  |  |  | -0.72987 | 0.96811 | 89.7026 | 89.7026 | 0.85266 | -52.9867 |  |  |  | 0 | 0 | 55.0663 | 55.0663 | 0 | #DIV/0! |  |  |  | 0 | 0 | 55.0663 | 55.0663 | 0 | #DIV/0! |  |  |  | 0 | 0 | 55.0663 | 55.0663 | 0 | #DIV/0!
[13 empty] | 80.2 | 80.2 | 23.8968 | -0.51781 | 0.68326 | 78.0955 | 78.0955 | 15.0698 | -52.8431 |  |  |  | -0.7323 | 0.96627 | 89.8439 | 89.8439 | 1.1497 | -52.8431 |  |  |  | 0 | 0 | 55.0663 | 55.0663 | 0 | #DIV/0! |  |  |  | 0 | 0 | 55.0663 | 55.0663 | 0 | #DIV/0! |  |  |  | 0 | 0 | 55.0663 | 55.0663 | 0 | #DIV/0!
[13 empty] | 80.3 | 80.3 | 23.6705 | -0.51953 | 0.68195 | 78.1832 | 78.1832 | 14.9486 | -52.6992 |  |  |  | -0.73472 | 0.96443 | 89.9854 | 89.9854 | 1.4458 | -52.6992 |  |  |  | 0 | 0 | 55.0663 | 55.0663 | 0 | #DIV/0! |  |  |  | 0 | 0 | 55.0663 | 55.0663 | 0 | #DIV/0! |  |  |  | 0 | 0 | 55.0663 | 55.0663 | 0 | #DIV/0!
[13 empty] | 80.4 | 80.4 | 23.4431 | -0.52124 | 0.68065 | 78.271 | 78.271 | 14.8269 | -52.555 |  |  |  | -0.73715 | 0.96258 | 90.127 | 90.127 | 1.741 | -52.555 |  |  |  | 0 | 0 | 55.0663 | 55.0663 | 0 | #DIV/0! |  |  |  | 0 | 0 | 55.0663 | 55.0663 | 0 | #DIV/0! |  |  |  | 0 | 0 | 55.0663 | 55.0663 | 0 | #DIV/0!
[13 empty] | 80.5 | 80.5 | 23.2144 | -0.52296 | 0.67933 | 78.3588 | 78.3588 | 14.7047 | -52.4105 |  |  |  | -0.73957 | 0.96072 | 90.2689 | 90.2689 | 2.0353 | -52.4105 |  |  |  | 0 | 0 | 55.0663 | 55.0663 | 0 | #DIV/0! |  |  |  | 0 | 0 | 55.0663 | 55.0663 | 0 | #DIV/0! |  |  |  | 0 | 0 | 55.0663 | 55.0663 | 0 | #DIV/0!
[13 empty] | 80.6 | 80.6 | 22.9847 | -0.52467 | 0.67801 | 78.4468 | 78.4468 | 14.582 | -52.2657 |  |  |  | -0.742 | 0.95884 | 90.4109 | 90.4109 | 2.3285 | -52.2657 |  |  |  | 0 | 0 | 55.0663 | 55.0663 | 0 | #DIV/0! |  |  |  | 0 | 0 | 55.0663 | 55.0663 | 0 | #DIV/0! |  |  |  | 0 | 0 | 55.0663 | 55.0663 | 0 | #DIV/0!
[13 empty] | 80.7 | 80.7 | 22.7538 | -0.52638 | 0.67668 | 78.5349 | 78.5349 | 14.4589 | -52.1207 |  |  |  | -0.74442 | 0.95696 | 90.5532 | 90.5532 | 2.6207 | -52.1207 |  |  |  | 0 | 0 | 55.0663 | 55.0663 | 0 | #DIV/0! |  |  |  | 0 | 0 | 55.0663 | 55.0663 | 0 | #DIV/0! |  |  |  | 0 | 0 | 55.0663 | 55.0663 | 0 | #DIV/0!
[13 empty] | 80.8 | 80.8 | 22.5217 | -0.5281 | 0.67534 | 78.6231 | 78.6231 | 14.3354 | -51.9754 |  |  |  | -0.74684 | 0.95507 | 90.6956 | 90.6956 | 2.9119 | -51.9754 |  |  |  | 0 | 0 | 55.0663 | 55.0663 | 0 | #DIV/0! |  |  |  | 0 | 0 | 55.0663 | 55.0663 | 0 | #DIV/0! |  |  |  | 0 | 0 | 55.0663 | 55.0663 | 0 | #DIV/0!
[13 empty] | 80.9 | 80.9 | 22.2886 | -0.52981 | 0.67399 | 78.7114 | 78.7114 | 14.2114 | -51.8298 |  |  |  | -0.74927 | 0.95317 | 90.8381 | 90.8381 | 3.2019 | -51.8298 |  |  |  | 0 | 0 | 55.0663 | 55.0663 | 0 | #DIV/0! |  |  |  | 0 | 0 | 55.0663 | 55.0663 | 0 | #DIV/0! |  |  |  | 0 | 0 | 55.0663 | 55.0663 | 0 | #DIV/0!
[13 empty] | 81 | 81 | 22.0543 | -0.53153 | 0.67264 | 78.7997 | 78.7997 | 14.087 | -51.6839 |  |  |  | -0.75169 | 0.95126 | 90.9809 | 90.9809 | 3.4907 | -51.6839 |  |  |  | 0 | 0 | 55.0663 | 55.0663 | 0 | #DIV/0! |  |  |  | 0 | 0 | 55.0663 | 55.0663 | 0 | #DIV/0! |  |  |  | 0 | 0 | 55.0663 | 55.0663 | 0 | #DIV/0!
[13 empty] | 81.1 | 81.1 | 21.819 | -0.53324 | 0.67128 | 78.8882 | 78.8882 | 13.9622 | -51.5377 |  |  |  | -0.75412 | 0.94934 | 91.1238 | 91.1238 | 3.7784 | -51.5377 |  |  |  | 0 | 0 | 55.0663 | 55.0663 | 0 | #DIV/0! |  |  |  | 0 | 0 | 55.0663 | 55.0663 | 0 | #DIV/0! |  |  |  | 0 | 0 | 55.0663 | 55.0663 | 0 | #DIV/0!
[13 empty] | 81.2 | 81.2 | 21.5826 | -0.53496 | 0.66992 | 78.9768 | 78.9768 | 13.837 | -51.3912 |  |  |  | -0.75654 | 0.94741 | 91.267 | 91.267 | 4.0648 | -51.3912 |  |  |  | 0 | 0 | 55.0663 | 55.0663 | 0 | #DIV/0! |  |  |  | 0 | 0 | 55.0663 | 55.0663 | 0 | #DIV/0! |  |  |  | 0 | 0 | 55.0663 | 55.0663 | 0 | #DIV/0!
[13 empty] | 81.3 | 81.3 | 21.3451 | -0.53667 | 0.66855 | 79.0655 | 79.0655 | 13.7114 | -51.2444 |  |  |  | -0.75897 | 0.94547 | 91.4103 | 91.4103 | 4.3498 | -51.2444 |  |  |  | 0 | 0 | 55.0663 | 55.0663 | 0 | #DIV/0! |  |  |  | 0 | 0 | 55.0663 | 55.0663 | 0 | #DIV/0! |  |  |  | 0 | 0 | 55.0663 | 55.0663 | 0 | #DIV/0!
[13 empty] | 81.4 | 81.4 | 21.1065 | -0.53839 | 0.66717 | 79.1543 | 79.1543 | 13.5854 | -51.0973 |  |  |  | -0.76139 | 0.94351 | 91.5537 | 91.5537 | 4.6336 | -51.0973 |  |  |  | 0 | 0 | 55.0663 | 55.0663 | 0 | #DIV/0! |  |  |  | 0 | 0 | 55.0663 | 55.0663 | 0 | #DIV/0! |  |  |  | 0 | 0 | 55.0663 | 55.0663 | 0 | #DIV/0!
[13 empty] | 81.5 | 81.5 | 20.8669 | -0.5401 | 0.66578 | 79.2432 | 79.2432 | 13.459 | -50.9499 |  |  |  | -0.76382 | 0.94155 | 91.6974 | 91.6974 | 4.916 | -50.9499 |  |  |  | 0 | 0 | 55.0663 | 55.0663 | 0 | #DIV/0! |  |  |  | 0 | 0 | 55.0663 | 55.0663 | 0 | #DIV/0! |  |  |  | 0 | 0 | 55.0663 | 55.0663 | 0 | #DIV/0!
[13 empty] | 81.6 | 81.6 | 20.6263 | -0.54182 | 0.66438 | 79.3322 | 79.3322 | 13.3322 | -50.8022 |  |  |  | -0.76624 | 0.93958 | 91.8412 | 91.8412 | 5.197 | -50.8022 |  |  |  | 0 | 0 | 55.0663 | 55.0663 | 0 | #DIV/0! |  |  |  | 0 | 0 | 55.0663 | 55.0663 | 0 | #DIV/0! |  |  |  | 0 | 0 | 55.0663 | 55.0663 | 0 | #DIV/0!
[13 empty] | 81.7 | 81.7 | 20.3847 | -0.54353 | 0.66298 | 79.4213 | 79.4213 | 13.205 | -50.6541 |  |  |  | -0.76867 | 0.9376 | 91.9852 | 91.9852 | 5.4765 | -50.6541 |  |  |  | 0 | 0 | 55.0663 | 55.0663 | 0 | #DIV/0! |  |  |  | 0 | 0 | 55.0663 | 55.0663 | 0 | #DIV/0! |  |  |  | 0 | 0 | 55.0663 | 55.0663 | 0 | #DIV/0!
[13 empty] | 81.8 | 81.8 | 20.142 | -0.54525 | 0.66157 | 79.5105 | 79.5105 | 13.0775 | -50.5058 |  |  |  | -0.77109 | 0.9356 | 92.1294 | 92.1294 | 5.7545 | -50.5058 |  |  |  | 0 | 0 | 55.0663 | 55.0663 | 0 | #DIV/0! |  |  |  | 0 | 0 | 55.0663 | 55.0663 | 0 | #DIV/0! |  |  |  | 0 | 0 | 55.0663 | 55.0663 | 0 | #DIV/0!
[13 empty] | 81.9 | 81.9 | 19.8984 | -0.54696 | 0.66016 | 79.5998 | 79.5998 | 12.9497 | -50.3572 |  |  |  | -0.77352 | 0.9336 | 92.2738 | 92.2738 | 6.0309 | -50.3572 |  |  |  | 0 | 0 | 55.0663 | 55.0663 | 0 | #DIV/0! |  |  |  | 0 | 0 | 55.0663 | 55.0663 | 0 | #DIV/0! |  |  |  | 0 | 0 | 55.0663 | 55.0663 | 0 | #DIV/0!
[13 empty] | 82 | 82 | 19.6537 | -0.54867 | 0.65873 | 79.6892 | 79.6892 | 12.8215 | -50.2082 |  |  |  | -0.77594 | 0.93159 | 92.4183 | 92.4183 | 6.3058 | -50.2082 |  |  |  | 0 | 0 | 55.0663 | 55.0663 | 0 | #DIV/0! |  |  |  | 0 | 0 | 55.0663 | 55.0663 | 0 | #DIV/0! |  |  |  | 0 | 0 | 55.0663 | 55.0663 | 0 | #DIV/0!
[13 empty] | 82.1 | 82.1 | 19.4081 | -0.55039 | 0.6573 | 79.7787 | 79.7787 | 12.6929 | -50.0589 |  |  |  | -0.77837 | 0.92956 | 92.563 | 92.563 | 6.5791 | -50.0589 |  |  |  | 0 | 0 | 55.0663 | 55.0663 | 0 | #DIV/0! |  |  |  | 0 | 0 | 55.0663 | 55.0663 | 0 | #DIV/0! |  |  |  | 0 | 0 | 55.0663 | 55.0663 | 0 | #DIV/0!
[13 empty] | 82.2 | 82.2 | 19.1615 | -0.5521 | 0.65586 | 79.8683 | 79.8683 | 12.5641 | -49.9093 |  |  |  | -0.78079 | 0.92753 | 92.7079 | 92.7079 | 6.8507 | -49.9093 |  |  |  | 0 | 0 | 55.0663 | 55.0663 | 0 | #DIV/0! |  |  |  | 0 | 0 | 55.0663 | 55.0663 | 0 | #DIV/0! |  |  |  | 0 | 0 | 55.0663 | 55.0663 | 0 | #DIV/0!
[13 empty] | 82.3 | 82.3 | 18.914 | -0.55382 | 0.65441 | 79.958 | 79.958 | 12.4349 | -49.7593 |  |  |  | -0.78322 | 0.92548 | 92.853 | 92.853 | 7.1206 | -49.7593 |  |  |  | 0 | 0 | 55.0663 | 55.0663 | 0 | #DIV/0! |  |  |  | 0 | 0 | 55.0663 | 55.0663 | 0 | #DIV/0! |  |  |  | 0 | 0 | 55.0663 | 55.0663 | 0 | #DIV/0!
[13 empty] | 82.4 | 82.4 | 18.6656 | -0.55553 | 0.65296 | 80.0479 | 80.0479 | 12.3054 | -49.609 |  |  |  | -0.78564 | 0.92342 | 92.9982 | 92.9982 | 7.3887 | -49.609 |  |  |  | 0 | 0 | 55.0663 | 55.0663 | 0 | #DIV/0! |  |  |  | 0 | 0 | 55.0663 | 55.0663 | 0 | #DIV/0! |  |  |  | 0 | 0 | 55.0663 | 55.0663 | 0 | #DIV/0!
[13 empty] | 82.5 | 82.5 | 18.4162 | -0.55725 | 0.65149 | 80.1378 | 80.1378 | 12.1756 | -49.4584 |  |  |  | -0.78807 | 0.92135 | 93.1436 | 93.1436 | 7.655 | -49.4584 |  |  |  | 0 | 0 | 55.0663 | 55.0663 | 0 | #DIV/0! |  |  |  | 0 | 0 | 55.0663 | 55.0663 | 0 | #DIV/0! |  |  |  | 0 | 0 | 55.0663 | 55.0663 | 0 | #DIV/0!
[13 empty] | 82.6 | 82.6 | 18.1659 | -0.55896 | 0.65002 | 80.2278 | 80.2278 | 12.0456 | -49.3074 |  |  |  | -0.79049 | 0.91927 | 93.2892 | 93.2892 | 7.9195 | -49.3074 |  |  |  | 0 | 0 | 55.0663 | 55.0663 | 0 | #DIV/0! |  |  |  | 0 | 0 | 55.0663 | 55.0663 | 0 | #DIV/0! |  |  |  | 0 | 0 | 55.0663 | 55.0663 | 0 | #DIV/0!
[13 empty] | 82.7 | 82.7 | 17.9147 | -0.56068 | 0.64855 | 80.3179 | 80.3179 | 11.9152 | -49.1561 |  |  |  | -0.79292 | 0.91718 | 93.4349 | 93.4349 | 8.1822 | -49.1561 |  |  |  | 0 | 0 | 55.0663 | 55.0663 | 0 | #DIV/0! |  |  |  | 0 | 0 | 55.0663 | 55.0663 | 0 | #DIV/0! |  |  |  | 0 | 0 | 55.0663 | 55.0663 | 0 | #DIV/0!
[13 empty] | 82.8 | 82.8 | 17.6626 | -0.56239 | 0.64706 | 80.4081 | 80.4081 | 11.7846 | -49.0045 |  |  |  | -0.79534 | 0.91508 | 93.5809 | 93.5809 | 8.4429 | -49.0045 |  |  |  | 0 | 0 | 55.0663 | 55.0663 | 0 | #DIV/0! |  |  |  | 0 | 0 | 55.0663 | 55.0663 | 0 | #DIV/0! |  |  |  | 0 | 0 | 55.0663 | 55.0663 | 0 | #DIV/0!
[13 empty] | 82.9 | 82.9 | 17.4097 | -0.56411 | 0.64557 | 80.4985 | 80.4985 | 11.6537 | -48.8525 |  |  |  | -0.79777 | 0.91297 | 93.7269 | 93.7269 | 8.7017 | -48.8525 |  |  |  | 0 | 0 | 55.0663 | 55.0663 | 0 | #DIV/0! |  |  |  | 0 | 0 | 55.0663 | 55.0663 | 0 | #DIV/0! |  |  |  | 0 | 0 | 55.0663 | 55.0663 | 0 | #DIV/0!
[13 empty] | 83 | 83 | 17.1559 | -0.56582 | 0.64406 | 80.5889 | 80.5889 | 11.5226 | -48.7001 |  |  |  | -0.80019 | 0.91084 | 93.8732 | 93.8732 | 8.9585 | -48.7001 |  |  |  | 0 | 0 | 55.0663 | 55.0663 | 0 | #DIV/0! |  |  |  | 0 | 0 | 55.0663 | 55.0663 | 0 | #DIV/0! |  |  |  | 0 | 0 | 55.0663 | 55.0663 | 0 | #DIV/0!
[13 empty] | 83.1 | 83.1 | 16.9012 | -0.56754 | 0.64255 | 80.6794 | 80.6794 | 11.3912 | -48.5474 |  |  |  | -0.80262 | 0.90871 | 94.0196 | 94.0196 | 9.2132 | -48.5474 |  |  |  | 0 | 0 | 55.0663 | 55.0663 | 0 | #DIV/0! |  |  |  | 0 | 0 | 55.0663 | 55.0663 | 0 | #DIV/0! |  |  |  | 0 | 0 | 55.0663 | 55.0663 | 0 | #DIV/0!
[13 empty] | 83.2 | 83.2 | 16.6457 | -0.56925 | 0.64103 | 80.7701 | 80.7701 | 11.2596 | -48.3943 |  |  |  | -0.80504 | 0.90656 | 94.1662 | 94.1662 | 9.4659 | -48.3943 |  |  |  | 0 | 0 | 55.0663 | 55.0663 | 0 | #DIV/0! |  |  |  | 0 | 0 | 55.0663 | 55.0663 | 0 | #DIV/0! |  |  |  | 0 | 0 | 55.0663 | 55.0663 | 0 | #DIV/0!
[13 empty] | 83.3 | 83.3 | 16.3894 | -0.57096 | 0.63951 | 80.8608 | 80.8608 | 11.1278 | -48.2409 |  |  |  | -0.80747 | 0.9044 | 94.313 | 94.313 | 9.7164 | -48.2409 |  |  |  | 0 | 0 | 55.0663 | 55.0663 | 0 | #DIV/0! |  |  |  | 0 | 0 | 55.0663 | 55.0663 | 0 | #DIV/0! |  |  |  | 0 | 0 | 55.0663 | 55.0663 | 0 | #DIV/0!
[13 empty] | 83.4 | 83.4 | 16.1322 | -0.57268 | 0.63797 | 80.9517 | 80.9517 | 10.9957 | -48.0871 |  |  |  | -0.80989 | 0.90223 | 94.46 | 94.46 | 9.9648 | -48.0871 |  |  |  | 0 | 0 | 55.0663 | 55.0663 | 0 | #DIV/0! |  |  |  | 0 | 0 | 55.0663 | 55.0663 | 0 | #DIV/0! |  |  |  | 0 | 0 | 55.0663 | 55.0663 | 0 | #DIV/0!
[13 empty] | 83.5 | 83.5 | 15.8743 | -0.57439 | 0.63643 | 81.0426 | 81.0426 | 10.8635 | -47.9329 |  |  |  | -0.81232 | 0.90005 | 94.6071 | 94.6071 | 10.211 | -47.9329 |  |  |  | 0 | 0 | 55.0663 | 55.0663 | 0 | #DIV/0! |  |  |  | 0 | 0 | 55.0663 | 55.0663 | 0 | #DIV/0! |  |  |  | 0 | 0 | 55.0663 | 55.0663 | 0 | #DIV/0!
[13 empty] | 83.6 | 83.6 | 15.6156 | -0.57611 | 0.63488 | 81.1336 | 81.1336 | 10.731 | -47.7784 |  |  |  | -0.81474 | 0.89785 | 94.7543 | 94.7543 | 10.4549 | -47.7784 |  |  |  | 0 | 0 | 55.0663 | 55.0663 | 0 | #DIV/0! |  |  |  | 0 | 0 | 55.0663 | 55.0663 | 0 | #DIV/0! |  |  |  | 0 | 0 | 55.0663 | 55.0663 | 0 | #DIV/0!
[13 empty] | 83.7 | 83.7 | 15.3561 | -0.57782 | 0.63332 | 81.2248 | 81.2248 | 10.5984 | -47.6235 |  |  |  | -0.81716 | 0.89565 | 94.9018 | 94.9018 | 10.6966 | -47.6235 |  |  |  | 0 | 0 | 55.0663 | 55.0663 | 0 | #DIV/0! |  |  |  | 0 | 0 | 55.0663 | 55.0663 | 0 | #DIV/0! |  |  |  | 0 | 0 | 55.0663 | 55.0663 | 0 | #DIV/0!
[13 empty] | 83.8 | 83.8 | 15.0958 | -0.57954 | 0.63175 | 81.316 | 81.316 | 10.4656 | -47.4681 |  |  |  | -0.81959 | 0.89343 | 95.0494 | 95.0494 | 10.936 | -47.4681 |  |  |  | 0 | 0 | 55.0663 | 55.0663 | 0 | #DIV/0! |  |  |  | 0 | 0 | 55.0663 | 55.0663 | 0 | #DIV/0! |  |  |  | 0 | 0 | 55.0663 | 55.0663 | 0 | #DIV/0!
[13 empty] | 83.9 | 83.9 | 14.8348 | -0.58125 | 0.63017 | 81.4074 | 81.4074 | 10.3327 | -47.3124 |  |  |  | -0.82201 | 0.8912 | 95.1972 | 95.1972 | 11.173 | -47.3124 |  |  |  | 0 | 0 | 55.0663 | 55.0663 | 0 | #DIV/0! |  |  |  | 0 | 0 | 55.0663 | 55.0663 | 0 | #DIV/0! |  |  |  | 0 | 0 | 55.0663 | 55.0663 | 0 | #DIV/0!
[13 empty] | 84 | 84 | 14.5731 | -0.58297 | 0.62859 | 81.4988 | 81.4988 | 10.1996 | -47.1564 |  |  |  | -0.82444 | 0.88895 | 95.3451 | 95.3451 | 11.4077 | -47.1564 |  |  |  | 0 | 0 | 55.0663 | 55.0663 | 0 | #DIV/0! |  |  |  | 0 | 0 | 55.0663 | 55.0663 | 0 | #DIV/0! |  |  |  | 0 | 0 | 55.0663 | 55.0663 | 0 | #DIV/0!
[13 empty] | 84.1 | 84.1 | 14.3106 | -0.58468 | 0.62699 | 81.5904 | 81.5904 | 10.0663 | -46.9999 |  |  |  | -0.82686 | 0.8867 | 95.4932 | 95.4932 | 11.6399 | -46.9999 |  |  |  | 0 | 0 | 55.0663 | 55.0663 | 0 | #DIV/0! |  |  |  | 0 | 0 | 55.0663 | 55.0663 | 0 | #DIV/0! |  |  |  | 0 | 0 | 55.0663 | 55.0663 | 0 | #DIV/0!
[13 empty] | 84.2 | 84.2 | 14.0475 | -0.5864 | 0.62539 | 81.682 | 81.682 | 9.933 | -46.843 |  |  |  | -0.82929 | 0.88443 | 95.6415 | 95.6415 | 11.8696 | -46.843 |  |  |  | 0 | 0 | 55.0663 | 55.0663 | 0 | #DIV/0! |  |  |  | 0 | 0 | 55.0663 | 55.0663 | 0 | #DIV/0! |  |  |  | 0 | 0 | 55.0663 | 55.0663 | 0 | #DIV/0!
[13 empty] | 84.3 | 84.3 | 13.7836 | -0.58811 | 0.62378 | 81.7738 | 81.7738 | 9.7995 | -46.6857 |  |  |  | -0.83171 | 0.88215 | 95.7899 | 95.7899 | 12.0968 | -46.6857 |  |  |  | 0 | 0 | 55.0663 | 55.0663 | 0 | #DIV/0! |  |  |  | 0 | 0 | 55.0663 | 55.0663 | 0 | #DIV/0! |  |  |  | 0 | 0 | 55.0663 | 55.0663 | 0 | #DIV/0!
[13 empty] | 84.4 | 84.4 | 13.5191 | -0.58983 | 0.62215 | 81.8656 | 81.8656 | 9.6659 | -46.528 |  |  |  | -0.83414 | 0.87986 | 95.9385 | 95.9385 | 12.3215 | -46.528 |  |  |  | 0 | 0 | 55.0663 | 55.0663 | 0 | #DIV/0! |  |  |  | 0 | 0 | 55.0663 | 55.0663 | 0 | #DIV/0! |  |  |  | 0 | 0 | 55.0663 | 55.0663 | 0 | #DIV/0!
[13 empty] | 84.5 | 84.5 | 13.2538 | -0.59154 | 0.62052 | 81.9576 | 81.9576 | 9.5322 | -46.3699 |  |  |  | -0.83656 | 0.87755 | 96.0872 | 96.0872 | 12.5436 | -46.3699 |  |  |  | 0 | 0 | 55.0663 | 55.0663 | 0 | #DIV/0! |  |  |  | 0 | 0 | 55.0663 | 55.0663 | 0 | #DIV/0! |  |  |  | 0 | 0 | 55.0663 | 55.0663 | 0 | #DIV/0!
[13 empty] | 84.6 | 84.6 | 12.988 | -0.59325 | 0.61889 | 82.0497 | 82.0497 | 9.3984 | -46.2114 |  |  |  | -0.83899 | 0.87524 | 96.2362 | 96.2362 | 12.7631 | -46.2114 |  |  |  | 0 | 0 | 55.0663 | 55.0663 | 0 | #DIV/0! |  |  |  | 0 | 0 | 55.0663 | 55.0663 | 0 | #DIV/0! |  |  |  | 0 | 0 | 55.0663 | 55.0663 | 0 | #DIV/0!
[13 empty] | 84.7 | 84.7 | 12.7215 | -0.59497 | 0.61724 | 82.1418 | 82.1418 | 9.2646 | -46.0524 |  |  |  | -0.84141 | 0.87291 | 96.3852 | 96.3852 | 12.9799 | -46.0524 |  |  |  | 0 | 0 | 55.0663 | 55.0663 | 0 | #DIV/0! |  |  |  | 0 | 0 | 55.0663 | 55.0663 | 0 | #DIV/0! |  |  |  | 0 | 0 | 55.0663 | 55.0663 | 0 | #DIV/0!
[13 empty] | 84.8 | 84.8 | 12.4543 | -0.59668 | 0.61558 | 82.2341 | 82.2341 | 9.1306 | -45.893 |  |  |  | -0.84384 | 0.87056 | 96.5345 | 96.5345 | 13.194 | -45.893 |  |  |  | 0 | 0 | 55.0663 | 55.0663 | 0 | #DIV/0! |  |  |  | 0 | 0 | 55.0663 | 55.0663 | 0 | #DIV/0! |  |  |  | 0 | 0 | 55.0663 | 55.0663 | 0 | #DIV/0!
[13 empty] | 84.9 | 84.9 | 12.1866 | -0.5984 | 0.61391 | 82.3264 | 82.3264 | 8.9967 | -45.7332 |  |  |  | -0.84626 | 0.8682 | 96.6839 | 96.6839 | 13.4054 | -45.7332 |  |  |  | 0 | 0 | 55.0663 | 55.0663 | 0 | #DIV/0! |  |  |  | 0 | 0 | 55.0663 | 55.0663 | 0 | #DIV/0! |  |  |  | 0 | 0 | 55.0663 | 55.0663 | 0 | #DIV/0!
[13 empty] | 85 | 85 | 11.9182 | -0.60011 | 0.61224 | 82.4189 | 82.4189 | 8.8627 | -45.573 |  |  |  | -0.84869 | 0.86583 | 96.8335 | 96.8335 | 13.614 | -45.573 |  |  |  | 0 | 0 | 55.0663 | 55.0663 | 0 | #DIV/0! |  |  |  | 0 | 0 | 55.0663 | 55.0663 | 0 | #DIV/0! |  |  |  | 0 | 0 | 55.0663 | 55.0663 | 0 | #DIV/0!
[13 empty] | 85.1 | 85.1 | 11.6493 | -0.60183 | 0.61055 | 82.5115 | 82.5115 | 8.7286 | -45.4123 |  |  |  | -0.85111 | 0.86345 | 96.9832 | 96.9832 | 13.8199 | -45.4123 |  |  |  | 0 | 0 | 55.0663 | 55.0663 | 0 | #DIV/0! |  |  |  | 0 | 0 | 55.0663 | 55.0663 | 0 | #DIV/0! |  |  |  | 0 | 0 | 55.0663 | 55.0663 | 0 | #DIV/0!
[13 empty] | 85.2 | 85.2 | 11.3797 | -0.60354 | 0.60886 | 82.6041 | 82.6041 | 8.5946 | -45.2512 |  |  |  | -0.85354 | 0.86105 | 97.1331 | 97.1331 | 14.0229 | -45.2512 |  |  |  | 0 | 0 | 55.0663 | 55.0663 | 0 | #DIV/0! |  |  |  | 0 | 0 | 55.0663 | 55.0663 | 0 | #DIV/0! |  |  |  | 0 | 0 | 55.0663 | 55.0663 | 0 | #DIV/0!
[13 empty] | 85.3 | 85.3 | 11.1096 | -0.60526 | 0.60715 | 82.6969 | 82.6969 | 8.4605 | -45.0896 |  |  |  | -0.85596 | 0.85864 | 97.2831 | 97.2831 | 14.223 | -45.0896 |  |  |  | 0 | 0 | 55.0663 | 55.0663 | 0 | #DIV/0! |  |  |  | 0 | 0 | 55.0663 | 55.0663 | 0 | #DIV/0! |  |  |  | 0 | 0 | 55.0663 | 55.0663 | 0 | #DIV/0!
[13 empty] | 85.4 | 85.4 | 10.839 | -0.60697 | 0.60544 | 82.7898 | 82.7898 | 8.3264 | -44.9276 |  |  |  | -0.85839 | 0.85622 | 97.4333 | 97.4333 | 14.4202 | -44.9276 |  |  |  | 0 | 0 | 55.0663 | 55.0663 | 0 | #DIV/0! |  |  |  | 0 | 0 | 55.0663 | 55.0663 | 0 | #DIV/0! |  |  |  | 0 | 0 | 55.0663 | 55.0663 | 0 | #DIV/0!
[13 empty] | 85.5 | 85.5 | 10.5678 | -0.60869 | 0.60371 | 82.8827 | 82.8827 | 8.1924 | -44.7651 |  |  |  | -0.86081 | 0.85378 | 97.5837 | 97.5837 | 14.6145 | -44.7651 |  |  |  | 0 | 0 | 55.0663 | 55.0663 | 0 | #DIV/0! |  |  |  | 0 | 0 | 55.0663 | 55.0663 | 0 | #DIV/0! |  |  |  | 0 | 0 | 55.0663 | 55.0663 | 0 | #DIV/0!
[13 empty] | 85.6 | 85.6 | 10.2961 | -0.6104 | 0.60198 | 82.9758 | 82.9758 | 8.0584 | -44.6021 |  |  |  | -0.86324 | 0.85133 | 97.7342 | 97.7342 | 14.8058 | -44.6021 |  |  |  | 0 | 0 | 55.0663 | 55.0663 | 0 | #DIV/0! |  |  |  | 0 | 0 | 55.0663 | 55.0663 | 0 | #DIV/0! |  |  |  | 0 | 0 | 55.0663 | 55.0663 | 0 | #DIV/0!
[13 empty] | 85.7 | 85.7 | 10.0239 | -0.61211 | 0.60024 | 83.069 | 83.069 | 7.9244 | -44.4387 |  |  |  | -0.86566 | 0.84886 | 97.8849 | 97.8849 | 14.9941 | -44.4387 |  |  |  | 0 | 0 | 55.0663 | 55.0663 | 0 | #DIV/0! |  |  |  | 0 | 0 | 55.0663 | 55.0663 | 0 | #DIV/0! |  |  |  | 0 | 0 | 55.0663 | 55.0663 | 0 | #DIV/0!
[13 empty] | 85.8 | 85.8 | 9.7512 | -0.61383 | 0.59848 | 83.1623 | 83.1623 | 7.7905 | -44.2748 |  |  |  | -0.86809 | 0.84638 | 98.0357 | 98.0357 | 15.1794 | -44.2748 |  |  |  | 0 | 0 | 55.0663 | 55.0663 | 0 | #DIV/0! |  |  |  | 0 | 0 | 55.0663 | 55.0663 | 0 | #DIV/0! |  |  |  | 0 | 0 | 55.0663 | 55.0663 | 0 | #DIV/0!
[13 empty] | 85.9 | 85.9 | 9.478 | -0.61554 | 0.59672 | 83.2556 | 83.2556 | 7.6567 | -44.1104 |  |  |  | -0.87051 | 0.84389 | 98.1867 | 98.1867 | 15.3616 | -44.1104 |  |  |  | 0 | 0 | 55.0663 | 55.0663 | 0 | #DIV/0! |  |  |  | 0 | 0 | 55.0663 | 55.0663 | 0 | #DIV/0! |  |  |  | 0 | 0 | 55.0663 | 55.0663 | 0 | #DIV/0!
[13 empty] | 86 | 86 | 9.2043 | -0.61726 | 0.59495 | 83.3491 | 83.3491 | 7.5229 | -43.9455 |  |  |  | -0.87294 | 0.84138 | 98.3378 | 98.3378 | 15.5407 | -43.9455 |  |  |  | 0 | 0 | 55.0663 | 55.0663 | 0 | #DIV/0! |  |  |  | 0 | 0 | 55.0663 | 55.0663 | 0 | #DIV/0! |  |  |  | 0 | 0 | 55.0663 | 55.0663 | 0 | #DIV/0!
[13 empty] | 86.1 | 86.1 | 8.9302 | -0.61897 | 0.59316 | 83.4427 | 83.4427 | 7.3892 | -43.7801 |  |  |  | -0.87536 | 0.83886 | 98.4891 | 98.4891 | 15.7166 | -43.7801 |  |  |  | 0 | 0 | 55.0663 | 55.0663 | 0 | #DIV/0! |  |  |  | 0 | 0 | 55.0663 | 55.0663 | 0 | #DIV/0! |  |  |  | 0 | 0 | 55.0663 | 55.0663 | 0 | #DIV/0!
[13 empty] | 86.2 | 86.2 | 8.6557 | -0.62069 | 0.59137 | 83.5363 | 83.5363 | 7.2556 | -43.6143 |  |  |  | -0.87779 | 0.83632 | 98.6405 | 98.6405 | 15.8894 | -43.6143 |  |  |  | 0 | 0 | 55.0663 | 55.0663 | 0 | #DIV/0! |  |  |  | 0 | 0 | 55.0663 | 55.0663 | 0 | #DIV/0! |  |  |  | 0 | 0 | 55.0663 | 55.0663 | 0 | #DIV/0!
[13 empty] | 86.3 | 86.3 | 8.3807 | -0.6224 | 0.58956 | 83.6301 | 83.6301 | 7.1222 | -43.4479 |  |  |  | -0.88021 | 0.83377 | 98.7922 | 98.7922 | 16.059 | -43.4479 |  |  |  | 0 | 0 | 55.0663 | 55.0663 | 0 | #DIV/0! |  |  |  | 0 | 0 | 55.0663 | 55.0663 | 0 | #DIV/0! |  |  |  | 0 | 0 | 55.0663 | 55.0663 | 0 | #DIV/0!
[13 empty] | 86.4 | 86.4 | 8.1053 | -0.62412 | 0.58775 | 83.724 | 83.724 | 6.9888 | -43.281 |  |  |  | -0.88263 | 0.8312 | 98.9439 | 98.9439 | 16.2253 | -43.281 |  |  |  | 0 | 0 | 55.0663 | 55.0663 | 0 | #DIV/0! |  |  |  | 0 | 0 | 55.0663 | 55.0663 | 0 | #DIV/0! |  |  |  | 0 | 0 | 55.0663 | 55.0663 | 0 | #DIV/0!
[13 empty] | 86.5 | 86.5 | 7.8295 | -0.62583 | 0.58592 | 83.818 | 83.818 | 6.8556 | -43.1136 |  |  |  | -0.88506 | 0.82862 | 99.0958 | 99.0958 | 16.3884 | -43.1136 |  |  |  | 0 | 0 | 55.0663 | 55.0663 | 0 | #DIV/0! |  |  |  | 0 | 0 | 55.0663 | 55.0663 | 0 | #DIV/0! |  |  |  | 0 | 0 | 55.0663 | 55.0663 | 0 | #DIV/0!
[13 empty] | 86.6 | 86.6 | 7.5533 | -0.62755 | 0.58409 | 83.912 | 83.912 | 6.7226 | -42.9457 |  |  |  | -0.88748 | 0.82602 | 99.2479 | 99.2479 | 16.5482 | -42.9457 |  |  |  | 0 | 0 | 55.0663 | 55.0663 | 0 | #DIV/0! |  |  |  | 0 | 0 | 55.0663 | 55.0663 | 0 | #DIV/0! |  |  |  | 0 | 0 | 55.0663 | 55.0663 | 0 | #DIV/0!
[13 empty] | 86.7 | 86.7 | 7.2767 | -0.62926 | 0.58224 | 84.0062 | 84.0062 | 6.5897 | -42.7772 |  |  |  | -0.88991 | 0.82341 | 99.4001 | 99.4001 | 16.7047 | -42.7772 |  |  |  | 0 | 0 | 55.0663 | 55.0663 | 0 | #DIV/0! |  |  |  | 0 | 0 | 55.0663 | 55.0663 | 0 | #DIV/0! |  |  |  | 0 | 0 | 55.0663 | 55.0663 | 0 | #DIV/0!
[13 empty] | 86.8 | 86.8 | 6.9998 | -0.63098 | 0.58038 | 84.1005 | 84.1005 | 6.457 | -42.6082 |  |  |  | -0.89233 | 0.82078 | 99.5525 | 99.5525 | 16.8578 | -42.6082 |  |  |  | 0 | 0 | 55.0663 | 55.0663 | 0 | #DIV/0! |  |  |  | 0 | 0 | 55.0663 | 55.0663 | 0 | #DIV/0! |  |  |  | 0 | 0 | 55.0663 | 55.0663 | 0 | #DIV/0!
[13 empty] | 86.9 | 86.9 | 6.7225 | -0.63269 | 0.57851 | 84.1949 | 84.1949 | 6.3245 | -42.4387 |  |  |  | -0.89476 | 0.81814 | 99.705 | 99.705 | 17.0076 | -42.4387 |  |  |  | 0 | 0 | 55.0663 | 55.0663 | 0 | #DIV/0! |  |  |  | 0 | 0 | 55.0663 | 55.0663 | 0 | #DIV/0! |  |  |  | 0 | 0 | 55.0663 | 55.0663 | 0 | #DIV/0!
[13 empty] | 87 | 87 | 6.4449 | -0.6344 | 0.57663 | 84.2893 | 84.2893 | 6.1922 | -42.2686 |  |  |  | -0.89718 | 0.81548 | 99.8576 | 99.8576 | 17.1539 | -42.2686 |  |  |  | 0 | 0 | 55.0663 | 55.0663 | 0 | #DIV/0! |  |  |  | 0 | 0 | 55.0663 | 55.0663 | 0 | #DIV/0! |  |  |  | 0 | 0 | 55.0663 | 55.0663 | 0 | #DIV/0!
[13 empty] | 87.1 | 87.1 | 6.167 | -0.63612 | 0.57474 | 84.3839 | 84.3839 | 6.0602 | -42.0979 |  |  |  | -0.89961 | 0.8128 | 100.0105 | 100.0105 | 17.2968 | -42.0979 |  |  |  | 0 | 0 | 55.0663 | 55.0663 | 0 | #DIV/0! |  |  |  | 0 | 0 | 55.0663 | 55.0663 | 0 | #DIV/0! |  |  |  | 0 | 0 | 55.0663 | 55.0663 | 0 | #DIV/0!
[13 empty] | 87.2 | 87.2 | 5.8888 | -0.63783 | 0.57283 | 84.4786 | 84.4786 | 5.9283 | -41.9267 |  |  |  | -0.90203 | 0.81011 | 100.1634 | 100.1634 | 17.4363 | -41.9267 |  |  |  | 0 | 0 | 55.0663 | 55.0663 | 0 | #DIV/0! |  |  |  | 0 | 0 | 55.0663 | 55.0663 | 0 | #DIV/0! |  |  |  | 0 | 0 | 55.0663 | 55.0663 | 0 | #DIV/0!
[13 empty] | 87.3 | 87.3 | 5.6103 | -0.63955 | 0.57092 | 84.5733 | 84.5733 | 5.7967 | -41.7549 |  |  |  | -0.90446 | 0.8074 | 100.3165 | 100.3165 | 17.5723 | -41.7549 |  |  |  | 0 | 0 | 55.0663 | 55.0663 | 0 | #DIV/0! |  |  |  | 0 | 0 | 55.0663 | 55.0663 | 0 | #DIV/0! |  |  |  | 0 | 0 | 55.0663 | 55.0663 | 0 | #DIV/0!
[13 empty] | 87.4 | 87.4 | 5.3315 | -0.64126 | 0.56899 | 84.6682 | 84.6682 | 5.6654 | -41.5826 |  |  |  | -0.90688 | 0.80468 | 100.4698 | 100.4698 | 17.7047 | -41.5826 |  |  |  | 0 | 0 | 55.0663 | 55.0663 | 0 | #DIV/0! |  |  |  | 0 | 0 | 55.0663 | 55.0663 | 0 | #DIV/0! |  |  |  | 0 | 0 | 55.0663 | 55.0663 | 0 | #DIV/0!
[13 empty] | 87.5 | 87.5 | 5.0524 | -0.64298 | 0.56705 | 84.7632 | 84.7632 | 5.5343 | -41.4096 |  |  |  | -0.90931 | 0.80193 | 100.6232 | 100.6232 | 17.8336 | -41.4096 |  |  |  | 0 | 0 | 55.0663 | 55.0663 | 0 | #DIV/0! |  |  |  | 0 | 0 | 55.0663 | 55.0663 | 0 | #DIV/0! |  |  |  | 0 | 0 | 55.0663 | 55.0663 | 0 | #DIV/0!
[13 empty] | 87.6 | 87.6 | 4.7731 | -0.64469 | 0.5651 | 84.8582 | 84.8582 | 5.4036 | -41.2361 |  |  |  | -0.91173 | 0.79918 | 100.7768 | 100.7768 | 17.959 | -41.2361 |  |  |  | 0 | 0 | 55.0663 | 55.0663 | 0 | #DIV/0! |  |  |  | 0 | 0 | 55.0663 | 55.0663 | 0 | #DIV/0! |  |  |  | 0 | 0 | 55.0663 | 55.0663 | 0 | #DIV/0!
[13 empty] | 87.7 | 87.7 | 4.4936 | -0.64641 | 0.56314 | 84.9534 | 84.9534 | 5.2731 | -41.0619 |  |  |  | -0.91416 | 0.7964 | 100.9305 | 100.9305 | 18.0807 | -41.0619 |  |  |  | 0 | 0 | 55.0663 | 55.0663 | 0 | #DIV/0! |  |  |  | 0 | 0 | 55.0663 | 55.0663 | 0 | #DIV/0! |  |  |  | 0 | 0 | 55.0663 | 55.0663 | 0 | #DIV/0!
[13 empty] | 87.8 | 87.8 | 4.2138 | -0.64812 | 0.56117 | 85.0487 | 85.0487 | 5.1429 | -40.8872 |  |  |  | -0.91658 | 0.79361 | 101.0843 | 101.0843 | 18.1989 | -40.8872 |  |  |  | 0 | 0 | 55.0663 | 55.0663 | 0 | #DIV/0! |  |  |  | 0 | 0 | 55.0663 | 55.0663 | 0 | #DIV/0! |  |  |  | 0 | 0 | 55.0663 | 55.0663 | 0 | #DIV/0!
[13 empty] | 87.9 | 87.9 | 3.9338 | -0.64984 | 0.55918 | 85.144 | 85.144 | 5.0131 | -40.7118 |  |  |  | -0.91901 | 0.7908 | 101.2383 | 101.2383 | 18.3134 | -40.7118 |  |  |  | 0 | 0 | 55.0663 | 55.0663 | 0 | #DIV/0! |  |  |  | 0 | 0 | 55.0663 | 55.0663 | 0 | #DIV/0! |  |  |  | 0 | 0 | 55.0663 | 55.0663 | 0 | #DIV/0!
[13 empty] | 88 | 88 | 3.6536 | -0.65155 | 0.55718 | 85.2395 | 85.2395 | 4.8836 | -40.5358 |  |  |  | -0.92143 | 0.78797 | 101.3925 | 101.3925 | 18.4243 | -40.5358 |  |  |  | 0 | 0 | 55.0663 | 55.0663 | 0 | #DIV/0! |  |  |  | 0 | 0 | 55.0663 | 55.0663 | 0 | #DIV/0! |  |  |  | 0 | 0 | 55.0663 | 55.0663 | 0 | #DIV/0!
[13 empty] | 88.1 | 88.1 | 3.3733 | -0.65327 | 0.55517 | 85.335 | 85.335 | 4.7545 | -40.3592 |  |  |  | -0.92386 | 0.78513 | 101.5467 | 101.5467 | 18.5315 | -40.3592 |  |  |  | 0 | 0 | 55.0663 | 55.0663 | 0 | #DIV/0! |  |  |  | 0 | 0 | 55.0663 | 55.0663 | 0 | #DIV/0! |  |  |  | 0 | 0 | 55.0663 | 55.0663 | 0 | #DIV/0!
[13 empty] | 88.2 | 88.2 | 3.0928 | -0.65498 | 0.55315 | 85.4307 | 85.4307 | 4.6258 | -40.1819 |  |  |  | -0.92628 | 0.78227 | 101.7012 | 101.7012 | 18.6349 | -40.1819 |  |  |  | 0 | 0 | 55.0663 | 55.0663 | 0 | #DIV/0! |  |  |  | 0 | 0 | 55.0663 | 55.0663 | 0 | #DIV/0! |  |  |  | 0 | 0 | 55.0663 | 55.0663 | 0 | #DIV/0!
[13 empty] | 88.3 | 88.3 | 2.8121 | -0.65669 | 0.55111 | 85.5264 | 85.5264 | 4.4974 | -40.004 |  |  |  | -0.92871 | 0.77939 | 101.8557 | 101.8557 | 18.7347 | -40.004 |  |  |  | 0 | 0 | 55.0663 | 55.0663 | 0 | #DIV/0! |  |  |  | 0 | 0 | 55.0663 | 55.0663 | 0 | #DIV/0! |  |  |  | 0 | 0 | 55.0663 | 55.0663 | 0 | #DIV/0!
[13 empty] | 88.4 | 88.4 | 2.5313 | -0.65841 | 0.54906 | 85.6223 | 85.6223 | 4.3695 | -39.8254 |  |  |  | -0.93113 | 0.77649 | 102.0105 | 102.0105 | 18.8307 | -39.8254 |  |  |  | 0 | 0 | 55.0663 | 55.0663 | 0 | #DIV/0! |  |  |  | 0 | 0 | 55.0663 | 55.0663 | 0 | #DIV/0! |  |  |  | 0 | 0 | 55.0663 | 55.0663 | 0 | #DIV/0!
[13 empty] | 88.5 | 88.5 | 2.2503 | -0.66012 | 0.547 | 85.7182 | 85.7182 | 4.2419 | -39.6461 |  |  |  | -0.93356 | 0.77357 | 102.1653 | 102.1653 | 18.923 | -39.6461 |  |  |  | 0 | 0 | 55.0663 | 55.0663 | 0 | #DIV/0! |  |  |  | 0 | 0 | 55.0663 | 55.0663 | 0 | #DIV/0! |  |  |  | 0 | 0 | 55.0663 | 55.0663 | 0 | #DIV/0!
[13 empty] | 88.6 | 88.6 | 1.9693 | -0.66184 | 0.54492 | 85.8143 | 85.8143 | 4.1148 | -39.4662 |  |  |  | -0.93598 | 0.77064 | 102.3203 | 102.3203 | 19.0115 | -39.4662 |  |  |  | 0 | 0 | 55.0663 | 55.0663 | 0 | #DIV/0! |  |  |  | 0 | 0 | 55.0663 | 55.0663 | 0 | #DIV/0! |  |  |  | 0 | 0 | 55.0663 | 55.0663 | 0 | #DIV/0!
[13 empty] | 88.7 | 88.7 | 1.6881 | -0.66355 | 0.54283 | 85.9104 | 85.9104 | 3.9882 | -39.2855 |  |  |  | -0.93841 | 0.76768 | 102.4755 | 102.4755 | 19.0961 | -39.2855 |  |  |  | 0 | 0 | 55.0663 | 55.0663 | 0 | #DIV/0! |  |  |  | 0 | 0 | 55.0663 | 55.0663 | 0 | #DIV/0! |  |  |  | 0 | 0 | 55.0663 | 55.0663 | 0 | #DIV/0!
[13 empty] | 88.8 | 88.8 | 1.4069 | -0.66527 | 0.54073 | 86.0067 | 86.0067 | 3.862 | -39.1042 |  |  |  | -0.94083 | 0.76471 | 102.6308 | 102.6308 | 19.177 | -39.1042 |  |  |  | 0 | 0 | 55.0663 | 55.0663 | 0 | #DIV/0! |  |  |  | 0 | 0 | 55.0663 | 55.0663 | 0 | #DIV/0! |  |  |  | 0 | 0 | 55.0663 | 55.0663 | 0 | #DIV/0!
[13 empty] | 88.9 | 88.9 | 1.1256 | -0.66698 | 0.53861 | 86.103 | 86.103 | 3.7363 | -38.9222 |  |  |  | -0.94326 | 0.76171 | 102.7862 | 102.7862 | 19.254 | -38.9222 |  |  |  | 0 | 0 | 55.0663 | 55.0663 | 0 | #DIV/0! |  |  |  | 0 | 0 | 55.0663 | 55.0663 | 0 | #DIV/0! |  |  |  | 0 | 0 | 55.0663 | 55.0663 | 0 | #DIV/0!
[13 empty] | 89 | 89 | 0.84426 | -0.6687 | 0.53648 | 86.1995 | 86.1995 | 3.611 | -38.7394 |  |  |  | -0.94568 | 0.7587 | 102.9418 | 102.9418 | 19.3272 | -38.7394 |  |  |  | 0 | 0 | 55.0663 | 55.0663 | 0 | #DIV/0! |  |  |  | 0 | 0 | 55.0663 | 55.0663 | 0 | #DIV/0! |  |  |  | 0 | 0 | 55.0663 | 55.0663 | 0 | #DIV/0!
[13 empty] | 89.1 | 89.1 | 0.56286 | -0.67041 | 0.53434 | 86.296 | 86.296 | 3.4863 | -38.5559 |  |  |  | -0.94811 | 0.75567 | 103.0975 | 103.0975 | 19.3965 | -38.5559 |  |  |  | 0 | 0 | 55.0663 | 55.0663 | 0 | #DIV/0! |  |  |  | 0 | 0 | 55.0663 | 55.0663 | 0 | #DIV/0! |  |  |  | 0 | 0 | 55.0663 | 55.0663 | 0 | #DIV/0!
[13 empty] | 89.2 | 89.2 | 0.28144 | -0.67213 | 0.53218 | 86.3926 | 86.3926 | 3.3621 | -38.3717 |  |  |  | -0.95053 | 0.75262 | 103.2533 | 103.2533 | 19.4619 | -38.3717 |  |  |  | 0 | 0 | 55.0663 | 55.0663 | 0 | #DIV/0! |  |  |  | 0 | 0 | 55.0663 | 55.0663 | 0 | #DIV/0! |  |  |  | 0 | 0 | 55.0663 | 55.0663 | 0 | #DIV/0!
[13 empty] | 89.3 | 89.3 | 2.2431e-12 | -0.67384 | 0.53001 | 86.4893 | 86.4893 | 3.2385 | -38.1867 |  |  |  | -0.95295 | 0.74954 | 103.4093 | 103.4093 | 19.5234 | -38.1867 |  |  |  | 0 | 0 | 55.0663 | 55.0663 | 0 | #DIV/0! |  |  |  | 0 | 0 | 55.0663 | 55.0663 | 0 | #DIV/0! |  |  |  | 0 | 0 | 55.0663 | 55.0663 | 0 | #DIV/0!
[13 empty] | 89.4 | 89.4 | 0.28144 | -0.67556 | 0.52782 | 86.5862 | 86.5862 | 3.1154 | -38.001 |  |  |  | -0.95538 | 0.74645 | 103.5654 | 103.5654 | 19.581 | -38.001 |  |  |  | 0 | 0 | 55.0663 | 55.0663 | 0 | #DIV/0! |  |  |  | 0 | 0 | 55.0663 | 55.0663 | 0 | #DIV/0! |  |  |  | 0 | 0 | 55.0663 | 55.0663 | 0 | #DIV/0!
[13 empty] | 89.5 | 89.5 | 0.56286 | -0.67727 | 0.52562 | 86.6831 | 86.6831 | 2.9929 | -37.8145 |  |  |  | -0.9578 | 0.74334 | 103.7217 | 103.7217 | 19.6346 | -37.8145 |  |  |  | 0 | 0 | 55.0663 | 55.0663 | 0 | #DIV/0! |  |  |  | 0 | 0 | 55.0663 | 55.0663 | 0 | #DIV/0! |  |  |  | 0 | 0 | 55.0663 | 55.0663 | 0 | #DIV/0!
[13 empty] | 89.6 | 89.6 | 0.84426 | -0.67898 | 0.5234 | 86.7801 | 86.7801 | 2.871 | -37.6272 |  |  |  | -0.96023 | 0.7402 | 103.8781 | 103.8781 | 19.6844 | -37.6272 |  |  |  | 0 | 0 | 55.0663 | 55.0663 | 0 | #DIV/0! |  |  |  | 0 | 0 | 55.0663 | 55.0663 | 0 | #DIV/0! |  |  |  | 0 | 0 | 55.0663 | 55.0663 | 0 | #DIV/0!
[13 empty] | 89.7 | 89.7 | 1.1256 | -0.6807 | 0.52117 | 86.8772 | 86.8772 | 2.7497 | -37.4391 |  |  |  | -0.96265 | 0.73705 | 104.0346 | 104.0346 | 19.7301 | -37.4391 |  |  |  | 0 | 0 | 55.0663 | 55.0663 | 0 | #DIV/0! |  |  |  | 0 | 0 | 55.0663 | 55.0663 | 0 | #DIV/0! |  |  |  | 0 | 0 | 55.0663 | 55.0663 | 0 | #DIV/0!
[13 empty] | 89.8 | 89.8 | 1.4069 | -0.68241 | 0.51892 | 86.9744 | 86.9744 | 2.629 | -37.2502 |  |  |  | -0.96508 | 0.73387 | 104.1913 | 104.1913 | 19.772 | -37.2502 |  |  |  | 0 | 0 | 55.0663 | 55.0663 | 0 | #DIV/0! |  |  |  | 0 | 0 | 55.0663 | 55.0663 | 0 | #DIV/0! |  |  |  | 0 | 0 | 55.0663 | 55.0663 | 0 | #DIV/0!
[13 empty] | 89.9 | 89.9 | 1.6881 | -0.68413 | 0.51666 | 87.0717 | 87.0717 | 2.5089 | -37.0605 |  |  |  | -0.9675 | 0.73067 | 104.3481 | 104.3481 | 19.8098 | -37.0605 |  |  |  | 0 | 0 | 55.0663 | 55.0663 | 0 | #DIV/0! |  |  |  | 0 | 0 | 55.0663 | 55.0663 | 0 | #DIV/0! |  |  |  | 0 | 0 | 55.0663 | 55.0663 | 0 | #DIV/0!
[13 empty] | 90 | 90 | 1.9693 | -0.68584 | 0.51438 | 87.1691 | 87.1691 | 2.3895 | -36.8699 |  |  |  | -0.96993 | 0.72745 | 104.5051 | 104.5051 | 19.8436 | -36.8699 |  |  |  | 0 | 0 | 55.0663 | 55.0663 | 0 | #DIV/0! |  |  |  | 0 | 0 | 55.0663 | 55.0663 | 0 | #DIV/0! |  |  |  | 0 | 0 | 55.0663 | 55.0663 | 0 | #DIV/0!
[13 empty] | 90.1 | 90.1 | 2.2503 | -0.68756 | 0.51209 | 87.2666 | 87.2666 | 2.2707 | -36.6785 |  |  |  | -0.97235 | 0.7242 | 104.6621 | 104.6621 | 19.8735 | -36.6785 |  |  |  | 0 | 0 | 55.0663 | 55.0663 | 0 | #DIV/0! |  |  |  | 0 | 0 | 55.0663 | 55.0663 | 0 | #DIV/0! |  |  |  | 0 | 0 | 55.0663 | 55.0663 | 0 | #DIV/0!
[13 empty] | 90.2 | 90.2 | 2.5313 | -0.68927 | 0.50978 | 87.3642 | 87.3642 | 2.1527 | -36.4862 |  |  |  | -0.97478 | 0.72093 | 104.8194 | 104.8194 | 19.8993 | -36.4862 |  |  |  | 0 | 0 | 55.0663 | 55.0663 | 0 | #DIV/0! |  |  |  | 0 | 0 | 55.0663 | 55.0663 | 0 | #DIV/0! |  |  |  | 0 | 0 | 55.0663 | 55.0663 | 0 | #DIV/0!
[13 empty] | 90.3 | 90.3 | 2.8121 | -0.69099 | 0.50745 | 87.4619 | 87.4619 | 2.0354 | -36.2931 |  |  |  | -0.9772 | 0.71764 | 104.9767 | 104.9767 | 19.9211 | -36.2931 |  |  |  | 0 | 0 | 55.0663 | 55.0663 | 0 | #DIV/0! |  |  |  | 0 | 0 | 55.0663 | 55.0663 | 0 | #DIV/0! |  |  |  | 0 | 0 | 55.0663 | 55.0663 | 0 | #DIV/0!
[13 empty] | 90.4 | 90.4 | 3.0928 | -0.6927 | 0.50511 | 87.5597 | 87.5597 | 1.9187 | -36.099 |  |  |  | -0.97963 | 0.71433 | 105.1342 | 105.1342 | 19.9389 | -36.099 |  |  |  | 0 | 0 | 55.0663 | 55.0663 | 0 | #DIV/0! |  |  |  | 0 | 0 | 55.0663 | 55.0663 | 0 | #DIV/0! |  |  |  | 0 | 0 | 55.0663 | 55.0663 | 0 | #DIV/0!
[13 empty] | 90.5 | 90.5 | 3.3733 | -0.69442 | 0.50275 | 87.6576 | 87.6576 | 1.8029 | -35.9041 |  |  |  | -0.98205 | 0.71099 | 105.2918 | 105.2918 | 19.9527 | -35.9041 |  |  |  | 0 | 0 | 55.0663 | 55.0663 | 0 | #DIV/0! |  |  |  | 0 | 0 | 55.0663 | 55.0663 | 0 | #DIV/0! |  |  |  | 0 | 0 | 55.0663 | 55.0663 | 0 | #DIV/0!
[13 empty] | 90.6 | 90.6 | 3.6536 | -0.69613 | 0.50037 | 87.7555 | 87.7555 | 1.6877 | -35.7082 |  |  |  | -0.98448 | 0.70763 | 105.4496 | 105.4496 | 19.9624 | -35.7082 |  |  |  | 0 | 0 | 55.0663 | 55.0663 | 0 | #DIV/0! |  |  |  | 0 | 0 | 55.0663 | 55.0663 | 0 | #DIV/0! |  |  |  | 0 | 0 | 55.0663 | 55.0663 | 0 | #DIV/0!
[13 empty] | 90.7 | 90.7 | 3.9338 | -0.69785 | 0.49798 | 87.8536 | 87.8536 | 1.5734 | -35.5114 |  |  |  | -0.9869 | 0.70425 | 105.6074 | 105.6074 | 19.9681 | -35.5114 |  |  |  | 0 | 0 | 55.0663 | 55.0663 | 0 | #DIV/0! |  |  |  | 0 | 0 | 55.0663 | 55.0663 | 0 | #DIV/0! |  |  |  | 0 | 0 | 55.0663 | 55.0663 | 0 | #DIV/0!
[13 empty] | 90.8 | 90.8 | 4.2138 | -0.69956 | 0.49557 | 87.9518 | 87.9518 | 1.4598 | -35.3136 |  |  |  | -0.98933 | 0.70084 | 105.7655 | 105.7655 | 19.9697 | -35.3136 |  |  |  | 0 | 0 | 55.0663 | 55.0663 | 0 | #DIV/0! |  |  |  | 0 | 0 | 55.0663 | 55.0663 | 0 | #DIV/0! |  |  |  | 0 | 0 | 55.0663 | 55.0663 | 0 | #DIV/0!
[13 empty] | 90.9 | 90.9 | 4.4936 | -0.70127 | 0.49314 | 88.05 | 88.05 | 1.3471 | -35.1149 |  |  |  | -0.99175 | 0.6974 | 105.9236 | 105.9236 | 19.9673 | -35.1149 |  |  |  | 0 | 0 | 55.0663 | 55.0663 | 0 | #DIV/0! |  |  |  | 0 | 0 | 55.0663 | 55.0663 | 0 | #DIV/0! |  |  |  | 0 | 0 | 55.0663 | 55.0663 | 0 | #DIV/0!
[13 empty] | 91 | 91 | 4.7731 | -0.70299 | 0.49069 | 88.1484 | 88.1484 | 1.2352 | -34.9152 |  |  |  | -0.99418 | 0.69394 | 106.0819 | 106.0819 | 19.9608 | -34.9152 |  |  |  | 0 | 0 | 55.0663 | 55.0663 | 0 | #DIV/0! |  |  |  | 0 | 0 | 55.0663 | 55.0663 | 0 | #DIV/0! |  |  |  | 0 | 0 | 55.0663 | 55.0663 | 0 | #DIV/0!
[13 empty] | 91.1 | 91.1 | 5.0524 | -0.7047 | 0.48822 | 88.2468 | 88.2468 | 1.1241 | -34.7145 |  |  |  | -0.9966 | 0.69045 | 106.2403 | 106.2403 | 19.9503 | -34.7145 |  |  |  | 0 | 0 | 55.0663 | 55.0663 | 0 | #DIV/0! |  |  |  | 0 | 0 | 55.0663 | 55.0663 | 0 | #DIV/0! |  |  |  | 0 | 0 | 55.0663 | 55.0663 | 0 | #DIV/0!
[13 empty] | 91.2 | 91.2 | 5.3315 | -0.70642 | 0.48574 | 88.3453 | 88.3453 | 1.0139 | -34.5128 |  |  |  | -0.99903 | 0.68694 | 106.3988 | 106.3988 | 19.9357 | -34.5128 |  |  |  | 0 | 0 | 55.0663 | 55.0663 | 0 | #DIV/0! |  |  |  | 0 | 0 | 55.0663 | 55.0663 | 0 | #DIV/0! |  |  |  | 0 | 0 | 55.0663 | 55.0663 | 0 | #DIV/0!
[13 empty] | 91.3 | 91.3 | 5.6103 | -0.70813 | 0.48324 | 88.444 | 88.444 | 0.90463 | -34.31 |  |  |  | -1.0015 | 0.6834 | 106.5575 | 106.5575 | 19.917 | -34.31 |  |  |  | 0 | 0 | 55.0663 | 55.0663 | 0 | #DIV/0! |  |  |  | 0 | 0 | 55.0663 | 55.0663 | 0 | #DIV/0! |  |  |  | 0 | 0 | 55.0663 | 55.0663 | 0 | #DIV/0!
[13 empty] | 91.4 | 91.4 | 5.8888 | -0.70985 | 0.48071 | 88.5427 | 88.5427 | 0.79622 | -34.1062 |  |  |  | -1.0039 | 0.67983 | 106.7163 | 106.7163 | 19.8943 | -34.1062 |  |  |  | 0 | 0 | 55.0663 | 55.0663 | 0 | #DIV/0! |  |  |  | 0 | 0 | 55.0663 | 55.0663 | 0 | #DIV/0! |  |  |  | 0 | 0 | 55.0663 | 55.0663 | 0 | #DIV/0!
[13 empty] | 91.5 | 91.5 | 6.167 | -0.71156 | 0.47817 | 88.6415 | 88.6415 | 0.68874 | -33.9013 |  |  |  | -1.0063 | 0.67624 | 106.8752 | 106.8752 | 19.8675 | -33.9013 |  |  |  | 0 | 0 | 55.0663 | 55.0663 | 0 | #DIV/0! |  |  |  | 0 | 0 | 55.0663 | 55.0663 | 0 | #DIV/0! |  |  |  | 0 | 0 | 55.0663 | 55.0663 | 0 | #DIV/0!
[13 empty] | 91.6 | 91.6 | 6.4449 | -0.71328 | 0.47561 | 88.7404 | 88.7404 | 0.5822 | -33.6953 |  |  |  | -1.0087 | 0.67262 | 107.0343 | 107.0343 | 19.8366 | -33.6953 |  |  |  | 0 | 0 | 55.0663 | 55.0663 | 0 | #DIV/0! |  |  |  | 0 | 0 | 55.0663 | 55.0663 | 0 | #DIV/0! |  |  |  | 0 | 0 | 55.0663 | 55.0663 | 0 | #DIV/0!
[13 empty] | 91.7 | 91.7 | 6.7225 | -0.71499 | 0.47303 | 88.8394 | 88.8394 | 0.47663 | -33.4881 |  |  |  | -1.0112 | 0.66897 | 107.1934 | 107.1934 | 19.8016 | -33.4881 |  |  |  | 0 | 0 | 55.0663 | 55.0663 | 0 | #DIV/0! |  |  |  | 0 | 0 | 55.0663 | 55.0663 | 0 | #DIV/0! |  |  |  | 0 | 0 | 55.0663 | 55.0663 | 0 | #DIV/0!
[13 empty] | 91.8 | 91.8 | 6.9998 | -0.71671 | 0.47043 | 88.9385 | 88.9385 | 0.37204 | -33.2799 |  |  |  | -1.0136 | 0.66529 | 107.3528 | 107.3528 | 19.7626 | -33.2799 |  |  |  | 0 | 0 | 55.0663 | 55.0663 | 0 | #DIV/0! |  |  |  | 0 | 0 | 55.0663 | 55.0663 | 0 | #DIV/0! |  |  |  | 0 | 0 | 55.0663 | 55.0663 | 0 | #DIV/0!
[13 empty] | 91.9 | 91.9 | 7.2767 | -0.71842 | 0.46781 | 89.0377 | 89.0377 | 0.26845 | -33.0705 |  |  |  | -1.016 | 0.66158 | 107.5122 | 107.5122 | 19.7195 | -33.0705 |  |  |  | 0 | 0 | 55.0663 | 55.0663 | 0 | #DIV/0! |  |  |  | 0 | 0 | 55.0663 | 55.0663 | 0 | #DIV/0! |  |  |  | 0 | 0 | 55.0663 | 55.0663 | 0 | #DIV/0!
[13 empty] | 92 | 92 | 7.5533 | -0.72014 | 0.46516 | 89.137 | 89.137 | 0.16588 | -32.8599 |  |  |  | -1.0184 | 0.65784 | 107.6718 | 107.6718 | 19.6724 | -32.8599 |  |  |  | 0 | 0 | 55.0663 | 55.0663 | 0 | #DIV/0! |  |  |  | 0 | 0 | 55.0663 | 55.0663 | 0 | #DIV/0! |  |  |  | 0 | 0 | 55.0663 | 55.0663 | 0 | #DIV/0!
[13 empty] | 92.1 | 92.1 | 7.8295 | -0.72185 | 0.4625 | 89.2364 | 89.2364 | 0.064359 | -32.6481 |  |  |  | -1.0208 | 0.65407 | 107.8314 | 107.8314 | 19.6212 | -32.6481 |  |  |  | 0 | 0 | 55.0663 | 55.0663 | 0 | #DIV/0! |  |  |  | 0 | 0 | 55.0663 | 55.0663 | 0 | #DIV/0! |  |  |  | 0 | 0 | 55.0663 | 55.0663 | 0 | #DIV/0!
[13 empty] | 92.2 | 92.2 | 8.1053 | -0.72356 | 0.45981 | 89.3359 | 89.3359 | 0.036098 | -32.435 |  |  |  | -1.0233 | 0.65027 | 107.9913 | 107.9913 | 19.566 | -32.435 |  |  |  | 0 | 0 | 55.0663 | 55.0663 | 0 | #DIV/0! |  |  |  | 0 | 0 | 55.0663 | 55.0663 | 0 | #DIV/0! |  |  |  | 0 | 0 | 55.0663 | 55.0663 | 0 | #DIV/0!
[13 empty] | 92.3 | 92.3 | 8.3807 | -0.72528 | 0.4571 | 89.4354 | 89.4354 | 0.13547 | -32.2208 |  |  |  | -1.0257 | 0.64644 | 108.1512 | 108.1512 | 19.5066 | -32.2208 |  |  |  | 0 | 0 | 55.0663 | 55.0663 | 0 | #DIV/0! |  |  |  | 0 | 0 | 55.0663 | 55.0663 | 0 | #DIV/0! |  |  |  | 0 | 0 | 55.0663 | 55.0663 | 0 | #DIV/0!
[13 empty] | 92.4 | 92.4 | 8.6557 | -0.72699 | 0.45437 | 89.5351 | 89.5351 | 0.23373 | -32.0052 |  |  |  | -1.0281 | 0.64257 | 108.3113 | 108.3113 | 19.4433 | -32.0052 |  |  |  | 0 | 0 | 55.0663 | 55.0663 | 0 | #DIV/0! |  |  |  | 0 | 0 | 55.0663 | 55.0663 | 0 | #DIV/0! |  |  |  | 0 | 0 | 55.0663 | 55.0663 | 0 | #DIV/0!
[13 empty] | 92.5 | 92.5 | 8.9302 | -0.72871 | 0.45161 | 89.6348 | 89.6348 | 0.33087 | -31.7883 |  |  |  | -1.0305 | 0.63868 | 108.4714 | 108.4714 | 19.3759 | -31.7883 |  |  |  | 0 | 0 | 55.0663 | 55.0663 | 0 | #DIV/0! |  |  |  | 0 | 0 | 55.0663 | 55.0663 | 0 | #DIV/0! |  |  |  | 0 | 0 | 55.0663 | 55.0663 | 0 | #DIV/0!
[13 empty] | 92.6 | 92.6 | 9.2043 | -0.73042 | 0.44883 | 89.7347 | 89.7347 | 0.42686 | -31.5701 |  |  |  | -1.033 | 0.63475 | 108.6318 | 108.6318 | 19.3045 | -31.5701 |  |  |  | 0 | 0 | 55.0663 | 55.0663 | 0 | #DIV/0! |  |  |  | 0 | 0 | 55.0663 | 55.0663 | 0 | #DIV/0! |  |  |  | 0 | 0 | 55.0663 | 55.0663 | 0 | #DIV/0!
[13 empty] | 92.7 | 92.7 | 9.478 | -0.73214 | 0.44603 | 89.8346 | 89.8346 | 0.52167 | -31.3506 |  |  |  | -1.0354 | 0.63078 | 108.7922 | 108.7922 | 19.229 | -31.3506 |  |  |  | 0 | 0 | 55.0663 | 55.0663 | 0 | #DIV/0! |  |  |  | 0 | 0 | 55.0663 | 55.0663 | 0 | #DIV/0! |  |  |  | 0 | 0 | 55.0663 | 55.0663 | 0 | #DIV/0!
[13 empty] | 92.8 | 92.8 | 9.7512 | -0.73385 | 0.44321 | 89.9346 | 89.9346 | 0.61528 | -31.1296 |  |  |  | -1.0378 | 0.62679 | 108.9527 | 108.9527 | 19.1495 | -31.1296 |  |  |  | 0 | 0 | 55.0663 | 55.0663 | 0 | #DIV/0! |  |  |  | 0 | 0 | 55.0663 | 55.0663 | 0 | #DIV/0! |  |  |  | 0 | 0 | 55.0663 | 55.0663 | 0 | #DIV/0!
[13 empty] | 92.9 | 92.9 | 10.0239 | -0.73557 | 0.44035 | 90.0348 | 90.0348 | 0.70768 | -30.9072 |  |  |  | -1.0402 | 0.62275 | 109.1134 | 109.1134 | 19.066 | -30.9072 |  |  |  | 0 | 0 | 55.0663 | 55.0663 | 0 | #DIV/0! |  |  |  | 0 | 0 | 55.0663 | 55.0663 | 0 | #DIV/0! |  |  |  | 0 | 0 | 55.0663 | 55.0663 | 0 | #DIV/0!
[13 empty] | 93 | 93 | 10.2961 | -0.73728 | 0.43748 | 90.135 | 90.135 | 0.79884 | -30.6834 |  |  |  | -1.0427 | 0.61869 | 109.2742 | 109.2742 | 18.9785 | -30.6834 |  |  |  | 0 | 0 | 55.0663 | 55.0663 | 0 | #DIV/0! |  |  |  | 0 | 0 | 55.0663 | 55.0663 | 0 | #DIV/0! |  |  |  | 0 | 0 | 55.0663 | 55.0663 | 0 | #DIV/0!
[13 empty] | 93.1 | 93.1 | 10.5678 | -0.739 | 0.43457 | 90.2353 | 90.2353 | 0.88873 | -30.4581 |  |  |  | -1.0451 | 0.61458 | 109.4351 | 109.4351 | 18.887 | -30.4581 |  |  |  | 0 | 0 | 55.0663 | 55.0663 | 0 | #DIV/0! |  |  |  | 0 | 0 | 55.0663 | 55.0663 | 0 | #DIV/0! |  |  |  | 0 | 0 | 55.0663 | 55.0663 | 0 | #DIV/0!
[13 empty] | 93.2 | 93.2 | 10.839 | -0.74071 | 0.43165 | 90.3356 | 90.3356 | 0.97733 | -30.2313 |  |  |  | -1.0475 | 0.61044 | 109.5962 | 109.5962 | 18.7916 | -30.2313 |  |  |  | 0 | 0 | 55.0663 | 55.0663 | 0 | #DIV/0! |  |  |  | 0 | 0 | 55.0663 | 55.0663 | 0 | #DIV/0! |  |  |  | 0 | 0 | 55.0663 | 55.0663 | 0 | #DIV/0!
[13 empty] | 93.3 | 93.3 | 11.1096 | -0.74243 | 0.42869 | 90.4361 | 90.4361 | 1.0646 | -30.0029 |  |  |  | -1.0499 | 0.60626 | 109.7574 | 109.7574 | 18.6921 | -30.0029 |  |  |  | 0 | 0 | 55.0663 | 55.0663 | 0 | #DIV/0! |  |  |  | 0 | 0 | 55.0663 | 55.0663 | 0 | #DIV/0! |  |  |  | 0 | 0 | 55.0663 | 55.0663 | 0 | #DIV/0!
[13 empty] | 93.4 | 93.4 | 11.3797 | -0.74414 | 0.42571 | 90.5367 | 90.5367 | 1.1506 | -29.7729 |  |  |  | -1.0524 | 0.60204 | 109.9186 | 109.9186 | 18.5887 | -29.7729 |  |  |  | 0 | 0 | 55.0663 | 55.0663 | 0 | #DIV/0! |  |  |  | 0 | 0 | 55.0663 | 55.0663 | 0 | #DIV/0! |  |  |  | 0 | 0 | 55.0663 | 55.0663 | 0 | #DIV/0!
[13 empty] | 93.5 | 93.5 | 11.6493 | -0.74585 | 0.4227 | 90.6374 | 90.6374 | 1.2352 | -29.5414 |  |  |  | -1.0548 | 0.59778 | 110.08 | 110.08 | 18.4813 | -29.5414 |  |  |  | 0 | 0 | 55.0663 | 55.0663 | 0 | #DIV/0! |  |  |  | 0 | 0 | 55.0663 | 55.0663 | 0 | #DIV/0! |  |  |  | 0 | 0 | 55.0663 | 55.0663 | 0 | #DIV/0!
[13 empty] | 93.6 | 93.6 | 11.9182 | -0.74757 | 0.41966 | 90.7381 | 90.7381 | 1.3183 | -29.3081 |  |  |  | -1.0572 | 0.59348 | 110.2416 | 110.2416 | 18.3699 | -29.3081 |  |  |  | 0 | 0 | 55.0663 | 55.0663 | 0 | #DIV/0! |  |  |  | 0 | 0 | 55.0663 | 55.0663 | 0 | #DIV/0! |  |  |  | 0 | 0 | 55.0663 | 55.0663 | 0 | #DIV/0!
[13 empty] | 93.7 | 93.7 | 12.1866 | -0.74928 | 0.41659 | 90.8389 | 90.8389 | 1.4001 | -29.0732 |  |  |  | -1.0596 | 0.58914 | 110.4032 | 110.4032 | 18.2546 | -29.0732 |  |  |  | 0 | 0 | 55.0663 | 55.0663 | 0 | #DIV/0! |  |  |  | 0 | 0 | 55.0663 | 55.0663 | 0 | #DIV/0! |  |  |  | 0 | 0 | 55.0663 | 55.0663 | 0 | #DIV/0!
[13 empty] | 93.8 | 93.8 | 12.4543 | -0.751 | 0.41349 | 90.9399 | 90.9399 | 1.4805 | -28.8365 |  |  |  | -1.0621 | 0.58476 | 110.565 | 110.565 | 18.1354 | -28.8365 |  |  |  | 0 | 0 | 55.0663 | 55.0663 | 0 | #DIV/0! |  |  |  | 0 | 0 | 55.0663 | 55.0663 | 0 | #DIV/0! |  |  |  | 0 | 0 | 55.0663 | 55.0663 | 0 | #DIV/0!
[13 empty] | 93.9 | 93.9 | 12.7215 | -0.75271 | 0.41036 | 91.0409 | 91.0409 | 1.5593 | -28.598 |  |  |  | -1.0645 | 0.58033 | 110.7268 | 110.7268 | 18.0123 | -28.598 |  |  |  | 0 | 0 | 55.0663 | 55.0663 | 0 | #DIV/0! |  |  |  | 0 | 0 | 55.0663 | 55.0663 | 0 | #DIV/0! |  |  |  | 0 | 0 | 55.0663 | 55.0663 | 0 | #DIV/0!
[13 empty] | 94 | 94 | 12.988 | -0.75443 | 0.4072 | 91.142 | 91.142 | 1.6367 | -28.3576 |  |  |  | -1.0669 | 0.57586 | 110.8888 | 110.8888 | 17.8853 | -28.3576 |  |  |  | 0 | 0 | 55.0663 | 55.0663 | 0 | #DIV/0! |  |  |  | 0 | 0 | 55.0663 | 55.0663 | 0 | #DIV/0! |  |  |  | 0 | 0 | 55.0663 | 55.0663 | 0 | #DIV/0!
[13 empty] | 94.1 | 94.1 | 13.2538 | -0.75614 | 0.404 | 91.2432 | 91.2432 | 1.7125 | -28.1154 |  |  |  | -1.0693 | 0.57135 | 111.0509 | 111.0509 | 17.7544 | -28.1154 |  |  |  | 0 | 0 | 55.0663 | 55.0663 | 0 | #DIV/0! |  |  |  | 0 | 0 | 55.0663 | 55.0663 | 0 | #DIV/0! |  |  |  | 0 | 0 | 55.0663 | 55.0663 | 0 | #DIV/0!
[13 empty] | 94.2 | 94.2 | 13.5191 | -0.75786 | 0.40078 | 91.3445 | 91.3445 | 1.7868 | -27.8713 |  |  |  | -1.0718 | 0.56679 | 111.2132 | 111.2132 | 17.6196 | -27.8713 |  |  |  | 0 | 0 | 55.0663 | 55.0663 | 0 | #DIV/0! |  |  |  | 0 | 0 | 55.0663 | 55.0663 | 0 | #DIV/0! |  |  |  | 0 | 0 | 55.0663 | 55.0663 | 0 | #DIV/0!
[13 empty] | 94.3 | 94.3 | 13.7836 | -0.75957 | 0.39752 | 91.4459 | 91.4459 | 1.8595 | -27.6252 |  |  |  | -1.0742 | 0.56218 | 111.3755 | 111.3755 | 17.481 | -27.6252 |  |  |  | 0 | 0 | 55.0663 | 55.0663 | 0 | #DIV/0! |  |  |  | 0 | 0 | 55.0663 | 55.0663 | 0 | #DIV/0! |  |  |  | 0 | 0 | 55.0663 | 55.0663 | 0 | #DIV/0!
[13 empty] | 94.4 | 94.4 | 14.0475 | -0.76129 | 0.39423 | 91.5473 | 91.5473 | 1.9306 | -27.377 |  |  |  | -1.0766 | 0.55752 | 111.538 | 111.538 | 17.3385 | -27.377 |  |  |  | 0 | 0 | 55.0663 | 55.0663 | 0 | #DIV/0! |  |  |  | 0 | 0 | 55.0663 | 55.0663 | 0 | #DIV/0! |  |  |  | 0 | 0 | 55.0663 | 55.0663 | 0 | #DIV/0!
[13 empty] | 94.5 | 94.5 | 14.3106 | -0.763 | 0.3909 | 91.6489 | 91.6489 | 2 | -27.1268 |  |  |  | -1.079 | 0.55281 | 111.7006 | 111.7006 | 17.1922 | -27.1268 |  |  |  | 0 | 0 | 55.0663 | 55.0663 | 0 | #DIV/0! |  |  |  | 0 | 0 | 55.0663 | 55.0663 | 0 | #DIV/0! |  |  |  | 0 | 0 | 55.0663 | 55.0663 | 0 | #DIV/0!
[13 empty] | 94.6 | 94.6 | 14.5731 | -0.76472 | 0.38753 | 91.7505 | 91.7505 | 2.0678 | -26.8743 |  |  |  | -1.0815 | 0.54805 | 111.8633 | 111.8633 | 17.042 | -26.8743 |  |  |  | 0 | 0 | 55.0663 | 55.0663 | 0 | #DIV/0! |  |  |  | 0 | 0 | 55.0663 | 55.0663 | 0 | #DIV/0! |  |  |  | 0 | 0 | 55.0663 | 55.0663 | 0 | #DIV/0!
[13 empty] | 94.7 | 94.7 | 14.8348 | -0.76643 | 0.38413 | 91.8523 | 91.8523 | 2.1338 | -26.6197 |  |  |  | -1.0839 | 0.54324 | 112.0261 | 112.0261 | 16.8881 | -26.6197 |  |  |  | 0 | 0 | 55.0663 | 55.0663 | 0 | #DIV/0! |  |  |  | 0 | 0 | 55.0663 | 55.0663 | 0 | #DIV/0! |  |  |  | 0 | 0 | 55.0663 | 55.0663 | 0 | #DIV/0!
[13 empty] | 94.8 | 94.8 | 15.0958 | -0.76814 | 0.38069 | 91.9541 | 91.9541 | 2.1981 | -26.3628 |  |  |  | -1.0863 | 0.53838 | 112.189 | 112.189 | 16.7303 | -26.3628 |  |  |  | 0 | 0 | 55.0663 | 55.0663 | 0 | #DIV/0! |  |  |  | 0 | 0 | 55.0663 | 55.0663 | 0 | #DIV/0! |  |  |  | 0 | 0 | 55.0663 | 55.0663 | 0 | #DIV/0!
[13 empty] | 94.9 | 94.9 | 15.3561 | -0.76986 | 0.37721 | 92.056 | 92.056 | 2.2606 | -26.1036 |  |  |  | -1.0887 | 0.53346 | 112.352 | 112.352 | 16.5688 | -26.1036 |  |  |  | 0 | 0 | 55.0663 | 55.0663 | 0 | #DIV/0! |  |  |  | 0 | 0 | 55.0663 | 55.0663 | 0 | #DIV/0! |  |  |  | 0 | 0 | 55.0663 | 55.0663 | 0 | #DIV/0!
[13 empty] | 95 | 95 | 15.6156 | -0.77157 | 0.37369 | 92.158 | 92.158 | 2.3213 | -25.8419 |  |  |  | -1.0912 | 0.52848 | 112.5152 | 112.5152 | 16.4034 | -25.8419 |  |  |  | 0 | 0 | 55.0663 | 55.0663 | 0 | #DIV/0! |  |  |  | 0 | 0 | 55.0663 | 55.0663 | 0 | #DIV/0! |  |  |  | 0 | 0 | 55.0663 | 55.0663 | 0 | #DIV/0!
[13 empty] | 95.1 | 95.1 | 15.8743 | -0.77329 | 0.37013 | 92.2601 | 92.2601 | 2.3801 | -25.5778 |  |  |  | -1.0936 | 0.52344 | 112.6784 | 112.6784 | 16.2343 | -25.5778 |  |  |  | 0 | 0 | 55.0663 | 55.0663 | 0 | #DIV/0! |  |  |  | 0 | 0 | 55.0663 | 55.0663 | 0 | #DIV/0! |  |  |  | 0 | 0 | 55.0663 | 55.0663 | 0 | #DIV/0!
[13 empty] | 95.2 | 95.2 | 16.1322 | -0.775 | 0.36653 | 92.3623 | 92.3623 | 2.4371 | -25.3111 |  |  |  | -1.096 | 0.51834 | 112.8418 | 112.8418 | 16.0615 | -25.3111 |  |  |  | 0 | 0 | 55.0663 | 55.0663 | 0 | #DIV/0! |  |  |  | 0 | 0 | 55.0663 | 55.0663 | 0 | #DIV/0! |  |  |  | 0 | 0 | 55.0663 | 55.0663 | 0 | #DIV/0!
[13 empty] | 95.3 | 95.3 | 16.3894 | -0.77672 | 0.36288 | 92.4645 | 92.4645 | 2.4921 | -25.0417 |  |  |  | -1.0984 | 0.51319 | 113.0053 | 113.0053 | 15.8849 | -25.0417 |  |  |  | 0 | 0 | 55.0663 | 55.0663 | 0 | #DIV/0! |  |  |  | 0 | 0 | 55.0663 | 55.0663 | 0 | #DIV/0! |  |  |  | 0 | 0 | 55.0663 | 55.0663 | 0 | #DIV/0!
[13 empty] | 95.4 | 95.4 | 16.6457 | -0.77843 | 0.35918 | 92.5669 | 92.5669 | 2.5451 | -24.7696 |  |  |  | -1.1009 | 0.50796 | 113.1689 | 113.1689 | 15.7046 | -24.7696 |  |  |  | 0 | 0 | 55.0663 | 55.0663 | 0 | #DIV/0! |  |  |  | 0 | 0 | 55.0663 | 55.0663 | 0 | #DIV/0! |  |  |  | 0 | 0 | 55.0663 | 55.0663 | 0 | #DIV/0!
[13 empty] | 95.5 | 95.5 | 16.9012 | -0.78015 | 0.35545 | 92.6693 | 92.6693 | 2.5961 | -24.4946 |  |  |  | -1.1033 | 0.50268 | 113.3326 | 113.3326 | 15.5205 | -24.4946 |  |  |  | 0 | 0 | 55.0663 | 55.0663 | 0 | #DIV/0! |  |  |  | 0 | 0 | 55.0663 | 55.0663 | 0 | #DIV/0! |  |  |  | 0 | 0 | 55.0663 | 55.0663 | 0 | #DIV/0!
[13 empty] | 95.6 | 95.6 | 17.1559 | -0.78186 | 0.35166 | 92.7718 | 92.7718 | 2.6451 | -24.2168 |  |  |  | -1.1057 | 0.49732 | 113.4964 | 113.4964 | 15.3327 | -24.2168 |  |  |  | 0 | 0 | 55.0663 | 55.0663 | 0 | #DIV/0! |  |  |  | 0 | 0 | 55.0663 | 55.0663 | 0 | #DIV/0! |  |  |  | 0 | 0 | 55.0663 | 55.0663 | 0 | #DIV/0!
[13 empty] | 95.7 | 95.7 | 17.4097 | -0.78358 | 0.34782 | 92.8744 | 92.8744 | 2.6919 | -23.9359 |  |  |  | -1.1081 | 0.49189 | 113.6603 | 113.6603 | 15.1413 | -23.9359 |  |  |  | 0 | 0 | 55.0663 | 55.0663 | 0 | #DIV/0! |  |  |  | 0 | 0 | 55.0663 | 55.0663 | 0 | #DIV/0! |  |  |  | 0 | 0 | 55.0663 | 55.0663 | 0 | #DIV/0!
[13 empty] | 95.8 | 95.8 | 17.6626 | -0.78529 | 0.34393 | 92.9771 | 92.9771 | 2.7366 | -23.6519 |  |  |  | -1.1106 | 0.48639 | 113.8244 | 113.8244 | 14.9461 | -23.6519 |  |  |  | 0 | 0 | 55.0663 | 55.0663 | 0 | #DIV/0! |  |  |  | 0 | 0 | 55.0663 | 55.0663 | 0 | #DIV/0! |  |  |  | 0 | 0 | 55.0663 | 55.0663 | 0 | #DIV/0!
[13 empty] | 95.9 | 95.9 | 17.9147 | -0.787 | 0.33999 | 93.0799 | 93.0799 | 2.7791 | -23.3646 |  |  |  | -1.113 | 0.48082 | 113.9885 | 113.9885 | 14.7472 | -23.3646 |  |  |  | 0 | 0 | 55.0663 | 55.0663 | 0 | #DIV/0! |  |  |  | 0 | 0 | 55.0663 | 55.0663 | 0 | #DIV/0! |  |  |  | 0 | 0 | 55.0663 | 55.0663 | 0 | #DIV/0!
[13 empty] | 96 | 96 | 18.1659 | -0.78872 | 0.33599 | 93.1828 | 93.1828 | 2.8193 | -23.0739 |  |  |  | -1.1154 | 0.47517 | 114.1528 | 114.1528 | 14.5446 | -23.0739 |  |  |  | 0 | 0 | 55.0663 | 55.0663 | 0 | #DIV/0! |  |  |  | 0 | 0 | 55.0663 | 55.0663 | 0 | #DIV/0! |  |  |  | 0 | 0 | 55.0663 | 55.0663 | 0 | #DIV/0!
[13 empty] | 96.1 | 96.1 | 18.4162 | -0.79043 | 0.33194 | 93.2857 | 93.2857 | 2.8572 | -22.7798 |  |  |  | -1.1178 | 0.46943 | 114.3171 | 114.3171 | 14.3382 | -22.7798 |  |  |  | 0 | 0 | 55.0663 | 55.0663 | 0 | #DIV/0! |  |  |  | 0 | 0 | 55.0663 | 55.0663 | 0 | #DIV/0! |  |  |  | 0 | 0 | 55.0663 | 55.0663 | 0 | #DIV/0!
[13 empty] | 96.2 | 96.2 | 18.6656 | -0.79215 | 0.32783 | 93.3888 | 93.3888 | 2.8928 | -22.482 |  |  |  | -1.1203 | 0.46362 | 114.4816 | 114.4816 | 14.1282 | -22.482 |  |  |  | 0 | 0 | 55.0663 | 55.0663 | 0 | #DIV/0! |  |  |  | 0 | 0 | 55.0663 | 55.0663 | 0 | #DIV/0! |  |  |  | 0 | 0 | 55.0663 | 55.0663 | 0 | #DIV/0!
[13 empty] | 96.3 | 96.3 | 18.914 | -0.79386 | 0.32365 | 93.4919 | 93.4919 | 2.9259 | -22.1804 |  |  |  | -1.1227 | 0.45771 | 114.6462 | 114.6462 | 13.9145 | -22.1804 |  |  |  | 0 | 0 | 55.0663 | 55.0663 | 0 | #DIV/0! |  |  |  | 0 | 0 | 55.0663 | 55.0663 | 0 | #DIV/0! |  |  |  | 0 | 0 | 55.0663 | 55.0663 | 0 | #DIV/0!
[13 empty] | 96.4 | 96.4 | 19.1615 | -0.79558 | 0.31941 | 93.5951 | 93.5951 | 2.9566 | -21.8748 |  |  |  | -1.1251 | 0.45172 | 114.8109 | 114.8109 | 13.697 | -21.8748 |  |  |  | 0 | 0 | 55.0663 | 55.0663 | 0 | #DIV/0! |  |  |  | 0 | 0 | 55.0663 | 55.0663 | 0 | #DIV/0! |  |  |  | 0 | 0 | 55.0663 | 55.0663 | 0 | #DIV/0!
[13 empty] | 96.5 | 96.5 | 19.4081 | -0.79729 | 0.31511 | 93.6984 | 93.6984 | 2.9846 | -21.5652 |  |  |  | -1.1275 | 0.44563 | 114.9757 | 114.9757 | 13.4758 | -21.5652 |  |  |  | 0 | 0 | 55.0663 | 55.0663 | 0 | #DIV/0! |  |  |  | 0 | 0 | 55.0663 | 55.0663 | 0 | #DIV/0! |  |  |  | 0 | 0 | 55.0663 | 55.0663 | 0 | #DIV/0!
[13 empty] | 96.6 | 96.6 | 19.6537 | -0.79901 | 0.31074 | 93.8018 | 93.8018 | 3.0101 | -21.2512 |  |  |  | -1.13 | 0.43945 | 115.1406 | 115.1406 | 13.2509 | -21.2512 |  |  |  | 0 | 0 | 55.0663 | 55.0663 | 0 | #DIV/0! |  |  |  | 0 | 0 | 55.0663 | 55.0663 | 0 | #DIV/0! |  |  |  | 0 | 0 | 55.0663 | 55.0663 | 0 | #DIV/0!
[13 empty] | 96.7 | 96.7 | 19.8984 | -0.80072 | 0.30629 | 93.9052 | 93.9052 | 3.0328 | -20.9328 |  |  |  | -1.1324 | 0.43316 | 115.3056 | 115.3056 | 13.0221 | -20.9328 |  |  |  | 0 | 0 | 55.0663 | 55.0663 | 0 | #DIV/0! |  |  |  | 0 | 0 | 55.0663 | 55.0663 | 0 | #DIV/0! |  |  |  | 0 | 0 | 55.0663 | 55.0663 | 0 | #DIV/0!
[13 empty] | 96.8 | 96.8 | 20.142 | -0.80244 | 0.30177 | 94.0088 | 94.0088 | 3.0528 | -20.6097 |  |  |  | -1.1348 | 0.42677 | 115.4707 | 115.4707 | 12.7896 | -20.6097 |  |  |  | 0 | 0 | 55.0663 | 55.0663 | 0 | #DIV/0! |  |  |  | 0 | 0 | 55.0663 | 55.0663 | 0 | #DIV/0! |  |  |  | 0 | 0 | 55.0663 | 55.0663 | 0 | #DIV/0!
[13 empty] | 96.9 | 96.9 | 20.3847 | -0.80415 | 0.29717 | 94.1124 | 94.1124 | 3.0699 | -20.2816 |  |  |  | -1.1372 | 0.42026 | 115.636 | 115.636 | 12.5532 | -20.2816 |  |  |  | 0 | 0 | 55.0663 | 55.0663 | 0 | #DIV/0! |  |  |  | 0 | 0 | 55.0663 | 55.0663 | 0 | #DIV/0! |  |  |  | 0 | 0 | 55.0663 | 55.0663 | 0 | #DIV/0!
[13 empty] | 97 | 97 | 20.6263 | -0.80587 | 0.29249 | 94.2162 | 94.2162 | 3.0841 | -19.9484 |  |  |  | -1.1397 | 0.41364 | 115.8013 | 115.8013 | 12.3129 | -19.9484 |  |  |  | 0 | 0 | 55.0663 | 55.0663 | 0 | #DIV/0! |  |  |  | 0 | 0 | 55.0663 | 55.0663 | 0 | #DIV/0! |  |  |  | 0 | 0 | 55.0663 | 55.0663 | 0 | #DIV/0!
[13 empty] | 97.1 | 97.1 | 20.8669 | -0.80758 | 0.28772 | 94.32 | 94.32 | 3.0952 | -19.6098 |  |  |  | -1.1421 | 0.4069 | 115.9667 | 115.9667 | 12.0687 | -19.6098 |  |  |  | 0 | 0 | 55.0663 | 55.0663 | 0 | #DIV/0! |  |  |  | 0 | 0 | 55.0663 | 55.0663 | 0 | #DIV/0! |  |  |  | 0 | 0 | 55.0663 | 55.0663 | 0 | #DIV/0!
[13 empty] | 97.2 | 97.2 | 21.1065 | -0.80929 | 0.28286 | 94.4238 | 94.4238 | 3.1032 | -19.2655 |  |  |  | -1.1445 | 0.40003 | 116.1323 | 116.1323 | 11.8205 | -19.2655 |  |  |  | 0 | 0 | 55.0663 | 55.0663 | 0 | #DIV/0! |  |  |  | 0 | 0 | 55.0663 | 55.0663 | 0 | #DIV/0! |  |  |  | 0 | 0 | 55.0663 | 55.0663 | 0 | #DIV/0!
[13 empty] | 97.3 | 97.3 | 21.3451 | -0.81101 | 0.27791 | 94.5278 | 94.5278 | 3.108 | -18.9151 |  |  |  | -1.1469 | 0.39302 | 116.2979 | 116.2979 | 11.5683 | -18.9151 |  |  |  | 0 | 0 | 55.0663 | 55.0663 | 0 | #DIV/0! |  |  |  | 0 | 0 | 55.0663 | 55.0663 | 0 | #DIV/0! |  |  |  | 0 | 0 | 55.0663 | 55.0663 | 0 | #DIV/0!
[13 empty] | 97.4 | 97.4 | 21.5826 | -0.81272 | 0.27285 | 94.6319 | 94.6319 | 3.1093 | -18.5584 |  |  |  | -1.1494 | 0.38587 | 116.4637 | 116.4637 | 11.3119 | -18.5584 |  |  |  | 0 | 0 | 55.0663 | 55.0663 | 0 | #DIV/0! |  |  |  | 0 | 0 | 55.0663 | 55.0663 | 0 | #DIV/0! |  |  |  | 0 | 0 | 55.0663 | 55.0663 | 0 | #DIV/0!
[13 empty] | 97.5 | 97.5 | 21.819 | -0.81444 | 0.26769 | 94.736 | 94.736 | 3.1072 | -18.1949 |  |  |  | -1.1518 | 0.37858 | 116.6295 | 116.6295 | 11.0513 | -18.1949 |  |  |  | 0 | 0 | 55.0663 | 55.0663 | 0 | #DIV/0! |  |  |  | 0 | 0 | 55.0663 | 55.0663 | 0 | #DIV/0! |  |  |  | 0 | 0 | 55.0663 | 55.0663 | 0 | #DIV/0!
[13 empty] | 97.6 | 97.6 | 22.0543 | -0.81615 | 0.26242 | 94.8402 | 94.8402 | 3.1014 | -17.8242 |  |  |  | -1.1542 | 0.37112 | 116.7955 | 116.7955 | 10.7864 | -17.8242 |  |  |  | 0 | 0 | 55.0663 | 55.0663 | 0 | #DIV/0! |  |  |  | 0 | 0 | 55.0663 | 55.0663 | 0 | #DIV/0! |  |  |  | 0 | 0 | 55.0663 | 55.0663 | 0 | #DIV/0!
[13 empty] | 97.7 | 97.7 | 22.2886 | -0.81787 | 0.25703 | 94.9446 | 94.9446 | 3.0918 | -17.446 |  |  |  | -1.1566 | 0.36349 | 116.9615 | 116.9615 | 10.5169 | -17.446 |  |  |  | 0 | 0 | 55.0663 | 55.0663 | 0 | #DIV/0! |  |  |  | 0 | 0 | 55.0663 | 55.0663 | 0 | #DIV/0! |  |  |  | 0 | 0 | 55.0663 | 55.0663 | 0 | #DIV/0!
[13 empty] | 97.8 | 97.8 | 22.5217 | -0.81958 | 0.2515 | 95.0489 | 95.0489 | 3.0783 | -17.0596 |  |  |  | -1.1591 | 0.35568 | 117.1277 | 117.1277 | 10.2429 | -17.0596 |  |  |  | 0 | 0 | 55.0663 | 55.0663 | 0 | #DIV/0! |  |  |  | 0 | 0 | 55.0663 | 55.0663 | 0 | #DIV/0! |  |  |  | 0 | 0 | 55.0663 | 55.0663 | 0 | #DIV/0!
[13 empty] | 97.9 | 97.9 | 22.7538 | -0.8213 | 0.24585 | 95.1534 | 95.1534 | 3.0607 | -16.6646 |  |  |  | -1.1615 | 0.34768 | 117.2939 | 117.2939 | 9.9641 | -16.6646 |  |  |  | 0 | 0 | 55.0663 | 55.0663 | 0 | #DIV/0! |  |  |  | 0 | 0 | 55.0663 | 55.0663 | 0 | #DIV/0! |  |  |  | 0 | 0 | 55.0663 | 55.0663 | 0 | #DIV/0!
[13 empty] | 98 | 98 | 22.9847 | -0.82301 | 0.24005 | 95.258 | 95.258 | 3.0387 | -16.2602 |  |  |  | -1.1639 | 0.33947 | 117.4603 | 117.4603 | 9.6802 | -16.2602 |  |  |  | 0 | 0 | 55.0663 | 55.0663 | 0 | #DIV/0! |  |  |  | 0 | 0 | 55.0663 | 55.0663 | 0 | #DIV/0! |  |  |  | 0 | 0 | 55.0663 | 55.0663 | 0 | #DIV/0!
[13 empty] | 98.1 | 98.1 | 23.2144 | -0.82473 | 0.23409 | 95.3626 | 95.3626 | 3.0121 | -15.8458 |  |  |  | -1.1663 | 0.33105 | 117.6267 | 117.6267 | 9.3912 | -15.8458 |  |  |  | 0 | 0 | 55.0663 | 55.0663 | 0 | #DIV/0! |  |  |  | 0 | 0 | 55.0663 | 55.0663 | 0 | #DIV/0! |  |  |  | 0 | 0 | 55.0663 | 55.0663 | 0 | #DIV/0!
[13 empty] | 98.2 | 98.2 | 23.4431 | -0.82644 | 0.22796 | 95.4673 | 95.4673 | 2.9808 | -15.4206 |  |  |  | -1.1688 | 0.32238 | 117.7933 | 117.7933 | 9.0966 | -15.4206 |  |  |  | 0 | 0 | 55.0663 | 55.0663 | 0 | #DIV/0! |  |  |  | 0 | 0 | 55.0663 | 55.0663 | 0 | #DIV/0! |  |  |  | 0 | 0 | 55.0663 | 55.0663 | 0 | #DIV/0!
[13 empty] | 98.3 | 98.3 | 23.6705 | -0.82816 | 0.22165 | 95.5721 | 95.5721 | 2.9443 | -14.9836 |  |  |  | -1.1712 | 0.31346 | 117.96 | 117.96 | 8.7961 | -14.9836 |  |  |  | 0 | 0 | 55.0663 | 55.0663 | 0 | #DIV/0! |  |  |  | 0 | 0 | 55.0663 | 55.0663 | 0 | #DIV/0! |  |  |  | 0 | 0 | 55.0663 | 55.0663 | 0 | #DIV/0!
[13 empty] | 98.4 | 98.4 | 23.8968 | -0.82987 | 0.21514 | 95.677 | 95.677 | 2.9024 | -14.5337 |  |  |  | -1.1736 | 0.30425 | 118.1267 | 118.1267 | 8.4894 | -14.5337 |  |  |  | 0 | 0 | 55.0663 | 55.0663 | 0 | #DIV/0! |  |  |  | 0 | 0 | 55.0663 | 55.0663 | 0 | #DIV/0! |  |  |  | 0 | 0 | 55.0663 | 55.0663 | 0 | #DIV/0!
[13 empty] | 98.5 | 98.5 | 24.1219 | -0.83158 | 0.20841 | 95.782 | 95.782 | 2.8547 | -14.0699 |  |  |  | -1.176 | 0.29474 | 118.2936 | 118.2936 | 8.1759 | -14.0699 |  |  |  | 0 | 0 | 55.0663 | 55.0663 | 0 | #DIV/0! |  |  |  | 0 | 0 | 55.0663 | 55.0663 | 0 | #DIV/0! |  |  |  | 0 | 0 | 55.0663 | 55.0663 | 0 | #DIV/0!
[13 empty] | 98.6 | 98.6 | 24.3458 | -0.8333 | 0.20145 | 95.887 | 95.887 | 2.8008 | -13.5905 |  |  |  | -1.1785 | 0.28489 | 118.4606 | 118.4606 | 7.855 | -13.5905 |  |  |  | 0 | 0 | 55.0663 | 55.0663 | 0 | #DIV/0! |  |  |  | 0 | 0 | 55.0663 | 55.0663 | 0 | #DIV/0! |  |  |  | 0 | 0 | 55.0663 | 55.0663 | 0 | #DIV/0!
[13 empty] | 98.7 | 98.7 | 24.5685 | -0.83501 | 0.19422 | 95.9922 | 95.9922 | 2.7402 | -13.0939 |  |  |  | -1.1809 | 0.27467 | 118.6276 | 118.6276 | 7.5262 | -13.0939 |  |  |  | 0 | 0 | 55.0663 | 55.0663 | 0 | #DIV/0! |  |  |  | 0 | 0 | 55.0663 | 55.0663 | 0 | #DIV/0! |  |  |  | 0 | 0 | 55.0663 | 55.0663 | 0 | #DIV/0!
[13 empty] | 98.8 | 98.8 | 24.79 | -0.83673 | 0.1867 | 96.0974 | 96.0974 | 2.6723 | -12.5781 |  |  |  | -1.1833 | 0.26403 | 118.7948 | 118.7948 | 7.1884 | -12.5781 |  |  |  | 0 | 0 | 55.0663 | 55.0663 | 0 | #DIV/0! |  |  |  | 0 | 0 | 55.0663 | 55.0663 | 0 | #DIV/0! |  |  |  | 0 | 0 | 55.0663 | 55.0663 | 0 | #DIV/0!
[13 empty] | 98.9 | 98.9 | 25.0103 | -0.83844 | 0.17884 | 96.2027 | 96.2027 | 2.5963 | -12.0406 |  |  |  | -1.1857 | 0.25291 | 118.962 | 118.962 | 6.8406 | -12.0406 |  |  |  | 0 | 0 | 55.0663 | 55.0663 | 0 | #DIV/0! |  |  |  | 0 | 0 | 55.0663 | 55.0663 | 0 | #DIV/0! |  |  |  | 0 | 0 | 55.0663 | 55.0663 | 0 | #DIV/0!
[13 empty] | 99 | 99 | 25.2293 | -0.84016 | 0.1706 | 96.308 | 96.308 | 2.5114 | -11.4783 |  |  |  | -1.1882 | 0.24127 | 119.1294 | 119.1294 | 6.4815 | -11.4783 |  |  |  | 0 | 0 | 55.0663 | 55.0663 | 0 | #DIV/0! |  |  |  | 0 | 0 | 55.0663 | 55.0663 | 0 | #DIV/0! |  |  |  | 0 | 0 | 55.0663 | 55.0663 | 0 | #DIV/0!
[13 empty] | 99.1 | 99.1 | 25.447 | -0.84187 | 0.16193 | 96.4135 | 96.4135 | 2.4166 | -10.8875 |  |  |  | -1.1906 | 0.229 | 119.2969 | 119.2969 | 6.1093 | -10.8875 |  |  |  | 0 | 0 | 55.0663 | 55.0663 | 0 | #DIV/0! |  |  |  | 0 | 0 | 55.0663 | 55.0663 | 0 | #DIV/0! |  |  |  | 0 | 0 | 55.0663 | 55.0663 | 0 | #DIV/0!
[13 empty] | 99.2 | 99.2 | 25.6636 | -0.84359 | 0.15274 | 96.519 | 96.519 | 2.3104 | -10.2631 |  |  |  | -1.193 | 0.21601 | 119.4644 | 119.4644 | 5.7217 | -10.2631 |  |  |  | 0 | 0 | 55.0663 | 55.0663 | 0 | #DIV/0! |  |  |  | 0 | 0 | 55.0663 | 55.0663 | 0 | #DIV/0! |  |  |  | 0 | 0 | 55.0663 | 55.0663 | 0 | #DIV/0!
[13 empty] | 99.3 | 99.3 | 25.8788 | -0.8453 | 0.14295 | 96.6247 | 96.6247 | 2.1911 | -9.5986 |  |  |  | -1.1954 | 0.20216 | 119.632 | 119.632 | 5.3156 | -9.5986 |  |  |  | 0 | 0 | 55.0663 | 55.0663 | 0 | #DIV/0! |  |  |  | 0 | 0 | 55.0663 | 55.0663 | 0 | #DIV/0! |  |  |  | 0 | 0 | 55.0663 | 55.0663 | 0 | #DIV/0!
[13 empty] | 99.4 | 99.4 | 26.0928 | -0.84702 | 0.13241 | 96.7303 | 96.7303 | 2.0562 | -8.8851 |  |  |  | -1.1979 | 0.18726 | 119.7998 | 119.7998 | 4.8867 | -8.8851 |  |  |  | 0 | 0 | 55.0663 | 55.0663 | 0 | #DIV/0! |  |  |  | 0 | 0 | 55.0663 | 55.0663 | 0 | #DIV/0! |  |  |  | 0 | 0 | 55.0663 | 55.0663 | 0 | #DIV/0!
[13 empty] | 99.5 | 99.5 | 26.3054 | -0.84873 | 0.12094 | 96.8361 | 96.8361 | 1.9022 | -8.1096 |  |  |  | -1.2003 | 0.17103 | 119.9676 | 119.9676 | 4.4287 | -8.1096 |  |  |  | 0 | 0 | 55.0663 | 55.0663 | 0 | #DIV/0! |  |  |  | 0 | 0 | 55.0663 | 55.0663 | 0 | #DIV/0! |  |  |  | 0 | 0 | 55.0663 | 55.0663 | 0 | #DIV/0!
[13 empty] | 99.6 | 99.6 | 26.5168 | -0.85045 | 0.10822 | 96.942 | 96.942 | 1.7238 | -7.2522 |  |  |  | -1.2027 | 0.15305 | 120.1356 | 120.1356 | 3.9317 | -7.2522 |  |  |  | 0 | 0 | 55.0663 | 55.0663 | 0 | #DIV/0! |  |  |  | 0 | 0 | 55.0663 | 55.0663 | 0 | #DIV/0! |  |  |  | 0 | 0 | 55.0663 | 55.0663 | 0 | #DIV/0!
[13 empty] | 99.7 | 99.7 | 26.7269 | -0.85216 | 0.093772 | 97.0479 | 97.0479 | 1.5122 | -6.2796 |  |  |  | -1.2051 | 0.13261 | 120.3036 | 120.3036 | 3.379 | -6.2796 |  |  |  | 0 | 0 | 55.0663 | 55.0663 | 0 | #DIV/0! |  |  |  | 0 | 0 | 55.0663 | 55.0663 | 0 | #DIV/0! |  |  |  | 0 | 0 | 55.0663 | 55.0663 | 0 | #DIV/0!
[13 empty] | 99.8 | 99.8 | 26.9356 | -0.85387 | 0.076603 | 97.1539 | 97.1539 | 1.2505 | -5.1264 |  |  |  | -1.2076 | 0.10833 | 120.4717 | 120.4717 | 2.7373 | -5.1264 |  |  |  | 0 | 0 | 55.0663 | 55.0663 | 0 | #DIV/0! |  |  |  | 0 | 0 | 55.0663 | 55.0663 | 0 | #DIV/0! |  |  |  | 0 | 0 | 55.0663 | 55.0663 | 0 | #DIV/0!
[13 empty] | 99.9 | 99.9 | 27.143 | -0.85559 | 0.054194 | 97.26 | 97.26 | 0.89537 | -3.6243 |  |  |  | -1.21 | 0.076641 | 120.6399 | 120.6399 | 1.9199 | -3.6243 |  |  |  | 0 | 0 | 55.0663 | 55.0663 | 0 | #DIV/0! |  |  |  | 0 | 0 | 55.0663 | 55.0663 | 0 | #DIV/0! |  |  |  | 0 | 0 | 55.0663 | 55.0663 | 0 | #DIV/0!
[13 empty] | 100 | 100 | 27.349 | -0.8573 | 1.822e-07 | 97.3662 | 97.3662 | 3.046e-06 | -1.2177e-05 |  |  |  | -1.2124 | 8.6888e-08 | 120.8083 | 120.8083 | 2.1575e-06 | -4.1061e-06 |  |  |  | 0 | 0 | 55.0663 | 55.0663 | 0 | #DIV/0! |  |  |  | 0 | 0 | 55.0663 | 55.0663 | 0 | #DIV/0! |  |  |  | 0 | 0 | 55.0663 | 55.0663 | 0 | #DIV/0!
[13 empty] | 100.1 | 100.1 | 27.5537
[13 empty] | 100.2 | 100.2 | 27.7571 | 0.8573 | 0 | 26.2772 | 26.2772 | 0 | 0 |  |  |  | 1.2124 | 0 | 20.2732 | 20.2732 | 0 | 0 |  |  |  | 0 | 0 | 55.0663 | 55.0663 | 0 | #DIV/0! |  |  |  | 0 | 0 | 55.0663 | 55.0663 | 0 | #DIV/0! |  |  |  | 0 | 0 | 55.0663 | 55.0663 | 0 | #DIV/0!
[13 empty] | 100.3 | 100.3 | 27.959 | 0.85559 | -0.054194 | 26.3132 | 26.3132 | 1.6195 | -3.6243 |  |  |  | 1.21 | -0.076641 | 20.306 | 20.306 | 2.3595 | -3.6243 |  |  |  | 0 | 0 | 55.0663 | 55.0663 | 0 | #DIV/0! |  |  |  | 0 | 0 | 55.0663 | 55.0663 | 0 | #DIV/0! |  |  |  | 0 | 0 | 55.0663 | 55.0663 | 0 | #DIV/0!
[13 empty] | 100.4 | 100.4 | 28.1596 | 0.85387 | -0.076603 | 26.3493 | 26.3493 | 2.2875 | -5.1264 |  |  |  | 1.2076 | -0.10833 | 20.3388 | 20.3388 | 3.3363 | -5.1264 |  |  |  | 0 | 0 | 55.0663 | 55.0663 | 0 | #DIV/0! |  |  |  | 0 | 0 | 55.0663 | 55.0663 | 0 | #DIV/0! |  |  |  | 0 | 0 | 55.0663 | 55.0663 | 0 | #DIV/0!
[13 empty] | 100.5 | 100.5 | 28.3588 | 0.85216 | -0.093772 | 26.3854 | 26.3854 | 2.7981 | -6.2796 |  |  |  | 1.2051 | -0.13261 | 20.3718 | 20.3718 | 4.0854 | -6.2796 |  |  |  | 0 | 0 | 55.0663 | 55.0663 | 0 | #DIV/0! |  |  |  | 0 | 0 | 55.0663 | 55.0663 | 0 | #DIV/0! |  |  |  | 0 | 0 | 55.0663 | 55.0663 | 0 | #DIV/0!
[13 empty] | 100.6 | 100.6 | 28.5566 | 0.85045 | -0.10822 | 26.4217 | 26.4217 | 3.2269 | -7.2522 |  |  |  | 1.2027 | -0.15305 | 20.4048 | 20.4048 | 4.7165 | -7.2522 |  |  |  | 0 | 0 | 55.0663 | 55.0663 | 0 | #DIV/0! |  |  |  | 0 | 0 | 55.0663 | 55.0663 | 0 | #DIV/0! |  |  |  | 0 | 0 | 55.0663 | 55.0663 | 0 | #DIV/0!
[13 empty] | 100.7 | 100.7 | 28.7529 | 0.84873 | -0.12094 | 26.458 | 26.458 | 3.6032 | -8.1096 |  |  |  | 1.2003 | -0.17103 | 20.4379 | 20.4379 | 5.2723 | -8.1096 |  |  |  | 0 | 0 | 55.0663 | 55.0663 | 0 | #DIV/0! |  |  |  | 0 | 0 | 55.0663 | 55.0663 | 0 | #DIV/0! |  |  |  | 0 | 0 | 55.0663 | 55.0663 | 0 | #DIV/0!
[13 empty] | 100.8 | 100.8 | 28.9479 | 0.84702 | -0.13241 | 26.4944 | 26.4944 | 3.9421 | -8.8851 |  |  |  | 1.1979 | -0.18726 | 20.4712 | 20.4712 | 5.7744 | -8.8851 |  |  |  | 0 | 0 | 55.0663 | 55.0663 | 0 | #DIV/0! |  |  |  | 0 | 0 | 55.0663 | 55.0663 | 0 | #DIV/0! |  |  |  | 0 | 0 | 55.0663 | 55.0663 | 0 | #DIV/0!
[13 empty] | 100.9 | 100.9 | 29.1414 | 0.8453 | -0.14295 | 26.5309 | 26.5309 | 4.2525 | -9.5986 |  |  |  | 1.1954 | -0.20216 | 20.5045 | 20.5045 | 6.2358 | -9.5986 |  |  |  | 0 | 0 | 55.0663 | 55.0663 | 0 | #DIV/0! |  |  |  | 0 | 0 | 55.0663 | 55.0663 | 0 | #DIV/0! |  |  |  | 0 | 0 | 55.0663 | 55.0663 | 0 | #DIV/0!
[13 empty] | 101 | 101 | 29.3335 | 0.84359 | -0.15274 | 26.5674 | 26.5674 | 4.5403 | -10.2631 |  |  |  | 1.193 | -0.21601 | 20.5379 | 20.5379 | 6.665 | -10.2631 |  |  |  | 0 | 0 | 55.0663 | 55.0663 | 0 | #DIV/0! |  |  |  | 0 | 0 | 55.0663 | 55.0663 | 0 | #DIV/0! |  |  |  | 0 | 0 | 55.0663 | 55.0663 | 0 | #DIV/0!
[13 empty] | 101.1 | 101.1 | 29.5241 | 0.84187 | -0.16193 | 26.6041 | 26.6041 | 4.8094 | -10.8875 |  |  |  | 1.1906 | -0.229 | 20.5714 | 20.5714 | 7.0678 | -10.8875 |  |  |  | 0 | 0 | 55.0663 | 55.0663 | 0 | #DIV/0! |  |  |  | 0 | 0 | 55.0663 | 55.0663 | 0 | #DIV/0! |  |  |  | 0 | 0 | 55.0663 | 55.0663 | 0 | #DIV/0!
[13 empty] | 101.2 | 101.2 | 29.7132 | 0.84016 | -0.1706 | 26.6408 | 26.6408 | 5.063 | -11.4783 |  |  |  | 1.1882 | -0.24127 | 20.605 | 20.605 | 7.4485 | -11.4783 |  |  |  | 0 | 0 | 55.0663 | 55.0663 | 0 | #DIV/0! |  |  |  | 0 | 0 | 55.0663 | 55.0663 | 0 | #DIV/0! |  |  |  | 0 | 0 | 55.0663 | 55.0663 | 0 | #DIV/0!
[13 empty] | 101.3 | 101.3 | 29.9009 | 0.83844 | -0.17884 | 26.6776 | 26.6776 | 5.3031 | -12.0406 |  |  |  | 1.1857 | -0.25291 | 20.6388 | 20.6388 | 7.8104 | -12.0406 |  |  |  | 0 | 0 | 55.0663 | 55.0663 | 0 | #DIV/0! |  |  |  | 0 | 0 | 55.0663 | 55.0663 | 0 | #DIV/0! |  |  |  | 0 | 0 | 55.0663 | 55.0663 | 0 | #DIV/0!
[13 empty] | 101.4 | 101.4 | 30.0871 | 0.83673 | -0.1867 | 26.7145 | 26.7145 | 5.5315 | -12.5781 |  |  |  | 1.1833 | -0.26403 | 20.6726 | 20.6726 | 8.1558 | -12.5781 |  |  |  | 0 | 0 | 55.0663 | 55.0663 | 0 | #DIV/0! |  |  |  | 0 | 0 | 55.0663 | 55.0663 | 0 | #DIV/0! |  |  |  | 0 | 0 | 55.0663 | 55.0663 | 0 | #DIV/0!
[13 empty] | 101.5 | 101.5 | 30.2718 | 0.83501 | -0.19422 | 26.7515 | 26.7515 | 5.7497 | -13.0939 |  |  |  | 1.1809 | -0.27467 | 20.7065 | 20.7065 | 8.4869 | -13.0939 |  |  |  | 0 | 0 | 55.0663 | 55.0663 | 0 | #DIV/0! |  |  |  | 0 | 0 | 55.0663 | 55.0663 | 0 | #DIV/0! |  |  |  | 0 | 0 | 55.0663 | 55.0663 | 0 | #DIV/0!
[13 empty] | 101.6 | 101.6 | 30.455 | 0.8333 | -0.20145 | 26.7885 | 26.7885 | 5.9587 | -13.5905 |  |  |  | 1.1785 | -0.28489 | 20.7405 | 20.7405 | 8.8052 | -13.5905 |  |  |  | 0 | 0 | 55.0663 | 55.0663 | 0 | #DIV/0! |  |  |  | 0 | 0 | 55.0663 | 55.0663 | 0 | #DIV/0! |  |  |  | 0 | 0 | 55.0663 | 55.0663 | 0 | #DIV/0!
[13 empty] | 101.7 | 101.7 | 30.6368 | 0.83158 | -0.20841 | 26.8256 | 26.8256 | 6.1594 | -14.0699 |  |  |  | 1.176 | -0.29474 | 20.7746 | 20.7746 | 9.112 | -14.0699 |  |  |  | 0 | 0 | 55.0663 | 55.0663 | 0 | #DIV/0! |  |  |  | 0 | 0 | 55.0663 | 55.0663 | 0 | #DIV/0! |  |  |  | 0 | 0 | 55.0663 | 55.0663 | 0 | #DIV/0!
[13 empty] | 101.8 | 101.8 | 30.8169 | 0.82987 | -0.21514 | 26.8629 | 26.8629 | 6.3527 | -14.5337 |  |  |  | 1.1736 | -0.30425 | 20.8088 | 20.8088 | 9.4085 | -14.5337 |  |  |  | 0 | 0 | 55.0663 | 55.0663 | 0 | #DIV/0! |  |  |  | 0 | 0 | 55.0663 | 55.0663 | 0 | #DIV/0! |  |  |  | 0 | 0 | 55.0663 | 55.0663 | 0 | #DIV/0!
[13 empty] | 101.9 | 101.9 | 30.9956 | 0.82816 | -0.22165 | 26.9001 | 26.9001 | 6.5392 | -14.9836 |  |  |  | 1.1712 | -0.31346 | 20.8431 | 20.8431 | 9.6956 | -14.9836 |  |  |  | 0 | 0 | 55.0663 | 55.0663 | 0 | #DIV/0! |  |  |  | 0 | 0 | 55.0663 | 55.0663 | 0 | #DIV/0! |  |  |  | 0 | 0 | 55.0663 | 55.0663 | 0 | #DIV/0!
[13 empty] | 102 | 102 | 31.1727 | 0.82644 | -0.22796 | 26.9375 | 26.9375 | 6.7194 | -15.4206 |  |  |  | 1.1688 | -0.32238 | 20.8775 | 20.8775 | 9.9742 | -15.4206 |  |  |  | 0 | 0 | 55.0663 | 55.0663 | 0 | #DIV/0! |  |  |  | 0 | 0 | 55.0663 | 55.0663 | 0 | #DIV/0! |  |  |  | 0 | 0 | 55.0663 | 55.0663 | 0 | #DIV/0!
[13 empty] | 102.1 | 102.1 | 31.3483 | 0.82473 | -0.23409 | 26.975 | 26.975 | 6.8939 | -15.8458 |  |  |  | 1.1663 | -0.33105 | 20.912 | 20.912 | 10.2448 | -15.8458 |  |  |  | 0 | 0 | 55.0663 | 55.0663 | 0 | #DIV/0! |  |  |  | 0 | 0 | 55.0663 | 55.0663 | 0 | #DIV/0! |  |  |  | 0 | 0 | 55.0663 | 55.0663 | 0 | #DIV/0!
[13 empty] | 102.2 | 102.2 | 31.5224 | 0.82301 | -0.24005 | 27.0125 | 27.0125 | 7.063 | -16.2602 |  |  |  | 1.1639 | -0.33947 | 20.9466 | 20.9466 | 10.5081 | -16.2602 |  |  |  | 0 | 0 | 55.0663 | 55.0663 | 0 | #DIV/0! |  |  |  | 0 | 0 | 55.0663 | 55.0663 | 0 | #DIV/0! |  |  |  | 0 | 0 | 55.0663 | 55.0663 | 0 | #DIV/0!
[13 empty] | 102.3 | 102.3 | 31.6948 | 0.8213 | -0.24585 | 27.0501 | 27.0501 | 7.2272 | -16.6646 |  |  |  | 1.1615 | -0.34768 | 20.9813 | 20.9813 | 10.7646 | -16.6646 |  |  |  | 0 | 0 | 55.0663 | 55.0663 | 0 | #DIV/0! |  |  |  | 0 | 0 | 55.0663 | 55.0663 | 0 | #DIV/0! |  |  |  | 0 | 0 | 55.0663 | 55.0663 | 0 | #DIV/0!
[13 empty] | 102.4 | 102.4 | 31.8657 | 0.81958 | -0.2515 | 27.0878 | 27.0878 | 7.3867 | -17.0596 |  |  |  | 1.1591 | -0.35568 | 21.0162 | 21.0162 | 11.0148 | -17.0596 |  |  |  | 0 | 0 | 55.0663 | 55.0663 | 0 | #DIV/0! |  |  |  | 0 | 0 | 55.0663 | 55.0663 | 0 | #DIV/0! |  |  |  | 0 | 0 | 55.0663 | 55.0663 | 0 | #DIV/0!
[13 empty] | 102.5 | 102.5 | 32.0351 | 0.81787 | -0.25703 | 27.1256 | 27.1256 | 7.5418 | -17.446 |  |  |  | 1.1566 | -0.36349 | 21.0511 | 21.0511 | 11.2591 | -17.446 |  |  |  | 0 | 0 | 55.0663 | 55.0663 | 0 | #DIV/0! |  |  |  | 0 | 0 | 55.0663 | 55.0663 | 0 | #DIV/0! |  |  |  | 0 | 0 | 55.0663 | 55.0663 | 0 | #DIV/0!
[13 empty] | 102.6 | 102.6 | 32.2028 | 0.81615 | -0.26242 | 27.1635 | 27.1635 | 7.6928 | -17.8242 |  |  |  | 1.1542 | -0.37112 | 21.0861 | 21.0861 | 11.4979 | -17.8242 |  |  |  | 0 | 0 | 55.0663 | 55.0663 | 0 | #DIV/0! |  |  |  | 0 | 0 | 55.0663 | 55.0663 | 0 | #DIV/0! |  |  |  | 0 | 0 | 55.0663 | 55.0663 | 0 | #DIV/0!
[13 empty] | 102.7 | 102.7 | 32.3689 | 0.81444 | -0.26769 | 27.2015 | 27.2015 | 7.84 | -18.1949 |  |  |  | 1.1518 | -0.37858 | 21.1212 | 21.1212 | 11.7315 | -18.1949 |  |  |  | 0 | 0 | 55.0663 | 55.0663 | 0 | #DIV/0! |  |  |  | 0 | 0 | 55.0663 | 55.0663 | 0 | #DIV/0! |  |  |  | 0 | 0 | 55.0663 | 55.0663 | 0 | #DIV/0!
[13 empty] | 102.8 | 102.8 | 32.5335 | 0.81272 | -0.27285 | 27.2395 | 27.2395 | 7.9835 | -18.5584 |  |  |  | 1.1494 | -0.38587 | 21.1564 | 21.1564 | 11.9602 | -18.5584 |  |  |  | 0 | 0 | 55.0663 | 55.0663 | 0 | #DIV/0! |  |  |  | 0 | 0 | 55.0663 | 55.0663 | 0 | #DIV/0! |  |  |  | 0 | 0 | 55.0663 | 55.0663 | 0 | #DIV/0!
[13 empty] | 102.9 | 102.9 | 32.6964 | 0.81101 | -0.27791 | 27.2776 | 27.2776 | 8.1235 | -18.9151 |  |  |  | 1.1469 | -0.39302 | 21.1917 | 21.1917 | 12.1842 | -18.9151 |  |  |  | 0 | 0 | 55.0663 | 55.0663 | 0 | #DIV/0! |  |  |  | 0 | 0 | 55.0663 | 55.0663 | 0 | #DIV/0! |  |  |  | 0 | 0 | 55.0663 | 55.0663 | 0 | #DIV/0!
[13 empty] | 103 | 103 | 32.8577 | 0.80929 | -0.28286 | 27.3158 | 27.3158 | 8.2602 | -19.2655 |  |  |  | 1.1445 | -0.40003 | 21.2272 | 21.2272 | 12.4038 | -19.2655 |  |  |  | 0 | 0 | 55.0663 | 55.0663 | 0 | #DIV/0! |  |  |  | 0 | 0 | 55.0663 | 55.0663 | 0 | #DIV/0! |  |  |  | 0 | 0 | 55.0663 | 55.0663 | 0 | #DIV/0!
[13 empty] | 103.1 | 103.1 | 33.0174 | 0.80758 | -0.28772 | 27.3541 | 27.3541 | 8.3938 | -19.6098 |  |  |  | 1.1421 | -0.4069 | 21.2627 | 21.2627 | 12.6193 | -19.6098 |  |  |  | 0 | 0 | 55.0663 | 55.0663 | 0 | #DIV/0! |  |  |  | 0 | 0 | 55.0663 | 55.0663 | 0 | #DIV/0! |  |  |  | 0 | 0 | 55.0663 | 55.0663 | 0 | #DIV/0!
[13 empty] | 103.2 | 103.2 | 33.1755 | 0.80587 | -0.29249 | 27.3925 | 27.3925 | 8.5243 | -19.9484 |  |  |  | 1.1397 | -0.41364 | 21.2983 | 21.2983 | 12.8308 | -19.9484 |  |  |  | 0 | 0 | 55.0663 | 55.0663 | 0 | #DIV/0! |  |  |  | 0 | 0 | 55.0663 | 55.0663 | 0 | #DIV/0! |  |  |  | 0 | 0 | 55.0663 | 55.0663 | 0 | #DIV/0!
[13 empty] | 103.3 | 103.3 | 33.3319 | 0.80415 | -0.29717 | 27.4309 | 27.4309 | 8.652 | -20.2816 |  |  |  | 1.1372 | -0.42026 | 21.3341 | 21.3341 | 13.0385 | -20.2816 |  |  |  | 0 | 0 | 55.0663 | 55.0663 | 0 | #DIV/0! |  |  |  | 0 | 0 | 55.0663 | 55.0663 | 0 | #DIV/0! |  |  |  | 0 | 0 | 55.0663 | 55.0663 | 0 | #DIV/0!
[13 empty] | 103.4 | 103.4 | 33.4867 | 0.80244 | -0.30177 | 27.4695 | 27.4695 | 8.7769 | -20.6097 |  |  |  | 1.1348 | -0.42677 | 21.3699 | 21.3699 | 13.2425 | -20.6097 |  |  |  | 0 | 0 | 55.0663 | 55.0663 | 0 | #DIV/0! |  |  |  | 0 | 0 | 55.0663 | 55.0663 | 0 | #DIV/0! |  |  |  | 0 | 0 | 55.0663 | 55.0663 | 0 | #DIV/0!
[13 empty] | 103.5 | 103.5 | 33.6398 | 0.80072 | -0.30629 | 27.5081 | 27.5081 | 8.8992 | -20.9328 |  |  |  | 1.1324 | -0.43316 | 21.4059 | 21.4059 | 13.4432 | -20.9328 |  |  |  | 0 | 0 | 55.0663 | 55.0663 | 0 | #DIV/0! |  |  |  | 0 | 0 | 55.0663 | 55.0663 | 0 | #DIV/0! |  |  |  | 0 | 0 | 55.0663 | 55.0663 | 0 | #DIV/0!
[13 empty] | 103.6 | 103.6 | 33.7912 | 0.79901 | -0.31074 | 27.5468 | 27.5468 | 9.019 | -21.2512 |  |  |  | 1.13 | -0.43945 | 21.4419 | 21.4419 | 13.6405 | -21.2512 |  |  |  | 0 | 0 | 55.0663 | 55.0663 | 0 | #DIV/0! |  |  |  | 0 | 0 | 55.0663 | 55.0663 | 0 | #DIV/0! |  |  |  | 0 | 0 | 55.0663 | 55.0663 | 0 | #DIV/0!
[13 empty] | 103.7 | 103.7 | 33.941 | 0.79729 | -0.31511 | 27.5856 | 27.5856 | 9.1362 | -21.5652 |  |  |  | 1.1275 | -0.44563 | 21.4781 | 21.4781 | 13.8346 | -21.5652 |  |  |  | 0 | 0 | 55.0663 | 55.0663 | 0 | #DIV/0! |  |  |  | 0 | 0 | 55.0663 | 55.0663 | 0 | #DIV/0! |  |  |  | 0 | 0 | 55.0663 | 55.0663 | 0 | #DIV/0!
[13 empty] | 103.8 | 103.8 | 34.0891 | 0.79558 | -0.31941 | 27.6245 | 27.6245 | 9.2512 | -21.8748 |  |  |  | 1.1251 | -0.45172 | 21.5144 | 21.5144 | 14.0257 | -21.8748 |  |  |  | 0 | 0 | 55.0663 | 55.0663 | 0 | #DIV/0! |  |  |  | 0 | 0 | 55.0663 | 55.0663 | 0 | #DIV/0! |  |  |  | 0 | 0 | 55.0663 | 55.0663 | 0 | #DIV/0!
[13 empty] | 103.9 | 103.9 | 34.2355 | 0.79386 | -0.32365 | 27.6635 | 27.6635 | 9.3638 | -22.1804 |  |  |  | 1.1227 | -0.45771 | 21.5508 | 21.5508 | 14.2138 | -22.1804 |  |  |  | 0 | 0 | 55.0663 | 55.0663 | 0 | #DIV/0! |  |  |  | 0 | 0 | 55.0663 | 55.0663 | 0 | #DIV/0! |  |  |  | 0 | 0 | 55.0663 | 55.0663 | 0 | #DIV/0!
[13 empty] | 104 | 104 | 34.3802 | 0.79215 | -0.32783 | 27.7025 | 27.7025 | 9.4743 | -22.482 |  |  |  | 1.1203 | -0.46362 | 21.5872 | 21.5872 | 14.3991 | -22.482 |  |  |  | 0 | 0 | 55.0663 | 55.0663 | 0 | #DIV/0! |  |  |  | 0 | 0 | 55.0663 | 55.0663 | 0 | #DIV/0! |  |  |  | 0 | 0 | 55.0663 | 55.0663 | 0 | #DIV/0!
[13 empty] | 104.1 | 104.1 | 34.5232 | 0.79043 | -0.33194 | 27.7417 | 27.7417 | 9.5826 | -22.7798 |  |  |  | 1.1178 | -0.46943 | 21.6238 | 21.6238 | 14.5816 | -22.7798 |  |  |  | 0 | 0 | 55.0663 | 55.0663 | 0 | #DIV/0! |  |  |  | 0 | 0 | 55.0663 | 55.0663 | 0 | #DIV/0! |  |  |  | 0 | 0 | 55.0663 | 55.0663 | 0 | #DIV/0!
[13 empty] | 104.2 | 104.2 | 34.6644 | 0.78872 | -0.33599 | 27.7809 | 27.7809 | 9.6889 | -23.0739 |  |  |  | 1.1154 | -0.47517 | 21.6605 | 21.6605 | 14.7615 | -23.0739 |  |  |  | 0 | 0 | 55.0663 | 55.0663 | 0 | #DIV/0! |  |  |  | 0 | 0 | 55.0663 | 55.0663 | 0 | #DIV/0! |  |  |  | 0 | 0 | 55.0663 | 55.0663 | 0 | #DIV/0!
[13 empty] | 104.3 | 104.3 | 34.804 | 0.787 | -0.33999 | 27.8202 | 27.8202 | 9.7931 | -23.3646 |  |  |  | 1.113 | -0.48082 | 21.6973 | 21.6973 | 14.9389 | -23.3646 |  |  |  | 0 | 0 | 55.0663 | 55.0663 | 0 | #DIV/0! |  |  |  | 0 | 0 | 55.0663 | 55.0663 | 0 | #DIV/0! |  |  |  | 0 | 0 | 55.0663 | 55.0663 | 0 | #DIV/0!
[13 empty] | 104.4 | 104.4 | 34.9419 | 0.78529 | -0.34393 | 27.8596 | 27.8596 | 9.8955 | -23.6519 |  |  |  | 1.1106 | -0.48639 | 21.7343 | 21.7343 | 15.1138 | -23.6519 |  |  |  | 0 | 0 | 55.0663 | 55.0663 | 0 | #DIV/0! |  |  |  | 0 | 0 | 55.0663 | 55.0663 | 0 | #DIV/0! |  |  |  | 0 | 0 | 55.0663 | 55.0663 | 0 | #DIV/0!
[13 empty] | 104.5 | 104.5 | 35.078 | 0.78358 | -0.34782 | 27.8991 | 27.8991 | 9.9959 | -23.9359 |  |  |  | 1.1081 | -0.49189 | 21.7713 | 21.7713 | 15.2862 | -23.9359 |  |  |  | 0 | 0 | 55.0663 | 55.0663 | 0 | #DIV/0! |  |  |  | 0 | 0 | 55.0663 | 55.0663 | 0 | #DIV/0! |  |  |  | 0 | 0 | 55.0663 | 55.0663 | 0 | #DIV/0!
[13 empty] | 104.6 | 104.6 | 35.2124 | 0.78186 | -0.35166 | 27.9386 | 27.9386 | 10.0945 | -24.2168 |  |  |  | 1.1057 | -0.49732 | 21.8084 | 21.8084 | 15.4564 | -24.2168 |  |  |  | 0 | 0 | 55.0663 | 55.0663 | 0 | #DIV/0! |  |  |  | 0 | 0 | 55.0663 | 55.0663 | 0 | #DIV/0! |  |  |  | 0 | 0 | 55.0663 | 55.0663 | 0 | #DIV/0!
[13 empty] | 104.7 | 104.7 | 35.345 | 0.78015 | -0.35545 | 27.9783 | 27.9783 | 10.1913 | -24.4946 |  |  |  | 1.1033 | -0.50268 | 21.8457 | 21.8457 | 15.6243 | -24.4946 |  |  |  | 0 | 0 | 55.0663 | 55.0663 | 0 | #DIV/0! |  |  |  | 0 | 0 | 55.0663 | 55.0663 | 0 | #DIV/0! |  |  |  | 0 | 0 | 55.0663 | 55.0663 | 0 | #DIV/0!
[13 empty] | 104.8 | 104.8 | 35.4759 | 0.77843 | -0.35918 | 28.018 | 28.018 | 10.2864 | -24.7696 |  |  |  | 1.1009 | -0.50796 | 21.8831 | 21.8831 | 15.79 | -24.7696 |  |  |  | 0 | 0 | 55.0663 | 55.0663 | 0 | #DIV/0! |  |  |  | 0 | 0 | 55.0663 | 55.0663 | 0 | #DIV/0! |  |  |  | 0 | 0 | 55.0663 | 55.0663 | 0 | #DIV/0!
[13 empty] | 104.9 | 104.9 | 35.6051 | 0.77672 | -0.36288 | 28.0579 | 28.0579 | 10.3798 | -25.0417 |  |  |  | 1.0984 | -0.51319 | 21.9205 | 21.9205 | 15.9536 | -25.0417 |  |  |  | 0 | 0 | 55.0663 | 55.0663 | 0 | #DIV/0! |  |  |  | 0 | 0 | 55.0663 | 55.0663 | 0 | #DIV/0! |  |  |  | 0 | 0 | 55.0663 | 55.0663 | 0 | #DIV/0!
[13 empty] | 105 | 105 | 35.7324 | 0.775 | -0.36653 | 28.0978 | 28.0978 | 10.4715 | -25.3111 |  |  |  | 1.096 | -0.51834 | 21.9581 | 21.9581 | 16.1152 | -25.3111 |  |  |  | 0 | 0 | 55.0663 | 55.0663 | 0 | #DIV/0! |  |  |  | 0 | 0 | 55.0663 | 55.0663 | 0 | #DIV/0! |  |  |  | 0 | 0 | 55.0663 | 55.0663 | 0 | #DIV/0!
[13 empty] | 105.1 | 105.1 | 35.858 | 0.77329 | -0.37013 | 28.1378 | 28.1378 | 10.5616 | -25.5778 |  |  |  | 1.0936 | -0.52344 | 21.9958 | 21.9958 | 16.2747 | -25.5778 |  |  |  | 0 | 0 | 55.0663 | 55.0663 | 0 | #DIV/0! |  |  |  | 0 | 0 | 55.0663 | 55.0663 | 0 | #DIV/0! |  |  |  | 0 | 0 | 55.0663 | 55.0663 | 0 | #DIV/0!
[13 empty] | 105.2 | 105.2 | 35.9819 | 0.77157 | -0.37369 | 28.1779 | 28.1779 | 10.6502 | -25.8419 |  |  |  | 1.0912 | -0.52848 | 22.0336 | 22.0336 | 16.4322 | -25.8419 |  |  |  | 0 | 0 | 55.0663 | 55.0663 | 0 | #DIV/0! |  |  |  | 0 | 0 | 55.0663 | 55.0663 | 0 | #DIV/0! |  |  |  | 0 | 0 | 55.0663 | 55.0663 | 0 | #DIV/0!
[13 empty] | 105.3 | 105.3 | 36.1039 | 0.76986 | -0.37721 | 28.2181 | 28.2181 | 10.7371 | -26.1036 |  |  |  | 1.0887 | -0.53346 | 22.0715 | 22.0715 | 16.5878 | -26.1036 |  |  |  | 0 | 0 | 55.0663 | 55.0663 | 0 | #DIV/0! |  |  |  | 0 | 0 | 55.0663 | 55.0663 | 0 | #DIV/0! |  |  |  | 0 | 0 | 55.0663 | 55.0663 | 0 | #DIV/0!
[13 empty] | 105.4 | 105.4 | 36.2242 | 0.76814 | -0.38069 | 28.2583 | 28.2583 | 10.8226 | -26.3628 |  |  |  | 1.0863 | -0.53838 | 22.1096 | 22.1096 | 16.7416 | -26.3628 |  |  |  | 0 | 0 | 55.0663 | 55.0663 | 0 | #DIV/0! |  |  |  | 0 | 0 | 55.0663 | 55.0663 | 0 | #DIV/0! |  |  |  | 0 | 0 | 55.0663 | 55.0663 | 0 | #DIV/0!
[13 empty] | 105.5 | 105.5 | 36.3426 | 0.76643 | -0.38413 | 28.2987 | 28.2987 | 10.9066 | -26.6197 |  |  |  | 1.0839 | -0.54324 | 22.1477 | 22.1477 | 16.8935 | -26.6197 |  |  |  | 0 | 0 | 55.0663 | 55.0663 | 0 | #DIV/0! |  |  |  | 0 | 0 | 55.0663 | 55.0663 | 0 | #DIV/0! |  |  |  | 0 | 0 | 55.0663 | 55.0663 | 0 | #DIV/0!
[13 empty] | 105.6 | 105.6 | 36.4593 | 0.76472 | -0.38753 | 28.3391 | 28.3391 | 10.9892 | -26.8743 |  |  |  | 1.0815 | -0.54805 | 22.186 | 22.186 | 17.0436 | -26.8743 |  |  |  | 0 | 0 | 55.0663 | 55.0663 | 0 | #DIV/0! |  |  |  | 0 | 0 | 55.0663 | 55.0663 | 0 | #DIV/0! |  |  |  | 0 | 0 | 55.0663 | 55.0663 | 0 | #DIV/0!
[13 empty] | 105.7 | 105.7 | 36.5742 | 0.763 | -0.3909 | 28.3797 | 28.3797 | 11.0703 | -27.1268 |  |  |  | 1.079 | -0.55281 | 22.2244 | 22.2244 | 17.192 | -27.1268 |  |  |  | 0 | 0 | 55.0663 | 55.0663 | 0 | #DIV/0! |  |  |  | 0 | 0 | 55.0663 | 55.0663 | 0 | #DIV/0! |  |  |  | 0 | 0 | 55.0663 | 55.0663 | 0 | #DIV/0!
[13 empty] | 105.8 | 105.8 | 36.6872 | 0.76129 | -0.39423 | 28.4203 | 28.4203 | 11.1501 | -27.377 |  |  |  | 1.0766 | -0.55752 | 22.2629 | 22.2629 | 17.3387 | -27.377 |  |  |  | 0 | 0 | 55.0663 | 55.0663 | 0 | #DIV/0! |  |  |  | 0 | 0 | 55.0663 | 55.0663 | 0 | #DIV/0! |  |  |  | 0 | 0 | 55.0663 | 55.0663 | 0 | #DIV/0!
[13 empty] | 105.9 | 105.9 | 36.7985 | 0.75957 | -0.39752 | 28.461 | 28.461 | 11.2285 | -27.6252 |  |  |  | 1.0742 | -0.56218 | 22.3015 | 22.3015 | 17.4837 | -27.6252 |  |  |  | 0 | 0 | 55.0663 | 55.0663 | 0 | #DIV/0! |  |  |  | 0 | 0 | 55.0663 | 55.0663 | 0 | #DIV/0! |  |  |  | 0 | 0 | 55.0663 | 55.0663 | 0 | #DIV/0!
[13 empty] | 106 | 106 | 36.9079 | 0.75786 | -0.40078 | 28.5018 | 28.5018 | 11.3055 | -27.8713 |  |  |  | 1.0718 | -0.56679 | 22.3402 | 22.3402 | 17.627 | -27.8713 |  |  |  | 0 | 0 | 55.0663 | 55.0663 | 0 | #DIV/0! |  |  |  | 0 | 0 | 55.0663 | 55.0663 | 0 | #DIV/0! |  |  |  | 0 | 0 | 55.0663 | 55.0663 | 0 | #DIV/0!
[13 empty] | 106.1 | 106.1 | 37.0155 | 0.75614 | -0.404 | 28.5427 | 28.5427 | 11.3812 | -28.1154 |  |  |  | 1.0693 | -0.57135 | 22.379 | 22.379 | 17.7688 | -28.1154 |  |  |  | 0 | 0 | 55.0663 | 55.0663 | 0 | #DIV/0! |  |  |  | 0 | 0 | 55.0663 | 55.0663 | 0 | #DIV/0! |  |  |  | 0 | 0 | 55.0663 | 55.0663 | 0 | #DIV/0!
[13 empty] | 106.2 | 106.2 | 37.1212 | 0.75443 | -0.4072 | 28.5837 | 28.5837 | 11.4557 | -28.3576 |  |  |  | 1.0669 | -0.57586 | 22.418 | 22.418 | 17.909 | -28.3576 |  |  |  | 0 | 0 | 55.0663 | 55.0663 | 0 | #DIV/0! |  |  |  | 0 | 0 | 55.0663 | 55.0663 | 0 | #DIV/0! |  |  |  | 0 | 0 | 55.0663 | 55.0663 | 0 | #DIV/0!
[13 empty] | 106.3 | 106.3 | 37.2251 | 0.75271 | -0.41036 | 28.6247 | 28.6247 | 11.5288 | -28.598 |  |  |  | 1.0645 | -0.58033 | 22.4571 | 22.4571 | 18.0476 | -28.598 |  |  |  | 0 | 0 | 55.0663 | 55.0663 | 0 | #DIV/0! |  |  |  | 0 | 0 | 55.0663 | 55.0663 | 0 | #DIV/0! |  |  |  | 0 | 0 | 55.0663 | 55.0663 | 0 | #DIV/0!
[13 empty] | 106.4 | 106.4 | 37.3272 | 0.751 | -0.41349 | 28.6659 | 28.6659 | 11.6007 | -28.8365 |  |  |  | 1.0621 | -0.58476 | 22.4963 | 22.4963 | 18.1847 | -28.8365 |  |  |  | 0 | 0 | 55.0663 | 55.0663 | 0 | #DIV/0! |  |  |  | 0 | 0 | 55.0663 | 55.0663 | 0 | #DIV/0! |  |  |  | 0 | 0 | 55.0663 | 55.0663 | 0 | #DIV/0!
[13 empty] | 106.5 | 106.5 | 37.4275 | 0.74928 | -0.41659 | 28.7071 | 28.7071 | 11.6714 | -29.0732 |  |  |  | 1.0596 | -0.58914 | 22.5356 | 22.5356 | 18.3203 | -29.0732 |  |  |  | 0 | 0 | 55.0663 | 55.0663 | 0 | #DIV/0! |  |  |  | 0 | 0 | 55.0663 | 55.0663 | 0 | #DIV/0! |  |  |  | 0 | 0 | 55.0663 | 55.0663 | 0 | #DIV/0!
[13 empty] | 106.6 | 106.6 | 37.5258 | 0.74757 | -0.41966 | 28.7485 | 28.7485 | 11.7408 | -29.3081 |  |  |  | 1.0572 | -0.59348 | 22.575 | 22.575 | 18.4544 | -29.3081 |  |  |  | 0 | 0 | 55.0663 | 55.0663 | 0 | #DIV/0! |  |  |  | 0 | 0 | 55.0663 | 55.0663 | 0 | #DIV/0! |  |  |  | 0 | 0 | 55.0663 | 55.0663 | 0 | #DIV/0!
[13 empty] | 106.7 | 106.7 | 37.6223 | 0.74585 | -0.4227 | 28.7899 | 28.7899 | 11.8091 | -29.5414 |  |  |  | 1.0548 | -0.59778 | 22.6145 | 22.6145 | 18.5871 | -29.5414 |  |  |  | 0 | 0 | 55.0663 | 55.0663 | 0 | #DIV/0! |  |  |  | 0 | 0 | 55.0663 | 55.0663 | 0 | #DIV/0! |  |  |  | 0 | 0 | 55.0663 | 55.0663 | 0 | #DIV/0!
[13 empty] | 106.8 | 106.8 | 37.717 | 0.74414 | -0.42571 | 28.8314 | 28.8314 | 11.8762 | -29.7729 |  |  |  | 1.0524 | -0.60204 | 22.6542 | 22.6542 | 18.7184 | -29.7729 |  |  |  | 0 | 0 | 55.0663 | 55.0663 | 0 | #DIV/0! |  |  |  | 0 | 0 | 55.0663 | 55.0663 | 0 | #DIV/0! |  |  |  | 0 | 0 | 55.0663 | 55.0663 | 0 | #DIV/0!
[13 empty] | 106.9 | 106.9 | 37.8098 | 0.74243 | -0.42869 | 28.873 | 28.873 | 11.9421 | -30.0029 |  |  |  | 1.0499 | -0.60626 | 22.694 | 22.694 | 18.8483 | -30.0029 |  |  |  | 0 | 0 | 55.0663 | 55.0663 | 0 | #DIV/0! |  |  |  | 0 | 0 | 55.0663 | 55.0663 | 0 | #DIV/0! |  |  |  | 0 | 0 | 55.0663 | 55.0663 | 0 | #DIV/0!
[13 empty] | 107 | 107 | 37.9007 | 0.74071 | -0.43165 | 28.9147 | 28.9147 | 12.0069 | -30.2313 |  |  |  | 1.0475 | -0.61044 | 22.7339 | 22.7339 | 18.9768 | -30.2313 |  |  |  | 0 | 0 | 55.0663 | 55.0663 | 0 | #DIV/0! |  |  |  | 0 | 0 | 55.0663 | 55.0663 | 0 | #DIV/0! |  |  |  | 0 | 0 | 55.0663 | 55.0663 | 0 | #DIV/0!
[13 empty] | 107.1 | 107.1 | 37.9897 | 0.739 | -0.43457 | 28.9565 | 28.9565 | 12.0705 | -30.4581 |  |  |  | 1.0451 | -0.61458 | 22.7739 | 22.7739 | 19.1039 | -30.4581 |  |  |  | 0 | 0 | 55.0663 | 55.0663 | 0 | #DIV/0! |  |  |  | 0 | 0 | 55.0663 | 55.0663 | 0 | #DIV/0! |  |  |  | 0 | 0 | 55.0663 | 55.0663 | 0 | #DIV/0!
[13 empty] | 107.2 | 107.2 | 38.0769 | 0.73728 | -0.43748 | 28.9984 | 28.9984 | 12.1331 | -30.6834 |  |  |  | 1.0427 | -0.61869 | 22.8141 | 22.8141 | 19.2297 | -30.6834 |  |  |  | 0 | 0 | 55.0663 | 55.0663 | 0 | #DIV/0! |  |  |  | 0 | 0 | 55.0663 | 55.0663 | 0 | #DIV/0! |  |  |  | 0 | 0 | 55.0663 | 55.0663 | 0 | #DIV/0!
[13 empty] | 107.3 | 107.3 | 38.1622 | 0.73557 | -0.44035 | 29.0404 | 29.0404 | 12.1945 | -30.9072 |  |  |  | 1.0402 | -0.62275 | 22.8543 | 22.8543 | 19.3542 | -30.9072 |  |  |  | 0 | 0 | 55.0663 | 55.0663 | 0 | #DIV/0! |  |  |  | 0 | 0 | 55.0663 | 55.0663 | 0 | #DIV/0! |  |  |  | 0 | 0 | 55.0663 | 55.0663 | 0 | #DIV/0!
[13 empty] | 107.4 | 107.4 | 38.2456 | 0.73385 | -0.44321 | 29.0824 | 29.0824 | 12.2549 | -31.1296 |  |  |  | 1.0378 | -0.62679 | 22.8947 | 22.8947 | 19.4774 | -31.1296 |  |  |  | 0 | 0 | 55.0663 | 55.0663 | 0 | #DIV/0! |  |  |  | 0 | 0 | 55.0663 | 55.0663 | 0 | #DIV/0! |  |  |  | 0 | 0 | 55.0663 | 55.0663 | 0 | #DIV/0!
[13 empty] | 107.5 | 107.5 | 38.327 | 0.73214 | -0.44603 | 29.1246 | 29.1246 | 12.3141 | -31.3506 |  |  |  | 1.0354 | -0.63078 | 22.9353 | 22.9353 | 19.5993 | -31.3506 |  |  |  | 0 | 0 | 55.0663 | 55.0663 | 0 | #DIV/0! |  |  |  | 0 | 0 | 55.0663 | 55.0663 | 0 | #DIV/0! |  |  |  | 0 | 0 | 55.0663 | 55.0663 | 0 | #DIV/0!
[13 empty] | 107.6 | 107.6 | 38.4066 | 0.73042 | -0.44883 | 29.1668 | 29.1668 | 12.3723 | -31.5701 |  |  |  | 1.033 | -0.63475 | 22.9759 | 22.9759 | 19.72 | -31.5701 |  |  |  | 0 | 0 | 55.0663 | 55.0663 | 0 | #DIV/0! |  |  |  | 0 | 0 | 55.0663 | 55.0663 | 0 | #DIV/0! |  |  |  | 0 | 0 | 55.0663 | 55.0663 | 0 | #DIV/0!
[13 empty] | 107.7 | 107.7 | 38.4843 | 0.72871 | -0.45161 | 29.2092 | 29.2092 | 12.4295 | -31.7883 |  |  |  | 1.0305 | -0.63868 | 23.0166 | 23.0166 | 19.8393 | -31.7883 |  |  |  | 0 | 0 | 55.0663 | 55.0663 | 0 | #DIV/0! |  |  |  | 0 | 0 | 55.0663 | 55.0663 | 0 | #DIV/0! |  |  |  | 0 | 0 | 55.0663 | 55.0663 | 0 | #DIV/0!
[13 empty] | 107.8 | 107.8 | 38.5601 | 0.72699 | -0.45437 | 29.2516 | 29.2516 | 12.4856 | -32.0052 |  |  |  | 1.0281 | -0.64257 | 23.0575 | 23.0575 | 19.9575 | -32.0052 |  |  |  | 0 | 0 | 55.0663 | 55.0663 | 0 | #DIV/0! |  |  |  | 0 | 0 | 55.0663 | 55.0663 | 0 | #DIV/0! |  |  |  | 0 | 0 | 55.0663 | 55.0663 | 0 | #DIV/0!
[13 empty] | 107.9 | 107.9 | 38.634 | 0.72528 | -0.4571 | 29.2941 | 29.2941 | 12.5407 | -32.2208 |  |  |  | 1.0257 | -0.64644 | 23.0985 | 23.0985 | 20.0744 | -32.2208 |  |  |  | 0 | 0 | 55.0663 | 55.0663 | 0 | #DIV/0! |  |  |  | 0 | 0 | 55.0663 | 55.0663 | 0 | #DIV/0! |  |  |  | 0 | 0 | 55.0663 | 55.0663 | 0 | #DIV/0!
[13 empty] | 108 | 108 | 38.706 | 0.72356 | -0.45981 | 29.3367 | 29.3367 | 12.5948 | -32.435 |  |  |  | 1.0233 | -0.65027 | 23.1397 | 23.1397 | 20.1901 | -32.435 |  |  |  | 0 | 0 | 55.0663 | 55.0663 | 0 | #DIV/0! |  |  |  | 0 | 0 | 55.0663 | 55.0663 | 0 | #DIV/0! |  |  |  | 0 | 0 | 55.0663 | 55.0663 | 0 | #DIV/0!
[13 empty] | 108.1 | 108.1 | 38.776 | 0.72185 | -0.4625 | 29.3795 | 29.3795 | 12.6479 | -32.6481 |  |  |  | 1.0208 | -0.65407 | 23.1809 | 23.1809 | 20.3046 | -32.6481 |  |  |  | 0 | 0 | 55.0663 | 55.0663 | 0 | #DIV/0! |  |  |  | 0 | 0 | 55.0663 | 55.0663 | 0 | #DIV/0! |  |  |  | 0 | 0 | 55.0663 | 55.0663 | 0 | #DIV/0!
[13 empty] | 108.2 | 108.2 | 38.8441 | 0.72014 | -0.46516 | 29.4223 | 29.4223 | 12.7 | -32.8599 |  |  |  | 1.0184 | -0.65784 | 23.2223 | 23.2223 | 20.418 | -32.8599 |  |  |  | 0 | 0 | 55.0663 | 55.0663 | 0 | #DIV/0! |  |  |  | 0 | 0 | 55.0663 | 55.0663 | 0 | #DIV/0! |  |  |  | 0 | 0 | 55.0663 | 55.0663 | 0 | #DIV/0!
[13 empty] | 108.3 | 108.3 | 38.9103 | 0.71842 | -0.46781 | 29.4651 | 29.4651 | 12.7511 | -33.0705 |  |  |  | 1.016 | -0.66158 | 23.2638 | 23.2638 | 20.5302 | -33.0705 |  |  |  | 0 | 0 | 55.0663 | 55.0663 | 0 | #DIV/0! |  |  |  | 0 | 0 | 55.0663 | 55.0663 | 0 | #DIV/0! |  |  |  | 0 | 0 | 55.0663 | 55.0663 | 0 | #DIV/0!
[13 empty] | 108.4 | 108.4 | 38.9746 | 0.71671 | -0.47043 | 29.5081 | 29.5081 | 12.8012 | -33.2799 |  |  |  | 1.0136 | -0.66529 | 23.3055 | 23.3055 | 20.6412 | -33.2799 |  |  |  | 0 | 0 | 55.0663 | 55.0663 | 0 | #DIV/0! |  |  |  | 0 | 0 | 55.0663 | 55.0663 | 0 | #DIV/0! |  |  |  | 0 | 0 | 55.0663 | 55.0663 | 0 | #DIV/0!
[13 empty] | 108.5 | 108.5 | 39.037 | 0.71499 | -0.47303 | 29.5512 | 29.5512 | 12.8503 | -33.4881 |  |  |  | 1.0112 | -0.66897 | 23.3472 | 23.3472 | 20.751 | -33.4881 |  |  |  | 0 | 0 | 55.0663 | 55.0663 | 0 | #DIV/0! |  |  |  | 0 | 0 | 55.0663 | 55.0663 | 0 | #DIV/0! |  |  |  | 0 | 0 | 55.0663 | 55.0663 | 0 | #DIV/0!
[13 empty] | 108.6 | 108.6 | 39.0974 | 0.71328 | -0.47561 | 29.5944 | 29.5944 | 12.8985 | -33.6953 |  |  |  | 1.0087 | -0.67262 | 23.3891 | 23.3891 | 20.8598 | -33.6953 |  |  |  | 0 | 0 | 55.0663 | 55.0663 | 0 | #DIV/0! |  |  |  | 0 | 0 | 55.0663 | 55.0663 | 0 | #DIV/0! |  |  |  | 0 | 0 | 55.0663 | 55.0663 | 0 | #DIV/0!
[13 empty] | 108.7 | 108.7 | 39.1559 | 0.71156 | -0.47817 | 29.6376 | 29.6376 | 12.9458 | -33.9013 |  |  |  | 1.0063 | -0.67624 | 23.4311 | 23.4311 | 20.9674 | -33.9013 |  |  |  | 0 | 0 | 55.0663 | 55.0663 | 0 | #DIV/0! |  |  |  | 0 | 0 | 55.0663 | 55.0663 | 0 | #DIV/0! |  |  |  | 0 | 0 | 55.0663 | 55.0663 | 0 | #DIV/0!
[13 empty] | 108.8 | 108.8 | 39.2124 | 0.70985 | -0.48071 | 29.681 | 29.681 | 12.9921 | -34.1062 |  |  |  | 1.0039 | -0.67983 | 23.4733 | 23.4733 | 21.0738 | -34.1062 |  |  |  | 0 | 0 | 55.0663 | 55.0663 | 0 | #DIV/0! |  |  |  | 0 | 0 | 55.0663 | 55.0663 | 0 | #DIV/0! |  |  |  | 0 | 0 | 55.0663 | 55.0663 | 0 | #DIV/0!
[13 empty] | 108.9 | 108.9 | 39.267 | 0.70813 | -0.48324 | 29.7245 | 29.7245 | 13.0375 | -34.31 |  |  |  | 1.0015 | -0.6834 | 23.5155 | 23.5155 | 21.1792 | -34.31 |  |  |  | 0 | 0 | 55.0663 | 55.0663 | 0 | #DIV/0! |  |  |  | 0 | 0 | 55.0663 | 55.0663 | 0 | #DIV/0! |  |  |  | 0 | 0 | 55.0663 | 55.0663 | 0 | #DIV/0!
[13 empty] | 109 | 109 | 39.3197 | 0.70642 | -0.48574 | 29.768 | 29.768 | 13.0819 | -34.5128 |  |  |  | 0.99903 | -0.68694 | 23.5579 | 23.5579 | 21.2835 | -34.5128 |  |  |  | 0 | 0 | 55.0663 | 55.0663 | 0 | #DIV/0! |  |  |  | 0 | 0 | 55.0663 | 55.0663 | 0 | #DIV/0! |  |  |  | 0 | 0 | 55.0663 | 55.0663 | 0 | #DIV/0!
[13 empty] | 109.1 | 109.1 | 39.3704 | 0.7047 | -0.48822 | 29.8116 | 29.8116 | 13.1254 | -34.7145 |  |  |  | 0.9966 | -0.69045 | 23.6005 | 23.6005 | 21.3867 | -34.7145 |  |  |  | 0 | 0 | 55.0663 | 55.0663 | 0 | #DIV/0! |  |  |  | 0 | 0 | 55.0663 | 55.0663 | 0 | #DIV/0! |  |  |  | 0 | 0 | 55.0663 | 55.0663 | 0 | #DIV/0!
[13 empty] | 109.2 | 109.2 | 39.4192 | 0.70299 | -0.49069 | 29.8554 | 29.8554 | 13.168 | -34.9152 |  |  |  | 0.99418 | -0.69394 | 23.6431 | 23.6431 | 21.4888 | -34.9152 |  |  |  | 0 | 0 | 55.0663 | 55.0663 | 0 | #DIV/0! |  |  |  | 0 | 0 | 55.0663 | 55.0663 | 0 | #DIV/0! |  |  |  | 0 | 0 | 55.0663 | 55.0663 | 0 | #DIV/0!
[13 empty] | 109.3 | 109.3 | 39.466 | 0.70127 | -0.49314 | 29.8992 | 29.8992 | 13.2098 | -35.1149 |  |  |  | 0.99175 | -0.6974 | 23.6859 | 23.6859 | 21.5898 | -35.1149 |  |  |  | 0 | 0 | 55.0663 | 55.0663 | 0 | #DIV/0! |  |  |  | 0 | 0 | 55.0663 | 55.0663 | 0 | #DIV/0! |  |  |  | 0 | 0 | 55.0663 | 55.0663 | 0 | #DIV/0!
[13 empty] | 109.4 | 109.4 | 39.5108 | 0.69956 | -0.49557 | 29.9431 | 29.9431 | 13.2506 | -35.3136 |  |  |  | 0.98933 | -0.70084 | 23.7289 | 23.7289 | 21.6898 | -35.3136 |  |  |  | 0 | 0 | 55.0663 | 55.0663 | 0 | #DIV/0! |  |  |  | 0 | 0 | 55.0663 | 55.0663 | 0 | #DIV/0! |  |  |  | 0 | 0 | 55.0663 | 55.0663 | 0 | #DIV/0!
[13 empty] | 109.5 | 109.5 | 39.5537 | 0.69785 | -0.49798 | 29.9871 | 29.9871 | 13.2905 | -35.5114 |  |  |  | 0.9869 | -0.70425 | 23.7719 | 23.7719 | 21.7887 | -35.5114 |  |  |  | 0 | 0 | 55.0663 | 55.0663 | 0 | #DIV/0! |  |  |  | 0 | 0 | 55.0663 | 55.0663 | 0 | #DIV/0! |  |  |  | 0 | 0 | 55.0663 | 55.0663 | 0 | #DIV/0!
[13 empty] | 109.6 | 109.6 | 39.5947 | 0.69613 | -0.50037 | 30.0313 | 30.0313 | 13.3295 | -35.7082 |  |  |  | 0.98448 | -0.70763 | 23.8151 | 23.8151 | 21.8865 | -35.7082 |  |  |  | 0 | 0 | 55.0663 | 55.0663 | 0 | #DIV/0! |  |  |  | 0 | 0 | 55.0663 | 55.0663 | 0 | #DIV/0! |  |  |  | 0 | 0 | 55.0663 | 55.0663 | 0 | #DIV/0!
[13 empty] | 109.7 | 109.7 | 39.6337 | 0.69442 | -0.50275 | 30.0755 | 30.0755 | 13.3677 | -35.9041 |  |  |  | 0.98205 | -0.71099 | 23.8584 | 23.8584 | 21.9833 | -35.9041 |  |  |  | 0 | 0 | 55.0663 | 55.0663 | 0 | #DIV/0! |  |  |  | 0 | 0 | 55.0663 | 55.0663 | 0 | #DIV/0! |  |  |  | 0 | 0 | 55.0663 | 55.0663 | 0 | #DIV/0!
[13 empty] | 109.8 | 109.8 | 39.6707 | 0.6927 | -0.50511 | 30.1198 | 30.1198 | 13.405 | -36.099 |  |  |  | 0.97963 | -0.71433 | 23.9019 | 23.9019 | 22.0791 | -36.099 |  |  |  | 0 | 0 | 55.0663 | 55.0663 | 0 | #DIV/0! |  |  |  | 0 | 0 | 55.0663 | 55.0663 | 0 | #DIV/0! |  |  |  | 0 | 0 | 55.0663 | 55.0663 | 0 | #DIV/0!
[13 empty] | 109.9 | 109.9 | 39.7057 | 0.69099 | -0.50745 | 30.1642 | 30.1642 | 13.4414 | -36.2931 |  |  |  | 0.9772 | -0.71764 | 23.9455 | 23.9455 | 22.1738 | -36.2931 |  |  |  | 0 | 0 | 55.0663 | 55.0663 | 0 | #DIV/0! |  |  |  | 0 | 0 | 55.0663 | 55.0663 | 0 | #DIV/0! |  |  |  | 0 | 0 | 55.0663 | 55.0663 | 0 | #DIV/0!
[13 empty] | 110 | 110 | 39.7388 | 0.68927 | -0.50978 | 30.2086 | 30.2086 | 13.4769 | -36.4862 |  |  |  | 0.97478 | -0.72093 | 23.9892 | 23.9892 | 22.2675 | -36.4862 |  |  |  | 0 | 0 | 55.0663 | 55.0663 | 0 | #DIV/0! |  |  |  | 0 | 0 | 55.0663 | 55.0663 | 0 | #DIV/0! |  |  |  | 0 | 0 | 55.0663 | 55.0663 | 0 | #DIV/0!
[13 empty] | 110.1 | 110.1 | 39.77 | 0.68756 | -0.51209 | 30.2532 | 30.2532 | 13.5116 | -36.6785 |  |  |  | 0.97235 | -0.7242 | 24.033 | 24.033 | 22.3602 | -36.6785 |  |  |  | 0 | 0 | 55.0663 | 55.0663 | 0 | #DIV/0! |  |  |  | 0 | 0 | 55.0663 | 55.0663 | 0 | #DIV/0! |  |  |  | 0 | 0 | 55.0663 | 55.0663 | 0 | #DIV/0!
[13 empty] | 110.2 | 110.2 | 39.7991 | 0.68584 | -0.51438 | 30.2979 | 30.2979 | 13.5455 | -36.8699 |  |  |  | 0.96993 | -0.72745 | 24.077 | 24.077 | 22.4519 | -36.8699 |  |  |  | 0 | 0 | 55.0663 | 55.0663 | 0 | #DIV/0! |  |  |  | 0 | 0 | 55.0663 | 55.0663 | 0 | #DIV/0! |  |  |  | 0 | 0 | 55.0663 | 55.0663 | 0 | #DIV/0!
[13 empty] | 110.3 | 110.3 | 39.8263 | 0.68413 | -0.51666 | 30.3427 | 30.3427 | 13.5785 | -37.0605 |  |  |  | 0.9675 | -0.73067 | 24.1211 | 24.1211 | 22.5426 | -37.0605 |  |  |  | 0 | 0 | 55.0663 | 55.0663 | 0 | #DIV/0! |  |  |  | 0 | 0 | 55.0663 | 55.0663 | 0 | #DIV/0! |  |  |  | 0 | 0 | 55.0663 | 55.0663 | 0 | #DIV/0!
[13 empty] | 110.4 | 110.4 | 39.8515 | 0.68241 | -0.51892 | 30.3876 | 30.3876 | 13.6106 | -37.2502 |  |  |  | 0.96508 | -0.73387 | 24.1654 | 24.1654 | 22.6322 | -37.2502 |  |  |  | 0 | 0 | 55.0663 | 55.0663 | 0 | #DIV/0! |  |  |  | 0 | 0 | 55.0663 | 55.0663 | 0 | #DIV/0! |  |  |  | 0 | 0 | 55.0663 | 55.0663 | 0 | #DIV/0!
[13 empty] | 110.5 | 110.5 | 39.8748 | 0.6807 | -0.52117 | 30.4325 | 30.4325 | 13.6419 | -37.4391 |  |  |  | 0.96265 | -0.73705 | 24.2098 | 24.2098 | 22.7209 | -37.4391 |  |  |  | 0 | 0 | 55.0663 | 55.0663 | 0 | #DIV/0! |  |  |  | 0 | 0 | 55.0663 | 55.0663 | 0 | #DIV/0! |  |  |  | 0 | 0 | 55.0663 | 55.0663 | 0 | #DIV/0!
[13 empty] | 110.6 | 110.6 | 39.896 | 0.67898 | -0.5234 | 30.4776 | 30.4776 | 13.6724 | -37.6272 |  |  |  | 0.96023 | -0.7402 | 24.2543 | 24.2543 | 22.8085 | -37.6272 |  |  |  | 0 | 0 | 55.0663 | 55.0663 | 0 | #DIV/0! |  |  |  | 0 | 0 | 55.0663 | 55.0663 | 0 | #DIV/0! |  |  |  | 0 | 0 | 55.0663 | 55.0663 | 0 | #DIV/0!
[13 empty] | 110.7 | 110.7 | 39.9153 | 0.67727 | -0.52562 | 30.5228 | 30.5228 | 13.7021 | -37.8145 |  |  |  | 0.9578 | -0.74334 | 24.299 | 24.299 | 22.8952 | -37.8145 |  |  |  | 0 | 0 | 55.0663 | 55.0663 | 0 | #DIV/0! |  |  |  | 0 | 0 | 55.0663 | 55.0663 | 0 | #DIV/0! |  |  |  | 0 | 0 | 55.0663 | 55.0663 | 0 | #DIV/0!
[13 empty] | 110.8 | 110.8 | 39.9326 | 0.67556 | -0.52782 | 30.568 | 30.568 | 13.7309 | -38.001 |  |  |  | 0.95538 | -0.74645 | 24.3438 | 24.3438 | 22.9808 | -38.001 |  |  |  | 0 | 0 | 55.0663 | 55.0663 | 0 | #DIV/0! |  |  |  | 0 | 0 | 55.0663 | 55.0663 | 0 | #DIV/0! |  |  |  | 0 | 0 | 55.0663 | 55.0663 | 0 | #DIV/0!
[13 empty] | 110.9 | 110.9 | 39.948 | 0.67384 | -0.53001 | 30.6134 | 30.6134 | 13.7589 | -38.1867 |  |  |  | 0.95295 | -0.74954 | 24.3887 | 24.3887 | 23.0655 | -38.1867 |  |  |  | 0 | 0 | 55.0663 | 55.0663 | 0 | #DIV/0! |  |  |  | 0 | 0 | 55.0663 | 55.0663 | 0 | #DIV/0! |  |  |  | 0 | 0 | 55.0663 | 55.0663 | 0 | #DIV/0!
[13 empty] | 111 | 111 | 39.9613 | 0.67213 | -0.53218 | 30.6588 | 30.6588 | 13.7861 | -38.3717 |  |  |  | 0.95053 | -0.75262 | 24.4338 | 24.4338 | 23.1492 | -38.3717 |  |  |  | 0 | 0 | 55.0663 | 55.0663 | 0 | #DIV/0! |  |  |  | 0 | 0 | 55.0663 | 55.0663 | 0 | #DIV/0! |  |  |  | 0 | 0 | 55.0663 | 55.0663 | 0 | #DIV/0!
[13 empty] | 111.1 | 111.1 | 39.9727 | 0.67041 | -0.53434 | 30.7044 | 30.7044 | 13.8124 | -38.5559 |  |  |  | 0.94811 | -0.75567 | 24.4791 | 24.4791 | 23.2319 | -38.5559 |  |  |  | 0 | 0 | 55.0663 | 55.0663 | 0 | #DIV/0! |  |  |  | 0 | 0 | 55.0663 | 55.0663 | 0 | #DIV/0! |  |  |  | 0 | 0 | 55.0663 | 55.0663 | 0 | #DIV/0!
[13 empty] | 111.2 | 111.2 | 39.9821 | 0.6687 | -0.53648 | 30.75 | 30.75 | 13.838 | -38.7394 |  |  |  | 0.94568 | -0.7587 | 24.5244 | 24.5244 | 23.3137 | -38.7394 |  |  |  | 0 | 0 | 55.0663 | 55.0663 | 0 | #DIV/0! |  |  |  | 0 | 0 | 55.0663 | 55.0663 | 0 | #DIV/0! |  |  |  | 0 | 0 | 55.0663 | 55.0663 | 0 | #DIV/0!
[13 empty] | 111.3 | 111.3 | 39.9895 | 0.66698 | -0.53861 | 30.7958 | 30.7958 | 13.8628 | -38.9222 |  |  |  | 0.94326 | -0.76171 | 24.5699 | 24.5699 | 23.3944 | -38.9222 |  |  |  | 0 | 0 | 55.0663 | 55.0663 | 0 | #DIV/0! |  |  |  | 0 | 0 | 55.0663 | 55.0663 | 0 | #DIV/0! |  |  |  | 0 | 0 | 55.0663 | 55.0663 | 0 | #DIV/0!
[13 empty] | 111.4 | 111.4 | 39.995 | 0.66527 | -0.54073 | 30.8416 | 30.8416 | 13.8867 | -39.1042 |  |  |  | 0.94083 | -0.76471 | 24.6156 | 24.6156 | 23.4742 | -39.1042 |  |  |  | 0 | 0 | 55.0663 | 55.0663 | 0 | #DIV/0! |  |  |  | 0 | 0 | 55.0663 | 55.0663 | 0 | #DIV/0! |  |  |  | 0 | 0 | 55.0663 | 55.0663 | 0 | #DIV/0!
[13 empty] | 111.5 | 111.5 | 39.9985 | 0.66355 | -0.54283 | 30.8875 | 30.8875 | 13.9099 | -39.2855 |  |  |  | 0.93841 | -0.76768 | 24.6613 | 24.6613 | 23.553 | -39.2855 |  |  |  | 0 | 0 | 55.0663 | 55.0663 | 0 | #DIV/0! |  |  |  | 0 | 0 | 55.0663 | 55.0663 | 0 | #DIV/0! |  |  |  | 0 | 0 | 55.0663 | 55.0663 | 0 | #DIV/0!
[13 empty] | 111.6 | 111.6 | 39.9999 | 0.66184 | -0.54492 | 30.9336 | 30.9336 | 13.9322 | -39.4662 |  |  |  | 0.93598 | -0.77064 | 24.7073 | 24.7073 | 23.6309 | -39.4662 |  |  |  | 0 | 0 | 55.0663 | 55.0663 | 0 | #DIV/0! |  |  |  | 0 | 0 | 55.0663 | 55.0663 | 0 | #DIV/0! |  |  |  | 0 | 0 | 55.0663 | 55.0663 | 0 | #DIV/0!
[13 empty] | 111.7 | 111.7 | 39.9994 | 0.66012 | -0.547 | 30.9797 | 30.9797 | 13.9538 | -39.6461 |  |  |  | 0.93356 | -0.77357 | 24.7533 | 24.7533 | 23.7078 | -39.6461 |  |  |  | 0 | 0 | 55.0663 | 55.0663 | 0 | #DIV/0! |  |  |  | 0 | 0 | 55.0663 | 55.0663 | 0 | #DIV/0! |  |  |  | 0 | 0 | 55.0663 | 55.0663 | 0 | #DIV/0!
[13 empty] | 111.8 | 111.8 | 39.997 | 0.65841 | -0.54906 | 31.0259 | 31.0259 | 13.9746 | -39.8254 |  |  |  | 0.93113 | -0.77649 | 24.7995 | 24.7995 | 23.7837 | -39.8254 |  |  |  | 0 | 0 | 55.0663 | 55.0663 | 0 | #DIV/0! |  |  |  | 0 | 0 | 55.0663 | 55.0663 | 0 | #DIV/0! |  |  |  | 0 | 0 | 55.0663 | 55.0663 | 0 | #DIV/0!
[13 empty] | 111.9 | 111.9 | 39.9925 | 0.65669 | -0.55111 | 31.0723 | 31.0723 | 13.9945 | -40.004 |  |  |  | 0.92871 | -0.77939 | 24.8459 | 24.8459 | 23.8586 | -40.004 |  |  |  | 0 | 0 | 55.0663 | 55.0663 | 0 | #DIV/0! |  |  |  | 0 | 0 | 55.0663 | 55.0663 | 0 | #DIV/0! |  |  |  | 0 | 0 | 55.0663 | 55.0663 | 0 | #DIV/0!
[13 empty] | 112 | 112 | 39.9861 | 0.65498 | -0.55315 | 31.1187 | 31.1187 | 14.0137 | -40.1819 |  |  |  | 0.92628 | -0.78227 | 24.8924 | 24.8924 | 23.9326 | -40.1819 |  |  |  | 0 | 0 | 55.0663 | 55.0663 | 0 | #DIV/0! |  |  |  | 0 | 0 | 55.0663 | 55.0663 | 0 | #DIV/0! |  |  |  | 0 | 0 | 55.0663 | 55.0663 | 0 | #DIV/0!
[13 empty] | 112.1 | 112.1 | 39.9777 | 0.65327 | -0.55517 | 31.1652 | 31.1652 | 14.0322 | -40.3592 |  |  |  | 0.92386 | -0.78513 | 24.939 | 24.939 | 24.0057 | -40.3592 |  |  |  | 0 | 0 | 55.0663 | 55.0663 | 0 | #DIV/0! |  |  |  | 0 | 0 | 55.0663 | 55.0663 | 0 | #DIV/0! |  |  |  | 0 | 0 | 55.0663 | 55.0663 | 0 | #DIV/0!
[13 empty] | 112.2 | 112.2 | 39.9673 | 0.65155 | -0.55718 | 31.2118 | 31.2118 | 14.0498 | -40.5358 |  |  |  | 0.92143 | -0.78797 | 24.9858 | 24.9858 | 24.0778 | -40.5358 |  |  |  | 0 | 0 | 55.0663 | 55.0663 | 0 | #DIV/0! |  |  |  | 0 | 0 | 55.0663 | 55.0663 | 0 | #DIV/0! |  |  |  | 0 | 0 | 55.0663 | 55.0663 | 0 | #DIV/0!
[13 empty] | 112.3 | 112.3 | 39.9549 | 0.64984 | -0.55918 | 31.2585 | 31.2585 | 14.0667 | -40.7118 |  |  |  | 0.91901 | -0.7908 | 25.0327 | 25.0327 | 24.1489 | -40.7118 |  |  |  | 0 | 0 | 55.0663 | 55.0663 | 0 | #DIV/0! |  |  |  | 0 | 0 | 55.0663 | 55.0663 | 0 | #DIV/0! |  |  |  | 0 | 0 | 55.0663 | 55.0663 | 0 | #DIV/0!
[13 empty] | 112.4 | 112.4 | 39.9405 | 0.64812 | -0.56117 | 31.3054 | 31.3054 | 14.0828 | -40.8872 |  |  |  | 0.91658 | -0.79361 | 25.0798 | 25.0798 | 24.2191 | -40.8872 |  |  |  | 0 | 0 | 55.0663 | 55.0663 | 0 | #DIV/0! |  |  |  | 0 | 0 | 55.0663 | 55.0663 | 0 | #DIV/0! |  |  |  | 0 | 0 | 55.0663 | 55.0663 | 0 | #DIV/0!
[13 empty] | 112.5 | 112.5 | 39.9242 | 0.64641 | -0.56314 | 31.3523 | 31.3523 | 14.0981 | -41.0619 |  |  |  | 0.91416 | -0.7964 | 25.127 | 25.127 | 24.2883 | -41.0619 |  |  |  | 0 | 0 | 55.0663 | 55.0663 | 0 | #DIV/0! |  |  |  | 0 | 0 | 55.0663 | 55.0663 | 0 | #DIV/0! |  |  |  | 0 | 0 | 55.0663 | 55.0663 | 0 | #DIV/0!
[13 empty] | 112.6 | 112.6 | 39.9059 | 0.64469 | -0.5651 | 31.3993 | 31.3993 | 14.1126 | -41.2361 |  |  |  | 0.91173 | -0.79918 | 25.1744 | 25.1744 | 24.3566 | -41.2361 |  |  |  | 0 | 0 | 55.0663 | 55.0663 | 0 | #DIV/0! |  |  |  | 0 | 0 | 55.0663 | 55.0663 | 0 | #DIV/0! |  |  |  | 0 | 0 | 55.0663 | 55.0663 | 0 | #DIV/0!
[13 empty] | 112.7 | 112.7 | 39.8856 | 0.64298 | -0.56705 | 31.4464 | 31.4464 | 14.1264 | -41.4096 |  |  |  | 0.90931 | -0.80193 | 25.2219 | 25.2219 | 24.4239 | -41.4096 |  |  |  | 0 | 0 | 55.0663 | 55.0663 | 0 | #DIV/0! |  |  |  | 0 | 0 | 55.0663 | 55.0663 | 0 | #DIV/0! |  |  |  | 0 | 0 | 55.0663 | 55.0663 | 0 | #DIV/0!
[13 empty] | 112.8 | 112.8 | 39.8634 | 0.64126 | -0.56899 | 31.4936 | 31.4936 | 14.1394 | -41.5826 |  |  |  | 0.90688 | -0.80468 | 25.2696 | 25.2696 | 24.4902 | -41.5826 |  |  |  | 0 | 0 | 55.0663 | 55.0663 | 0 | #DIV/0! |  |  |  | 0 | 0 | 55.0663 | 55.0663 | 0 | #DIV/0! |  |  |  | 0 | 0 | 55.0663 | 55.0663 | 0 | #DIV/0!
[13 empty] | 112.9 | 112.9 | 39.8392 | 0.63955 | -0.57092 | 31.5409 | 31.5409 | 14.1517 | -41.7549 |  |  |  | 0.90446 | -0.8074 | 25.3174 | 25.3174 | 24.5556 | -41.7549 |  |  |  | 0 | 0 | 55.0663 | 55.0663 | 0 | #DIV/0! |  |  |  | 0 | 0 | 55.0663 | 55.0663 | 0 | #DIV/0! |  |  |  | 0 | 0 | 55.0663 | 55.0663 | 0 | #DIV/0!
[13 empty] | 113 | 113 | 39.813 | 0.63783 | -0.57283 | 31.5883 | 31.5883 | 14.1632 | -41.9267 |  |  |  | 0.90203 | -0.81011 | 25.3653 | 25.3653 | 24.6201 | -41.9267 |  |  |  | 0 | 0 | 55.0663 | 55.0663 | 0 | #DIV/0! |  |  |  | 0 | 0 | 55.0663 | 55.0663 | 0 | #DIV/0! |  |  |  | 0 | 0 | 55.0663 | 55.0663 | 0 | #DIV/0!
[13 empty] | 113.1 | 113.1 | 39.7848 | 0.63612 | -0.57474 | 31.6358 | 31.6358 | 14.1739 | -42.0979 |  |  |  | 0.89961 | -0.8128 | 25.4134 | 25.4134 | 24.6836 | -42.0979 |  |  |  | 0 | 0 | 55.0663 | 55.0663 | 0 | #DIV/0! |  |  |  | 0 | 0 | 55.0663 | 55.0663 | 0 | #DIV/0! |  |  |  | 0 | 0 | 55.0663 | 55.0663 | 0 | #DIV/0!
[13 empty] | 113.2 | 113.2 | 39.7546 | 0.6344 | -0.57663 | 31.6835 | 31.6835 | 14.1839 | -42.2686 |  |  |  | 0.89718 | -0.81548 | 25.4617 | 25.4617 | 24.7461 | -42.2686 |  |  |  | 0 | 0 | 55.0663 | 55.0663 | 0 | #DIV/0! |  |  |  | 0 | 0 | 55.0663 | 55.0663 | 0 | #DIV/0! |  |  |  | 0 | 0 | 55.0663 | 55.0663 | 0 | #DIV/0!
[13 empty] | 113.3 | 113.3 | 39.7225 | 0.63269 | -0.57851 | 31.7312 | 31.7312 | 14.1931 | -42.4387 |  |  |  | 0.89476 | -0.81814 | 25.5101 | 25.5101 | 24.8077 | -42.4387 |  |  |  | 0 | 0 | 55.0663 | 55.0663 | 0 | #DIV/0! |  |  |  | 0 | 0 | 55.0663 | 55.0663 | 0 | #DIV/0! |  |  |  | 0 | 0 | 55.0663 | 55.0663 | 0 | #DIV/0!
[13 empty] | 113.4 | 113.4 | 39.6885 | 0.63098 | -0.58038 | 31.779 | 31.779 | 14.2016 | -42.6082 |  |  |  | 0.89233 | -0.82078 | 25.5587 | 25.5587 | 24.8684 | -42.6082 |  |  |  | 0 | 0 | 55.0663 | 55.0663 | 0 | #DIV/0! |  |  |  | 0 | 0 | 55.0663 | 55.0663 | 0 | #DIV/0! |  |  |  | 0 | 0 | 55.0663 | 55.0663 | 0 | #DIV/0!
[13 empty] | 113.5 | 113.5 | 39.6524 | 0.62926 | -0.58224 | 31.8269 | 31.8269 | 14.2093 | -42.7772 |  |  |  | 0.88991 | -0.82341 | 25.6074 | 25.6074 | 24.9281 | -42.7772 |  |  |  | 0 | 0 | 55.0663 | 55.0663 | 0 | #DIV/0! |  |  |  | 0 | 0 | 55.0663 | 55.0663 | 0 | #DIV/0! |  |  |  | 0 | 0 | 55.0663 | 55.0663 | 0 | #DIV/0!
[13 empty] | 113.6 | 113.6 | 39.6144 | 0.62755 | -0.58409 | 31.8749 | 31.8749 | 14.2163 | -42.9457 |  |  |  | 0.88748 | -0.82602 | 25.6562 | 25.6562 | 24.9868 | -42.9457 |  |  |  | 0 | 0 | 55.0663 | 55.0663 | 0 | #DIV/0! |  |  |  | 0 | 0 | 55.0663 | 55.0663 | 0 | #DIV/0! |  |  |  | 0 | 0 | 55.0663 | 55.0663 | 0 | #DIV/0!
[13 empty] | 113.7 | 113.7 | 39.5744 | 0.62583 | -0.58592 | 31.923 | 31.923 | 14.2226 | -43.1136 |  |  |  | 0.88506 | -0.82862 | 25.7052 | 25.7052 | 25.0446 | -43.1136 |  |  |  | 0 | 0 | 55.0663 | 55.0663 | 0 | #DIV/0! |  |  |  | 0 | 0 | 55.0663 | 55.0663 | 0 | #DIV/0! |  |  |  | 0 | 0 | 55.0663 | 55.0663 | 0 | #DIV/0!
[13 empty] | 113.8 | 113.8 | 39.5325 | 0.62412 | -0.58775 | 31.9712 | 31.9712 | 14.228 | -43.281 |  |  |  | 0.88263 | -0.8312 | 25.7544 | 25.7544 | 25.1015 | -43.281 |  |  |  | 0 | 0 | 55.0663 | 55.0663 | 0 | #DIV/0! |  |  |  | 0 | 0 | 55.0663 | 55.0663 | 0 | #DIV/0! |  |  |  | 0 | 0 | 55.0663 | 55.0663 | 0 | #DIV/0!
[13 empty] | 113.9 | 113.9 | 39.4886 | 0.6224 | -0.58956 | 32.0195 | 32.0195 | 14.2328 | -43.4479 |  |  |  | 0.88021 | -0.83377 | 25.8037 | 25.8037 | 25.1573 | -43.4479 |  |  |  | 0 | 0 | 55.0663 | 55.0663 | 0 | #DIV/0! |  |  |  | 0 | 0 | 55.0663 | 55.0663 | 0 | #DIV/0! |  |  |  | 0 | 0 | 55.0663 | 55.0663 | 0 | #DIV/0!
[13 empty] | 114 | 114 | 39.4428 | 0.62069 | -0.59137 | 32.0679 | 32.0679 | 14.2368 | -43.6143 |  |  |  | 0.87779 | -0.83632 | 25.8532 | 25.8532 | 25.2123 | -43.6143 |  |  |  | 0 | 0 | 55.0663 | 55.0663 | 0 | #DIV/0! |  |  |  | 0 | 0 | 55.0663 | 55.0663 | 0 | #DIV/0! |  |  |  | 0 | 0 | 55.0663 | 55.0663 | 0 | #DIV/0!
[13 empty] | 114.1 | 114.1 | 39.395 | 0.61897 | -0.59316 | 32.1164 | 32.1164 | 14.24 | -43.7801 |  |  |  | 0.87536 | -0.83886 | 25.9028 | 25.9028 | 25.2662 | -43.7801 |  |  |  | 0 | 0 | 55.0663 | 55.0663 | 0 | #DIV/0! |  |  |  | 0 | 0 | 55.0663 | 55.0663 | 0 | #DIV/0! |  |  |  | 0 | 0 | 55.0663 | 55.0663 | 0 | #DIV/0!
[13 empty] | 114.2 | 114.2 | 39.3453 | 0.61726 | -0.59495 | 32.165 | 32.165 | 14.2426 | -43.9455 |  |  |  | 0.87294 | -0.84138 | 25.9526 | 25.9526 | 25.3192 | -43.9455 |  |  |  | 0 | 0 | 55.0663 | 55.0663 | 0 | #DIV/0! |  |  |  | 0 | 0 | 55.0663 | 55.0663 | 0 | #DIV/0! |  |  |  | 0 | 0 | 55.0663 | 55.0663 | 0 | #DIV/0!
[13 empty] | 114.3 | 114.3 | 39.2936 | 0.61554 | -0.59672 | 32.2137 | 32.2137 | 14.2443 | -44.1104 |  |  |  | 0.87051 | -0.84389 | 26.0025 | 26.0025 | 25.3713 | -44.1104 |  |  |  | 0 | 0 | 55.0663 | 55.0663 | 0 | #DIV/0! |  |  |  | 0 | 0 | 55.0663 | 55.0663 | 0 | #DIV/0! |  |  |  | 0 | 0 | 55.0663 | 55.0663 | 0 | #DIV/0!
[13 empty] | 114.4 | 114.4 | 39.24 | 0.61383 | -0.59848 | 32.2625 | 32.2625 | 14.2454 | -44.2748 |  |  |  | 0.86809 | -0.84638 | 26.0526 | 26.0526 | 25.4224 | -44.2748 |  |  |  | 0 | 0 | 55.0663 | 55.0663 | 0 | #DIV/0! |  |  |  | 0 | 0 | 55.0663 | 55.0663 | 0 | #DIV/0! |  |  |  | 0 | 0 | 55.0663 | 55.0663 | 0 | #DIV/0!
[13 empty] | 114.5 | 114.5 | 39.1844 | 0.61211 | -0.60024 | 32.3114 | 32.3114 | 14.2457 | -44.4387 |  |  |  | 0.86566 | -0.84886 | 26.1028 | 26.1028 | 25.4725 | -44.4387 |  |  |  | 0 | 0 | 55.0663 | 55.0663 | 0 | #DIV/0! |  |  |  | 0 | 0 | 55.0663 | 55.0663 | 0 | #DIV/0! |  |  |  | 0 | 0 | 55.0663 | 55.0663 | 0 | #DIV/0!
[13 empty] | 114.6 | 114.6 | 39.1269 | 0.6104 | -0.60198 | 32.3604 | 32.3604 | 14.2453 | -44.6021 |  |  |  | 0.86324 | -0.85133 | 26.1532 | 26.1532 | 25.5217 | -44.6021 |  |  |  | 0 | 0 | 55.0663 | 55.0663 | 0 | #DIV/0! |  |  |  | 0 | 0 | 55.0663 | 55.0663 | 0 | #DIV/0! |  |  |  | 0 | 0 | 55.0663 | 55.0663 | 0 | #DIV/0!
[13 empty] | 114.7 | 114.7 | 39.0674 | 0.60869 | -0.60371 | 32.4095 | 32.4095 | 14.2441 | -44.7651 |  |  |  | 0.86081 | -0.85378 | 26.2038 | 26.2038 | 25.5699 | -44.7651 |  |  |  | 0 | 0 | 55.0663 | 55.0663 | 0 | #DIV/0! |  |  |  | 0 | 0 | 55.0663 | 55.0663 | 0 | #DIV/0! |  |  |  | 0 | 0 | 55.0663 | 55.0663 | 0 | #DIV/0!
[13 empty] | 114.8 | 114.8 | 39.006 | 0.60697 | -0.60544 | 32.4588 | 32.4588 | 14.2422 | -44.9276 |  |  |  | 0.85839 | -0.85622 | 26.2545 | 26.2545 | 25.6171 | -44.9276 |  |  |  | 0 | 0 | 55.0663 | 55.0663 | 0 | #DIV/0! |  |  |  | 0 | 0 | 55.0663 | 55.0663 | 0 | #DIV/0! |  |  |  | 0 | 0 | 55.0663 | 55.0663 | 0 | #DIV/0!
[13 empty] | 114.9 | 114.9 | 38.9427 | 0.60526 | -0.60715 | 32.5081 | 32.5081 | 14.2396 | -45.0896 |  |  |  | 0.85596 | -0.85864 | 26.3054 | 26.3054 | 25.6634 | -45.0896 |  |  |  | 0 | 0 | 55.0663 | 55.0663 | 0 | #DIV/0! |  |  |  | 0 | 0 | 55.0663 | 55.0663 | 0 | #DIV/0! |  |  |  | 0 | 0 | 55.0663 | 55.0663 | 0 | #DIV/0!
[13 empty] | 115 | 115 | 38.8775 | 0.60354 | -0.60886 | 32.5575 | 32.5575 | 14.2363 | -45.2512 |  |  |  | 0.85354 | -0.86105 | 26.3564 | 26.3564 | 25.7087 | -45.2512 |  |  |  | 0 | 0 | 55.0663 | 55.0663 | 0 | #DIV/0! |  |  |  | 0 | 0 | 55.0663 | 55.0663 | 0 | #DIV/0! |  |  |  | 0 | 0 | 55.0663 | 55.0663 | 0 | #DIV/0!
[13 empty] | 115.1 | 115.1 | 38.8103 | 0.60183 | -0.61055 | 32.607 | 32.607 | 14.2322 | -45.4123 |  |  |  | 0.85111 | -0.86345 | 26.4076 | 26.4076 | 25.753 | -45.4123 |  |  |  | 0 | 0 | 55.0663 | 55.0663 | 0 | #DIV/0! |  |  |  | 0 | 0 | 55.0663 | 55.0663 | 0 | #DIV/0! |  |  |  | 0 | 0 | 55.0663 | 55.0663 | 0 | #DIV/0!
[13 empty] | 115.2 | 115.2 | 38.7412 | 0.60011 | -0.61224 | 32.6566 | 32.6566 | 14.2274 | -45.573 |  |  |  | 0.84869 | -0.86583 | 26.4589 | 26.4589 | 25.7964 | -45.573 |  |  |  | 0 | 0 | 55.0663 | 55.0663 | 0 | #DIV/0! |  |  |  | 0 | 0 | 55.0663 | 55.0663 | 0 | #DIV/0! |  |  |  | 0 | 0 | 55.0663 | 55.0663 | 0 | #DIV/0!
[13 empty] | 115.3 | 115.3 | 38.6702 | 0.5984 | -0.61391 | 32.7063 | 32.7063 | 14.2219 | -45.7332 |  |  |  | 0.84626 | -0.8682 | 26.5104 | 26.5104 | 25.8388 | -45.7332 |  |  |  | 0 | 0 | 55.0663 | 55.0663 | 0 | #DIV/0! |  |  |  | 0 | 0 | 55.0663 | 55.0663 | 0 | #DIV/0! |  |  |  | 0 | 0 | 55.0663 | 55.0663 | 0 | #DIV/0!
[13 empty] | 115.4 | 115.4 | 38.5973 | 0.59668 | -0.61558 | 32.7561 | 32.7561 | 14.2156 | -45.893 |  |  |  | 0.84384 | -0.87056 | 26.5621 | 26.5621 | 25.8802 | -45.893 |  |  |  | 0 | 0 | 55.0663 | 55.0663 | 0 | #DIV/0! |  |  |  | 0 | 0 | 55.0663 | 55.0663 | 0 | #DIV/0! |  |  |  | 0 | 0 | 55.0663 | 55.0663 | 0 | #DIV/0!
[13 empty] | 115.5 | 115.5 | 38.5225 | 0.59497 | -0.61724 | 32.806 | 32.806 | 14.2087 | -46.0524 |  |  |  | 0.84141 | -0.87291 | 26.6139 | 26.6139 | 25.9206 | -46.0524 |  |  |  | 0 | 0 | 55.0663 | 55.0663 | 0 | #DIV/0! |  |  |  | 0 | 0 | 55.0663 | 55.0663 | 0 | #DIV/0! |  |  |  | 0 | 0 | 55.0663 | 55.0663 | 0 | #DIV/0!
[13 empty] | 115.6 | 115.6 | 38.4457 | 0.59325 | -0.61889 | 32.8561 | 32.8561 | 14.201 | -46.2114 |  |  |  | 0.83899 | -0.87524 | 26.6659 | 26.6659 | 25.9601 | -46.2114 |  |  |  | 0 | 0 | 55.0663 | 55.0663 | 0 | #DIV/0! |  |  |  | 0 | 0 | 55.0663 | 55.0663 | 0 | #DIV/0! |  |  |  | 0 | 0 | 55.0663 | 55.0663 | 0 | #DIV/0!
[13 empty] | 115.7 | 115.7 | 38.3671 | 0.59154 | -0.62052 | 32.9062 | 32.9062 | 14.1925 | -46.3699 |  |  |  | 0.83656 | -0.87755 | 26.7181 | 26.7181 | 25.9985 | -46.3699 |  |  |  | 0 | 0 | 55.0663 | 55.0663 | 0 | #DIV/0! |  |  |  | 0 | 0 | 55.0663 | 55.0663 | 0 | #DIV/0! |  |  |  | 0 | 0 | 55.0663 | 55.0663 | 0 | #DIV/0!
[13 empty] | 115.8 | 115.8 | 38.2865 | 0.58983 | -0.62215 | 32.9564 | 32.9564 | 14.1834 | -46.528 |  |  |  | 0.83414 | -0.87986 | 26.7704 | 26.7704 | 26.036 | -46.528 |  |  |  | 0 | 0 | 55.0663 | 55.0663 | 0 | #DIV/0! |  |  |  | 0 | 0 | 55.0663 | 55.0663 | 0 | #DIV/0! |  |  |  | 0 | 0 | 55.0663 | 55.0663 | 0 | #DIV/0!
[13 empty] | 115.9 | 115.9 | 38.2041 | 0.58811 | -0.62378 | 33.0067 | 33.0067 | 14.1736 | -46.6857 |  |  |  | 0.83171 | -0.88215 | 26.8228 | 26.8228 | 26.0725 | -46.6857 |  |  |  | 0 | 0 | 55.0663 | 55.0663 | 0 | #DIV/0! |  |  |  | 0 | 0 | 55.0663 | 55.0663 | 0 | #DIV/0! |  |  |  | 0 | 0 | 55.0663 | 55.0663 | 0 | #DIV/0!
[13 empty] | 116 | 116 | 38.1198 | 0.5864 | -0.62539 | 33.0571 | 33.0571 | 14.163 | -46.843 |  |  |  | 0.82929 | -0.88443 | 26.8755 | 26.8755 | 26.108 | -46.843 |  |  |  | 0 | 0 | 55.0663 | 55.0663 | 0 | #DIV/0! |  |  |  | 0 | 0 | 55.0663 | 55.0663 | 0 | #DIV/0! |  |  |  | 0 | 0 | 55.0663 | 55.0663 | 0 | #DIV/0!
[13 empty] | 116.1 | 116.1 | 38.0336 | 0.58468 | -0.62699 | 33.1077 | 33.1077 | 14.1517 | -46.9999 |  |  |  | 0.82686 | -0.8867 | 26.9283 | 26.9283 | 26.1425 | -46.9999 |  |  |  | 0 | 0 | 55.0663 | 55.0663 | 0 | #DIV/0! |  |  |  | 0 | 0 | 55.0663 | 55.0663 | 0 | #DIV/0! |  |  |  | 0 | 0 | 55.0663 | 55.0663 | 0 | #DIV/0!
[13 empty] | 116.2 | 116.2 | 37.9455 | 0.58297 | -0.62859 | 33.1583 | 33.1583 | 14.1397 | -47.1564 |  |  |  | 0.82444 | -0.88895 | 26.9813 | 26.9813 | 26.176 | -47.1564 |  |  |  | 0 | 0 | 55.0663 | 55.0663 | 0 | #DIV/0! |  |  |  | 0 | 0 | 55.0663 | 55.0663 | 0 | #DIV/0! |  |  |  | 0 | 0 | 55.0663 | 55.0663 | 0 | #DIV/0!
[13 empty] | 116.3 | 116.3 | 37.8555 | 0.58125 | -0.63017 | 33.209 | 33.209 | 14.127 | -47.3124 |  |  |  | 0.82201 | -0.8912 | 27.0344 | 27.0344 | 26.2085 | -47.3124 |  |  |  | 0 | 0 | 55.0663 | 55.0663 | 0 | #DIV/0! |  |  |  | 0 | 0 | 55.0663 | 55.0663 | 0 | #DIV/0! |  |  |  | 0 | 0 | 55.0663 | 55.0663 | 0 | #DIV/0!
[13 empty] | 116.4 | 116.4 | 37.7636 | 0.57954 | -0.63175 | 33.2599 | 33.2599 | 14.1135 | -47.4681 |  |  |  | 0.81959 | -0.89343 | 27.0877 | 27.0877 | 26.24 | -47.4681 |  |  |  | 0 | 0 | 55.0663 | 55.0663 | 0 | #DIV/0! |  |  |  | 0 | 0 | 55.0663 | 55.0663 | 0 | #DIV/0! |  |  |  | 0 | 0 | 55.0663 | 55.0663 | 0 | #DIV/0!
[13 empty] | 116.5 | 116.5 | 37.6699 | 0.57782 | -0.63332 | 33.3108 | 33.3108 | 14.0994 | -47.6235 |  |  |  | 0.81716 | -0.89565 | 27.1411 | 27.1411 | 26.2706 | -47.6235 |  |  |  | 0 | 0 | 55.0663 | 55.0663 | 0 | #DIV/0! |  |  |  | 0 | 0 | 55.0663 | 55.0663 | 0 | #DIV/0! |  |  |  | 0 | 0 | 55.0663 | 55.0663 | 0 | #DIV/0!
[13 empty] | 116.6 | 116.6 | 37.5743 | 0.57611 | -0.63488 | 33.3618 | 33.3618 | 14.0845 | -47.7784 |  |  |  | 0.81474 | -0.89785 | 27.1948 | 27.1948 | 26.3001 | -47.7784 |  |  |  | 0 | 0 | 55.0663 | 55.0663 | 0 | #DIV/0! |  |  |  | 0 | 0 | 55.0663 | 55.0663 | 0 | #DIV/0! |  |  |  | 0 | 0 | 55.0663 | 55.0663 | 0 | #DIV/0!
[13 empty] | 116.7 | 116.7 | 37.4769 | 0.57439 | -0.63643 | 33.413 | 33.413 | 14.0689 | -47.9329 |  |  |  | 0.81232 | -0.90005 | 27.2486 | 27.2486 | 26.3286 | -47.9329 |  |  |  | 0 | 0 | 55.0663 | 55.0663 | 0 | #DIV/0! |  |  |  | 0 | 0 | 55.0663 | 55.0663 | 0 | #DIV/0! |  |  |  | 0 | 0 | 55.0663 | 55.0663 | 0 | #DIV/0!
[13 empty] | 116.8 | 116.8 | 37.3776 | 0.57268 | -0.63797 | 33.4642 | 33.4642 | 14.0527 | -48.0871 |  |  |  | 0.80989 | -0.90223 | 27.3025 | 27.3025 | 26.356 | -48.0871 |  |  |  | 0 | 0 | 55.0663 | 55.0663 | 0 | #DIV/0! |  |  |  | 0 | 0 | 55.0663 | 55.0663 | 0 | #DIV/0! |  |  |  | 0 | 0 | 55.0663 | 55.0663 | 0 | #DIV/0!
[13 empty] | 116.9 | 116.9 | 37.2764 | 0.57096 | -0.63951 | 33.5155 | 33.5155 | 14.0357 | -48.2409 |  |  |  | 0.80747 | -0.9044 | 27.3567 | 27.3567 | 26.3825 | -48.2409 |  |  |  | 0 | 0 | 55.0663 | 55.0663 | 0 | #DIV/0! |  |  |  | 0 | 0 | 55.0663 | 55.0663 | 0 | #DIV/0! |  |  |  | 0 | 0 | 55.0663 | 55.0663 | 0 | #DIV/0!
[13 empty] | 117 | 117 | 37.1734 | 0.56925 | -0.64103 | 33.567 | 33.567 | 14.0179 | -48.3943 |  |  |  | 0.80504 | -0.90656 | 27.411 | 27.411 | 26.4079 | -48.3943 |  |  |  | 0 | 0 | 55.0663 | 55.0663 | 0 | #DIV/0! |  |  |  | 0 | 0 | 55.0663 | 55.0663 | 0 | #DIV/0! |  |  |  | 0 | 0 | 55.0663 | 55.0663 | 0 | #DIV/0!
[13 empty] | 117.1 | 117.1 | 37.0686 | 0.56754 | -0.64255 | 33.6185 | 33.6185 | 13.9995 | -48.5474 |  |  |  | 0.80262 | -0.90871 | 27.4654 | 27.4654 | 26.4324 | -48.5474 |  |  |  | 0 | 0 | 55.0663 | 55.0663 | 0 | #DIV/0! |  |  |  | 0 | 0 | 55.0663 | 55.0663 | 0 | #DIV/0! |  |  |  | 0 | 0 | 55.0663 | 55.0663 | 0 | #DIV/0!
[13 empty] | 117.2 | 117.2 | 36.9619 | 0.56582 | -0.64406 | 33.6702 | 33.6702 | 13.9804 | -48.7001 |  |  |  | 0.80019 | -0.91084 | 27.5201 | 27.5201 | 26.4558 | -48.7001 |  |  |  | 0 | 0 | 55.0663 | 55.0663 | 0 | #DIV/0! |  |  |  | 0 | 0 | 55.0663 | 55.0663 | 0 | #DIV/0! |  |  |  | 0 | 0 | 55.0663 | 55.0663 | 0 | #DIV/0!
[13 empty] | 117.3 | 117.3 | 36.8534 | 0.56411 | -0.64557 | 33.7219 | 33.7219 | 13.9606 | -48.8525 |  |  |  | 0.79777 | -0.91297 | 27.5749 | 27.5749 | 26.4781 | -48.8525 |  |  |  | 0 | 0 | 55.0663 | 55.0663 | 0 | #DIV/0! |  |  |  | 0 | 0 | 55.0663 | 55.0663 | 0 | #DIV/0! |  |  |  | 0 | 0 | 55.0663 | 55.0663 | 0 | #DIV/0!
[13 empty] | 117.4 | 117.4 | 36.7431 | 0.56239 | -0.64706 | 33.7738 | 33.7738 | 13.94 | -49.0045 |  |  |  | 0.79534 | -0.91508 | 27.6299 | 27.6299 | 26.4995 | -49.0045 |  |  |  | 0 | 0 | 55.0663 | 55.0663 | 0 | #DIV/0! |  |  |  | 0 | 0 | 55.0663 | 55.0663 | 0 | #DIV/0! |  |  |  | 0 | 0 | 55.0663 | 55.0663 | 0 | #DIV/0!
[13 empty] | 117.5 | 117.5 | 36.6309 | 0.56068 | -0.64855 | 33.8257 | 33.8257 | 13.9188 | -49.1561 |  |  |  | 0.79292 | -0.91718 | 27.685 | 27.685 | 26.5198 | -49.1561 |  |  |  | 0 | 0 | 55.0663 | 55.0663 | 0 | #DIV/0! |  |  |  | 0 | 0 | 55.0663 | 55.0663 | 0 | #DIV/0! |  |  |  | 0 | 0 | 55.0663 | 55.0663 | 0 | #DIV/0!
[13 empty] | 117.6 | 117.6 | 36.517 | 0.55896 | -0.65002 | 33.8778 | 33.8778 | 13.8968 | -49.3074 |  |  |  | 0.79049 | -0.91927 | 27.7403 | 27.7403 | 26.5391 | -49.3074 |  |  |  | 0 | 0 | 55.0663 | 55.0663 | 0 | #DIV/0! |  |  |  | 0 | 0 | 55.0663 | 55.0663 | 0 | #DIV/0! |  |  |  | 0 | 0 | 55.0663 | 55.0663 | 0 | #DIV/0!
[13 empty] | 117.7 | 117.7 | 36.4012 | 0.55725 | -0.65149 | 33.9299 | 33.9299 | 13.8742 | -49.4584 |  |  |  | 0.78807 | -0.92135 | 27.7958 | 27.7958 | 26.5573 | -49.4584 |  |  |  | 0 | 0 | 55.0663 | 55.0663 | 0 | #DIV/0! |  |  |  | 0 | 0 | 55.0663 | 55.0663 | 0 | #DIV/0! |  |  |  | 0 | 0 | 55.0663 | 55.0663 | 0 | #DIV/0!
[13 empty] | 117.8 | 117.8 | 36.2836 | 0.55553 | -0.65296 | 33.9822 | 33.9822 | 13.8508 | -49.609 |  |  |  | 0.78564 | -0.92342 | 27.8515 | 27.8515 | 26.5745 | -49.609 |  |  |  | 0 | 0 | 55.0663 | 55.0663 | 0 | #DIV/0! |  |  |  | 0 | 0 | 55.0663 | 55.0663 | 0 | #DIV/0! |  |  |  | 0 | 0 | 55.0663 | 55.0663 | 0 | #DIV/0!
[13 empty] | 117.9 | 117.9 | 36.1643 | 0.55382 | -0.65441 | 34.0345 | 34.0345 | 13.8268 | -49.7593 |  |  |  | 0.78322 | -0.92548 | 27.9073 | 27.9073 | 26.5906 | -49.7593 |  |  |  | 0 | 0 | 55.0663 | 55.0663 | 0 | #DIV/0! |  |  |  | 0 | 0 | 55.0663 | 55.0663 | 0 | #DIV/0! |  |  |  | 0 | 0 | 55.0663 | 55.0663 | 0 | #DIV/0!
[13 empty] | 118 | 118 | 36.0431 | 0.5521 | -0.65586 | 34.087 | 34.087 | 13.802 | -49.9093 |  |  |  | 0.78079 | -0.92753 | 27.9633 | 27.9633 | 26.6057 | -49.9093 |  |  |  | 0 | 0 | 55.0663 | 55.0663 | 0 | #DIV/0! |  |  |  | 0 | 0 | 55.0663 | 55.0663 | 0 | #DIV/0! |  |  |  | 0 | 0 | 55.0663 | 55.0663 | 0 | #DIV/0!
[13 empty] | 118.1 | 118.1 | 35.9202 | 0.55039 | -0.6573 | 34.1396 | 34.1396 | 13.7765 | -50.0589 |  |  |  | 0.77837 | -0.92956 | 28.0195 | 28.0195 | 26.6197 | -50.0589 |  |  |  | 0 | 0 | 55.0663 | 55.0663 | 0 | #DIV/0! |  |  |  | 0 | 0 | 55.0663 | 55.0663 | 0 | #DIV/0! |  |  |  | 0 | 0 | 55.0663 | 55.0663 | 0 | #DIV/0!
[13 empty] | 118.2 | 118.2 | 35.7955 | 0.54867 | -0.65873 | 34.1922 | 34.1922 | 13.7503 | -50.2082 |  |  |  | 0.77594 | -0.93159 | 28.0759 | 28.0759 | 26.6327 | -50.2082 |  |  |  | 0 | 0 | 55.0663 | 55.0663 | 0 | #DIV/0! |  |  |  | 0 | 0 | 55.0663 | 55.0663 | 0 | #DIV/0! |  |  |  | 0 | 0 | 55.0663 | 55.0663 | 0 | #DIV/0!
[13 empty] | 118.3 | 118.3 | 35.669 | 0.54696 | -0.66016 | 34.245 | 34.245 | 13.7235 | -50.3572 |  |  |  | 0.77352 | -0.9336 | 28.1324 | 28.1324 | 26.6446 | -50.3572 |  |  |  | 0 | 0 | 55.0663 | 55.0663 | 0 | #DIV/0! |  |  |  | 0 | 0 | 55.0663 | 55.0663 | 0 | #DIV/0! |  |  |  | 0 | 0 | 55.0663 | 55.0663 | 0 | #DIV/0!
[13 empty] | 118.4 | 118.4 | 35.5407 | 0.54525 | -0.66157 | 34.2979 | 34.2979 | 13.6959 | -50.5058 |  |  |  | 0.77109 | -0.9356 | 28.1891 | 28.1891 | 26.6555 | -50.5058 |  |  |  | 0 | 0 | 55.0663 | 55.0663 | 0 | #DIV/0! |  |  |  | 0 | 0 | 55.0663 | 55.0663 | 0 | #DIV/0! |  |  |  | 0 | 0 | 55.0663 | 55.0663 | 0 | #DIV/0!
[13 empty] | 118.5 | 118.5 | 35.4107 | 0.54353 | -0.66298 | 34.3509 | 34.3509 | 13.6676 | -50.6541 |  |  |  | 0.76867 | -0.9376 | 28.246 | 28.246 | 26.6652 | -50.6541 |  |  |  | 0 | 0 | 55.0663 | 55.0663 | 0 | #DIV/0! |  |  |  | 0 | 0 | 55.0663 | 55.0663 | 0 | #DIV/0! |  |  |  | 0 | 0 | 55.0663 | 55.0663 | 0 | #DIV/0!
[13 empty] | 118.6 | 118.6 | 35.2789 | 0.54182 | -0.66438 | 34.4039 | 34.4039 | 13.6387 | -50.8022 |  |  |  | 0.76624 | -0.93958 | 28.3031 | 28.3031 | 26.6739 | -50.8022 |  |  |  | 0 | 0 | 55.0663 | 55.0663 | 0 | #DIV/0! |  |  |  | 0 | 0 | 55.0663 | 55.0663 | 0 | #DIV/0! |  |  |  | 0 | 0 | 55.0663 | 55.0663 | 0 | #DIV/0!
[13 empty] | 118.7 | 118.7 | 35.1454 | 0.5401 | -0.66578 | 34.4571 | 34.4571 | 13.609 | -50.9499 |  |  |  | 0.76382 | -0.94155 | 28.3603 | 28.3603 | 26.6815 | -50.9499 |  |  |  | 0 | 0 | 55.0663 | 55.0663 | 0 | #DIV/0! |  |  |  | 0 | 0 | 55.0663 | 55.0663 | 0 | #DIV/0! |  |  |  | 0 | 0 | 55.0663 | 55.0663 | 0 | #DIV/0!
[13 empty] | 118.8 | 118.8 | 35.0102 | 0.53839 | -0.66717 | 34.5104 | 34.5104 | 13.5786 | -51.0973 |  |  |  | 0.76139 | -0.94351 | 28.4177 | 28.4177 | 26.6881 | -51.0973 |  |  |  | 0 | 0 | 55.0663 | 55.0663 | 0 | #DIV/0! |  |  |  | 0 | 0 | 55.0663 | 55.0663 | 0 | #DIV/0! |  |  |  | 0 | 0 | 55.0663 | 55.0663 | 0 | #DIV/0!
[13 empty] | 118.9 | 118.9 | 34.8732 | 0.53667 | -0.66855 | 34.5638 | 34.5638 | 13.5476 | -51.2444 |  |  |  | 0.75897 | -0.94547 | 28.4753 | 28.4753 | 26.6935 | -51.2444 |  |  |  | 0 | 0 | 55.0663 | 55.0663 | 0 | #DIV/0! |  |  |  | 0 | 0 | 55.0663 | 55.0663 | 0 | #DIV/0! |  |  |  | 0 | 0 | 55.0663 | 55.0663 | 0 | #DIV/0!
[13 empty] | 119 | 119 | 34.7344 | 0.53496 | -0.66992 | 34.6173 | 34.6173 | 13.5158 | -51.3912 |  |  |  | 0.75654 | -0.94741 | 28.5331 | 28.5331 | 26.6979 | -51.3912 |  |  |  | 0 | 0 | 55.0663 | 55.0663 | 0 | #DIV/0! |  |  |  | 0 | 0 | 55.0663 | 55.0663 | 0 | #DIV/0! |  |  |  | 0 | 0 | 55.0663 | 55.0663 | 0 | #DIV/0!
[13 empty] | 119.1 | 119.1 | 34.594 | 0.53324 | -0.67128 | 34.6709 | 34.6709 | 13.4834 | -51.5377 |  |  |  | 0.75412 | -0.94934 | 28.591 | 28.591 | 26.7012 | -51.5377 |  |  |  | 0 | 0 | 55.0663 | 55.0663 | 0 | #DIV/0! |  |  |  | 0 | 0 | 55.0663 | 55.0663 | 0 | #DIV/0! |  |  |  | 0 | 0 | 55.0663 | 55.0663 | 0 | #DIV/0!
[13 empty] | 119.2 | 119.2 | 34.4519 | 0.53153 | -0.67264 | 34.7245 | 34.7245 | 13.4502 | -51.6839 |  |  |  | 0.75169 | -0.95126 | 28.6492 | 28.6492 | 26.7034 | -51.6839 |  |  |  | 0 | 0 | 55.0663 | 55.0663 | 0 | #DIV/0! |  |  |  | 0 | 0 | 55.0663 | 55.0663 | 0 | #DIV/0! |  |  |  | 0 | 0 | 55.0663 | 55.0663 | 0 | #DIV/0!
[13 empty] | 119.3 | 119.3 | 34.308 | 0.52981 | -0.67399 | 34.7783 | 34.7783 | 13.4164 | -51.8298 |  |  |  | 0.74927 | -0.95317 | 28.7075 | 28.7075 | 26.7044 | -51.8298 |  |  |  | 0 | 0 | 55.0663 | 55.0663 | 0 | #DIV/0! |  |  |  | 0 | 0 | 55.0663 | 55.0663 | 0 | #DIV/0! |  |  |  | 0 | 0 | 55.0663 | 55.0663 | 0 | #DIV/0!
[13 empty] | 119.4 | 119.4 | 34.1625 | 0.5281 | -0.67534 | 34.8322 | 34.8322 | 13.3819 | -51.9754 |  |  |  | 0.74684 | -0.95507 | 28.766 | 28.766 | 26.7044 | -51.9754 |  |  |  | 0 | 0 | 55.0663 | 55.0663 | 0 | #DIV/0! |  |  |  | 0 | 0 | 55.0663 | 55.0663 | 0 | #DIV/0! |  |  |  | 0 | 0 | 55.0663 | 55.0663 | 0 | #DIV/0!
[13 empty] | 119.5 | 119.5 | 34.0152 | 0.52638 | -0.67668 | 34.8862 | 34.8862 | 13.3466 | -52.1207 |  |  |  | 0.74442 | -0.95696 | 28.8246 | 28.8246 | 26.7033 | -52.1207 |  |  |  | 0 | 0 | 55.0663 | 55.0663 | 0 | #DIV/0! |  |  |  | 0 | 0 | 55.0663 | 55.0663 | 0 | #DIV/0! |  |  |  | 0 | 0 | 55.0663 | 55.0663 | 0 | #DIV/0!
[13 empty] | 119.6 | 119.6 | 33.8663 | 0.52467 | -0.67801 | 34.9403 | 34.9403 | 13.3107 | -52.2657 |  |  |  | 0.742 | -0.95884 | 28.8835 | 28.8835 | 26.701 | -52.2657 |  |  |  | 0 | 0 | 55.0663 | 55.0663 | 0 | #DIV/0! |  |  |  | 0 | 0 | 55.0663 | 55.0663 | 0 | #DIV/0! |  |  |  | 0 | 0 | 55.0663 | 55.0663 | 0 | #DIV/0!
[13 empty] | 119.7 | 119.7 | 33.7157 | 0.52296 | -0.67933 | 34.9945 | 34.9945 | 13.2741 | -52.4105 |  |  |  | 0.73957 | -0.96072 | 28.9425 | 28.9425 | 26.6977 | -52.4105 |  |  |  | 0 | 0 | 55.0663 | 55.0663 | 0 | #DIV/0! |  |  |  | 0 | 0 | 55.0663 | 55.0663 | 0 | #DIV/0! |  |  |  | 0 | 0 | 55.0663 | 55.0663 | 0 | #DIV/0!
[13 empty] | 119.8 | 119.8 | 33.5634 | 0.52124 | -0.68065 | 35.0488 | 35.0488 | 13.2368 | -52.555 |  |  |  | 0.73715 | -0.96258 | 29.0017 | 29.0017 | 26.6932 | -52.555 |  |  |  | 0 | 0 | 55.0663 | 55.0663 | 0 | #DIV/0! |  |  |  | 0 | 0 | 55.0663 | 55.0663 | 0 | #DIV/0! |  |  |  | 0 | 0 | 55.0663 | 55.0663 | 0 | #DIV/0!
[13 empty] | 119.9 | 119.9 | 33.4095 | 0.51953 | -0.68195 | 35.1033 | 35.1033 | 13.1988 | -52.6992 |  |  |  | 0.73472 | -0.96443 | 29.0611 | 29.0611 | 26.6875 | -52.6992 |  |  |  | 0 | 0 | 55.0663 | 55.0663 | 0 | #DIV/0! |  |  |  | 0 | 0 | 55.0663 | 55.0663 | 0 | #DIV/0! |  |  |  | 0 | 0 | 55.0663 | 55.0663 | 0 | #DIV/0!
[13 empty] | 120 | 120 | 33.2539 | 0.51781 | -0.68326 | 35.1578 | 35.1578 | 13.1602 | -52.8431 |  |  |  | 0.7323 | -0.96627 | 29.1207 | 29.1207 | 26.6808 | -52.8431 |  |  |  | 0 | 0 | 55.0663 | 55.0663 | 0 | #DIV/0! |  |  |  | 0 | 0 | 55.0663 | 55.0663 | 0 | #DIV/0! |  |  |  | 0 | 0 | 55.0663 | 55.0663 | 0 | #DIV/0!
[13 empty] | 120.1 | 120.1 | 33.0967 | 0.5161 | -0.68455 | 35.2124 | 35.2124 | 13.1208 | -52.9867 |  |  |  | 0.72987 | -0.96811 | 29.1805 | 29.1805 | 26.6729 | -52.9867 |  |  |  | 0 | 0 | 55.0663 | 55.0663 | 0 | #DIV/0! |  |  |  | 0 | 0 | 55.0663 | 55.0663 | 0 | #DIV/0! |  |  |  | 0 | 0 | 55.0663 | 55.0663 | 0 | #DIV/0!
[13 empty] | 120.2 | 120.2 | 32.9378 | 0.51438 | -0.68584 | 35.2671 | 35.2671 | 13.0807 | -53.1301 |  |  |  | 0.72745 | -0.96993 | 29.2404 | 29.2404 | 26.6639 | -53.1301 |  |  |  | 0 | 0 | 55.0663 | 55.0663 | 0 | #DIV/0! |  |  |  | 0 | 0 | 55.0663 | 55.0663 | 0 | #DIV/0! |  |  |  | 0 | 0 | 55.0663 | 55.0663 | 0 | #DIV/0!
[13 empty] | 120.3 | 120.3 | 32.7773 | 0.51267 | -0.68713 | 35.3219 | 35.3219 | 13.04 | -53.2732 |  |  |  | 0.72502 | -0.97174 | 29.3005 | 29.3005 | 26.6537 | -53.2732 |  |  |  | 0 | 0 | 55.0663 | 55.0663 | 0 | #DIV/0! |  |  |  | 0 | 0 | 55.0663 | 55.0663 | 0 | #DIV/0! |  |  |  | 0 | 0 | 55.0663 | 55.0663 | 0 | #DIV/0!
[13 empty] | 120.4 | 120.4 | 32.6152 | 0.51095 | -0.6884 | 35.3768 | 35.3768 | 12.9986 | -53.416 |  |  |  | 0.7226 | -0.97355 | 29.3608 | 29.3608 | 26.6424 | -53.416 |  |  |  | 0 | 0 | 55.0663 | 55.0663 | 0 | #DIV/0! |  |  |  | 0 | 0 | 55.0663 | 55.0663 | 0 | #DIV/0! |  |  |  | 0 | 0 | 55.0663 | 55.0663 | 0 | #DIV/0!
[13 empty] | 120.5 | 120.5 | 32.4514 | 0.50924 | -0.68967 | 35.4318 | 35.4318 | 12.9565 | -53.5586 |  |  |  | 0.72017 | -0.97534 | 29.4213 | 29.4213 | 26.63 | -53.5586 |  |  |  | 0 | 0 | 55.0663 | 55.0663 | 0 | #DIV/0! |  |  |  | 0 | 0 | 55.0663 | 55.0663 | 0 | #DIV/0! |  |  |  | 0 | 0 | 55.0663 | 55.0663 | 0 | #DIV/0!
[13 empty] | 120.6 | 120.6 | 32.2861 | 0.50752 | -0.69093 | 35.487 | 35.487 | 12.9137 | -53.7009 |  |  |  | 0.71775 | -0.97713 | 29.482 | 29.482 | 26.6164 | -53.7009 |  |  |  | 0 | 0 | 55.0663 | 55.0663 | 0 | #DIV/0! |  |  |  | 0 | 0 | 55.0663 | 55.0663 | 0 | #DIV/0! |  |  |  | 0 | 0 | 55.0663 | 55.0663 | 0 | #DIV/0!
[13 empty] | 120.7 | 120.7 | 32.1191 | 0.50581 | -0.69219 | 35.5422 | 35.5422 | 12.8702 | -53.843 |  |  |  | 0.71532 | -0.9789 | 29.5429 | 29.5429 | 26.6016 | -53.843 |  |  |  | 0 | 0 | 55.0663 | 55.0663 | 0 | #DIV/0! |  |  |  | 0 | 0 | 55.0663 | 55.0663 | 0 | #DIV/0! |  |  |  | 0 | 0 | 55.0663 | 55.0663 | 0 | #DIV/0!
[13 empty] | 120.8 | 120.8 | 31.9506 | 0.50409 | -0.69344 | 35.5975 | 35.5975 | 12.8261 | -53.9848 |  |  |  | 0.7129 | -0.98067 | 29.6039 | 29.6039 | 26.5857 | -53.9848 |  |  |  | 0 | 0 | 55.0663 | 55.0663 | 0 | #DIV/0! |  |  |  | 0 | 0 | 55.0663 | 55.0663 | 0 | #DIV/0! |  |  |  | 0 | 0 | 55.0663 | 55.0663 | 0 | #DIV/0!
[13 empty] | 120.9 | 120.9 | 31.7805 | 0.50238 | -0.69468 | 35.6529 | 35.6529 | 12.7812 | -54.1263 |  |  |  | 0.71047 | -0.98243 | 29.6652 | 29.6652 | 26.5686 | -54.1263 |  |  |  | 0 | 0 | 55.0663 | 55.0663 | 0 | #DIV/0! |  |  |  | 0 | 0 | 55.0663 | 55.0663 | 0 | #DIV/0! |  |  |  | 0 | 0 | 55.0663 | 55.0663 | 0 | #DIV/0!
[13 empty] | 121 | 121 | 31.6088 | 0.50067 | -0.69592 | 35.7085 | 35.7085 | 12.7357 | -54.2676 |  |  |  | 0.70805 | -0.98418 | 29.7266 | 29.7266 | 26.5503 | -54.2676 |  |  |  | 0 | 0 | 55.0663 | 55.0663 | 0 | #DIV/0! |  |  |  | 0 | 0 | 55.0663 | 55.0663 | 0 | #DIV/0! |  |  |  | 0 | 0 | 55.0663 | 55.0663 | 0 | #DIV/0!
[13 empty] | 121.1 | 121.1 | 31.4355 | 0.49895 | -0.69715 | 35.7641 | 35.7641 | 12.6895 | -54.4087 |  |  |  | 0.70562 | -0.98592 | 29.7882 | 29.7882 | 26.5308 | -54.4087 |  |  |  | 0 | 0 | 55.0663 | 55.0663 | 0 | #DIV/0! |  |  |  | 0 | 0 | 55.0663 | 55.0663 | 0 | #DIV/0! |  |  |  | 0 | 0 | 55.0663 | 55.0663 | 0 | #DIV/0!
[13 empty] | 121.2 | 121.2 | 31.2607 | 0.49724 | -0.69837 | 35.8198 | 35.8198 | 12.6426 | -54.5495 |  |  |  | 0.7032 | -0.98765 | 29.85 | 29.85 | 26.5102 | -54.5495 |  |  |  | 0 | 0 | 55.0663 | 55.0663 | 0 | #DIV/0! |  |  |  | 0 | 0 | 55.0663 | 55.0663 | 0 | #DIV/0! |  |  |  | 0 | 0 | 55.0663 | 55.0663 | 0 | #DIV/0!
[13 empty] | 121.3 | 121.3 | 31.0844 | 0.49552 | -0.69959 | 35.8757 | 35.8757 | 12.5951 | -54.69 |  |  |  | 0.70077 | -0.98937 | 29.912 | 29.912 | 26.4884 | -54.69 |  |  |  | 0 | 0 | 55.0663 | 55.0663 | 0 | #DIV/0! |  |  |  | 0 | 0 | 55.0663 | 55.0663 | 0 | #DIV/0! |  |  |  | 0 | 0 | 55.0663 | 55.0663 | 0 | #DIV/0!
[13 empty] | 121.4 | 121.4 | 30.9065 | 0.49381 | -0.7008 | 35.9316 | 35.9316 | 12.5468 | -54.8303 |  |  |  | 0.69835 | -0.99108 | 29.9742 | 29.9742 | 26.4654 | -54.8303 |  |  |  | 0 | 0 | 55.0663 | 55.0663 | 0 | #DIV/0! |  |  |  | 0 | 0 | 55.0663 | 55.0663 | 0 | #DIV/0! |  |  |  | 0 | 0 | 55.0663 | 55.0663 | 0 | #DIV/0!
[13 empty] | 121.5 | 121.5 | 30.727 | 0.49209 | -0.70201 | 35.9876 | 35.9876 | 12.4979 | -54.9704 |  |  |  | 0.69592 | -0.99279 | 30.0366 | 30.0366 | 26.4412 | -54.9704 |  |  |  | 0 | 0 | 55.0663 | 55.0663 | 0 | #DIV/0! |  |  |  | 0 | 0 | 55.0663 | 55.0663 | 0 | #DIV/0! |  |  |  | 0 | 0 | 55.0663 | 55.0663 | 0 | #DIV/0!
[13 empty] | 121.6 | 121.6 | 30.5461 | 0.49038 | -0.70321 | 36.0438 | 36.0438 | 12.4483 | -55.1102 |  |  |  | 0.6935 | -0.99448 | 30.0991 | 30.0991 | 26.4158 | -55.1102 |  |  |  | 0 | 0 | 55.0663 | 55.0663 | 0 | #DIV/0! |  |  |  | 0 | 0 | 55.0663 | 55.0663 | 0 | #DIV/0! |  |  |  | 0 | 0 | 55.0663 | 55.0663 | 0 | #DIV/0!
[13 empty] | 121.7 | 121.7 | 30.3636 | 0.48866 | -0.7044 | 36.1 | 36.1 | 12.3981 | -55.2498 |  |  |  | 0.69107 | -0.99617 | 30.1619 | 30.1619 | 26.3892 | -55.2498 |  |  |  | 0 | 0 | 55.0663 | 55.0663 | 0 | #DIV/0! |  |  |  | 0 | 0 | 55.0663 | 55.0663 | 0 | #DIV/0! |  |  |  | 0 | 0 | 55.0663 | 55.0663 | 0 | #DIV/0!
[13 empty] | 121.8 | 121.8 | 30.1797 | 0.48695 | -0.70559 | 36.1563 | 36.1563 | 12.3472 | -55.3891 |  |  |  | 0.68865 | -0.99785 | 30.2248 | 30.2248 | 26.3614 | -55.3891 |  |  |  | 0 | 0 | 55.0663 | 55.0663 | 0 | #DIV/0! |  |  |  | 0 | 0 | 55.0663 | 55.0663 | 0 | #DIV/0! |  |  |  | 0 | 0 | 55.0663 | 55.0663 | 0 | #DIV/0!
[13 empty] | 121.9 | 121.9 | 29.9942 | 0.48523 | -0.70677 | 36.2128 | 36.2128 | 12.2956 | -55.5282 |  |  |  | 0.68622 | -0.99952 | 30.288 | 30.288 | 26.3323 | -55.5282 |  |  |  | 0 | 0 | 55.0663 | 55.0663 | 0 | #DIV/0! |  |  |  | 0 | 0 | 55.0663 | 55.0663 | 0 | #DIV/0! |  |  |  | 0 | 0 | 55.0663 | 55.0663 | 0 | #DIV/0!
[13 empty] | 122 | 122 | 29.8073 | 0.48352 | -0.70794 | 36.2693 | 36.2693 | 12.2433 | -55.6671 |  |  |  | 0.6838 | -1.0012 | 30.3513 | 30.3513 | 26.3021 | -55.6671 |  |  |  | 0 | 0 | 55.0663 | 55.0663 | 0 | #DIV/0! |  |  |  | 0 | 0 | 55.0663 | 55.0663 | 0 | #DIV/0! |  |  |  | 0 | 0 | 55.0663 | 55.0663 | 0 | #DIV/0!
[13 empty] | 122.1 | 122.1 | 29.6188 | 0.4818 | -0.70911 | 36.326 | 36.326 | 12.1903 | -55.8058 |  |  |  | 0.68137 | -1.0028 | 30.4148 | 30.4148 | 26.2706 | -55.8058 |  |  |  | 0 | 0 | 55.0663 | 55.0663 | 0 | #DIV/0! |  |  |  | 0 | 0 | 55.0663 | 55.0663 | 0 | #DIV/0! |  |  |  | 0 | 0 | 55.0663 | 55.0663 | 0 | #DIV/0!
[13 empty] | 122.2 | 122.2 | 29.429 | 0.48009 | -0.71027 | 36.3827 | 36.3827 | 12.1367 | -55.9442 |  |  |  | 0.67895 | -1.0045 | 30.4785 | 30.4785 | 26.238 | -55.9442 |  |  |  | 0 | 0 | 55.0663 | 55.0663 | 0 | #DIV/0! |  |  |  | 0 | 0 | 55.0663 | 55.0663 | 0 | #DIV/0! |  |  |  | 0 | 0 | 55.0663 | 55.0663 | 0 | #DIV/0!
[13 empty] | 122.3 | 122.3 | 29.2376 | 0.47838 | -0.71143 | 36.4396 | 36.4396 | 12.0824 | -56.0824 |  |  |  | 0.67653 | -1.0061 | 30.5424 | 30.5424 | 26.204 | -56.0824 |  |  |  | 0 | 0 | 55.0663 | 55.0663 | 0 | #DIV/0! |  |  |  | 0 | 0 | 55.0663 | 55.0663 | 0 | #DIV/0! |  |  |  | 0 | 0 | 55.0663 | 55.0663 | 0 | #DIV/0!
[13 empty] | 122.4 | 122.4 | 29.0448 | 0.47666 | -0.71258 | 36.4965 | 36.4965 | 12.0275 | -56.2204 |  |  |  | 0.6741 | -1.0077 | 30.6065 | 30.6065 | 26.1689 | -56.2204 |  |  |  | 0 | 0 | 55.0663 | 55.0663 | 0 | #DIV/0! |  |  |  | 0 | 0 | 55.0663 | 55.0663 | 0 | #DIV/0! |  |  |  | 0 | 0 | 55.0663 | 55.0663 | 0 | #DIV/0!
[13 empty] | 122.5 | 122.5 | 28.8506 | 0.47495 | -0.71372 | 36.5535 | 36.5535 | 11.9719 | -56.3581 |  |  |  | 0.67168 | -1.0094 | 30.6708 | 30.6708 | 26.1325 | -56.3581 |  |  |  | 0 | 0 | 55.0663 | 55.0663 | 0 | #DIV/0! |  |  |  | 0 | 0 | 55.0663 | 55.0663 | 0 | #DIV/0! |  |  |  | 0 | 0 | 55.0663 | 55.0663 | 0 | #DIV/0!
[13 empty] | 122.6 | 122.6 | 28.6549 | 0.47323 | -0.71486 | 36.6107 | 36.6107 | 11.9156 | -56.4957 |  |  |  | 0.66925 | -1.011 | 30.7353 | 30.7353 | 26.0949 | -56.4957 |  |  |  | 0 | 0 | 55.0663 | 55.0663 | 0 | #DIV/0! |  |  |  | 0 | 0 | 55.0663 | 55.0663 | 0 | #DIV/0! |  |  |  | 0 | 0 | 55.0663 | 55.0663 | 0 | #DIV/0!
[13 empty] | 122.7 | 122.7 | 28.4579 | 0.47152 | -0.71599 | 36.6679 | 36.6679 | 11.8587 | -56.633 |  |  |  | 0.66683 | -1.0126 | 30.7999 | 30.7999 | 26.056 | -56.633 |  |  |  | 0 | 0 | 55.0663 | 55.0663 | 0 | #DIV/0! |  |  |  | 0 | 0 | 55.0663 | 55.0663 | 0 | #DIV/0! |  |  |  | 0 | 0 | 55.0663 | 55.0663 | 0 | #DIV/0!
[13 empty] | 122.8 | 122.8 | 28.2594 | 0.4698 | -0.71712 | 36.7253 | 36.7253 | 11.8011 | -56.7701 |  |  |  | 0.6644 | -1.0142 | 30.8648 | 30.8648 | 26.0159 | -56.7701 |  |  |  | 0 | 0 | 55.0663 | 55.0663 | 0 | #DIV/0! |  |  |  | 0 | 0 | 55.0663 | 55.0663 | 0 | #DIV/0! |  |  |  | 0 | 0 | 55.0663 | 55.0663 | 0 | #DIV/0!
[13 empty] | 122.9 | 122.9 | 28.0595 | 0.46809 | -0.71824 | 36.7827 | 36.7827 | 11.7428 | -56.907 |  |  |  | 0.66198 | -1.0157 | 30.9299 | 30.9299 | 25.9745 | -56.907 |  |  |  | 0 | 0 | 55.0663 | 55.0663 | 0 | #DIV/0! |  |  |  | 0 | 0 | 55.0663 | 55.0663 | 0 | #DIV/0! |  |  |  | 0 | 0 | 55.0663 | 55.0663 | 0 | #DIV/0!
[13 empty] | 123 | 123 | 27.8582 | 0.46637 | -0.71935 | 36.8403 | 36.8403 | 11.6839 | -57.0436 |  |  |  | 0.65955 | -1.0173 | 30.9951 | 30.9951 | 25.9318 | -57.0436 |  |  |  | 0 | 0 | 55.0663 | 55.0663 | 0 | #DIV/0! |  |  |  | 0 | 0 | 55.0663 | 55.0663 | 0 | #DIV/0! |  |  |  | 0 | 0 | 55.0663 | 55.0663 | 0 | #DIV/0!
[13 empty] | 123.1 | 123.1 | 27.6556 | 0.46466 | -0.72046 | 36.8979 | 36.8979 | 11.6243 | -57.1801 |  |  |  | 0.65713 | -1.0189 | 31.0606 | 31.0606 | 25.8879 | -57.1801 |  |  |  | 0 | 0 | 55.0663 | 55.0663 | 0 | #DIV/0! |  |  |  | 0 | 0 | 55.0663 | 55.0663 | 0 | #DIV/0! |  |  |  | 0 | 0 | 55.0663 | 55.0663 | 0 | #DIV/0!
[13 empty] | 123.2 | 123.2 | 27.4516 | 0.46294 | -0.72156 | 36.9557 | 36.9557 | 11.564 | -57.3164 |  |  |  | 0.6547 | -1.0204 | 31.1262 | 31.1262 | 25.8428 | -57.3164 |  |  |  | 0 | 0 | 55.0663 | 55.0663 | 0 | #DIV/0! |  |  |  | 0 | 0 | 55.0663 | 55.0663 | 0 | #DIV/0! |  |  |  | 0 | 0 | 55.0663 | 55.0663 | 0 | #DIV/0!
[13 empty] | 123.3 | 123.3 | 27.2462 | 0.46123 | -0.72266 | 37.0135 | 37.0135 | 11.5031 | -57.4524 |  |  |  | 0.65228 | -1.022 | 31.1921 | 31.1921 | 25.7963 | -57.4524 |  |  |  | 0 | 0 | 55.0663 | 55.0663 | 0 | #DIV/0! |  |  |  | 0 | 0 | 55.0663 | 55.0663 | 0 | #DIV/0! |  |  |  | 0 | 0 | 55.0663 | 55.0663 | 0 | #DIV/0!
[13 empty] | 123.4 | 123.4 | 27.0395 | 0.45951 | -0.72375 | 37.0714 | 37.0714 | 11.4416 | -57.5882 |  |  |  | 0.64985 | -1.0235 | 31.2581 | 31.2581 | 25.7486 | -57.5882 |  |  |  | 0 | 0 | 55.0663 | 55.0663 | 0 | #DIV/0! |  |  |  | 0 | 0 | 55.0663 | 55.0663 | 0 | #DIV/0! |  |  |  | 0 | 0 | 55.0663 | 55.0663 | 0 | #DIV/0!
[13 empty] | 123.5 | 123.5 | 26.8314 | 0.4578 | -0.72484 | 37.1295 | 37.1295 | 11.3794 | -57.7239 |  |  |  | 0.64743 | -1.0251 | 31.3243 | 31.3243 | 25.6996 | -57.7239 |  |  |  | 0 | 0 | 55.0663 | 55.0663 | 0 | #DIV/0! |  |  |  | 0 | 0 | 55.0663 | 55.0663 | 0 | #DIV/0! |  |  |  | 0 | 0 | 55.0663 | 55.0663 | 0 | #DIV/0!
[13 empty] | 123.6 | 123.6 | 26.622 | 0.45609 | -0.72592 | 37.1876 | 37.1876 | 11.3165 | -57.8593 |  |  |  | 0.645 | -1.0266 | 31.3908 | 31.3908 | 25.6493 | -57.8593 |  |  |  | 0 | 0 | 55.0663 | 55.0663 | 0 | #DIV/0! |  |  |  | 0 | 0 | 55.0663 | 55.0663 | 0 | #DIV/0! |  |  |  | 0 | 0 | 55.0663 | 55.0663 | 0 | #DIV/0!
[13 empty] | 123.7 | 123.7 | 26.4113 | 0.45437 | -0.72699 | 37.2459 | 37.2459 | 11.253 | -57.9945 |  |  |  | 0.64258 | -1.0281 | 31.4574 | 31.4574 | 25.5977 | -57.9945 |  |  |  | 0 | 0 | 55.0663 | 55.0663 | 0 | #DIV/0! |  |  |  | 0 | 0 | 55.0663 | 55.0663 | 0 | #DIV/0! |  |  |  | 0 | 0 | 55.0663 | 55.0663 | 0 | #DIV/0!
[13 empty] | 123.8 | 123.8 | 26.1993 | 0.45266 | -0.72806 | 37.3042 | 37.3042 | 11.1888 | -58.1296 |  |  |  | 0.64015 | -1.0296 | 31.5242 | 31.5242 | 25.5448 | -58.1296 |  |  |  | 0 | 0 | 55.0663 | 55.0663 | 0 | #DIV/0! |  |  |  | 0 | 0 | 55.0663 | 55.0663 | 0 | #DIV/0! |  |  |  | 0 | 0 | 55.0663 | 55.0663 | 0 | #DIV/0!
[13 empty] | 123.9 | 123.9 | 25.9859 | 0.45094 | -0.72912 | 37.3626 | 37.3626 | 11.124 | -58.2644 |  |  |  | 0.63773 | -1.0311 | 31.5913 | 31.5913 | 25.4906 | -58.2644 |  |  |  | 0 | 0 | 55.0663 | 55.0663 | 0 | #DIV/0! |  |  |  | 0 | 0 | 55.0663 | 55.0663 | 0 | #DIV/0! |  |  |  | 0 | 0 | 55.0663 | 55.0663 | 0 | #DIV/0!
[13 empty] | 124 | 124 | 25.7713 | 0.44923 | -0.73018 | 37.4212 | 37.4212 | 11.0586 | -58.3991 |  |  |  | 0.6353 | -1.0326 | 31.6585 | 31.6585 | 25.4352 | -58.3991 |  |  |  | 0 | 0 | 55.0663 | 55.0663 | 0 | #DIV/0! |  |  |  | 0 | 0 | 55.0663 | 55.0663 | 0 | #DIV/0! |  |  |  | 0 | 0 | 55.0663 | 55.0663 | 0 | #DIV/0!
[13 empty] | 124.1 | 124.1 | 25.5555 | 0.44751 | -0.73123 | 37.4798 | 37.4798 | 10.9925 | -58.5335 |  |  |  | 0.63288 | -1.0341 | 31.7259 | 31.7259 | 25.3784 | -58.5335 |  |  |  | 0 | 0 | 55.0663 | 55.0663 | 0 | #DIV/0! |  |  |  | 0 | 0 | 55.0663 | 55.0663 | 0 | #DIV/0! |  |  |  | 0 | 0 | 55.0663 | 55.0663 | 0 | #DIV/0!
[13 empty] | 124.2 | 124.2 | 25.3383 | 0.4458 | -0.73228 | 37.5385 | 37.5385 | 10.9257 | -58.6677 |  |  |  | 0.63045 | -1.0356 | 31.7935 | 31.7935 | 25.3203 | -58.6677 |  |  |  | 0 | 0 | 55.0663 | 55.0663 | 0 | #DIV/0! |  |  |  | 0 | 0 | 55.0663 | 55.0663 | 0 | #DIV/0! |  |  |  | 0 | 0 | 55.0663 | 55.0663 | 0 | #DIV/0!
[13 empty] | 124.3 | 124.3 | 25.1199 | 0.44408 | -0.73332 | 37.5974 | 37.5974 | 10.8583 | -58.8018 |  |  |  | 0.62803 | -1.0371 | 31.8614 | 31.8614 | 25.2609 | -58.8018 |  |  |  | 0 | 0 | 55.0663 | 55.0663 | 0 | #DIV/0! |  |  |  | 0 | 0 | 55.0663 | 55.0663 | 0 | #DIV/0! |  |  |  | 0 | 0 | 55.0663 | 55.0663 | 0 | #DIV/0!
[13 empty] | 124.4 | 124.4 | 24.9003 | 0.44237 | -0.73436 | 37.6563 | 37.6563 | 10.7903 | -58.9357 |  |  |  | 0.6256 | -1.0385 | 31.9294 | 31.9294 | 25.2001 | -58.9357 |  |  |  | 0 | 0 | 55.0663 | 55.0663 | 0 | #DIV/0! |  |  |  | 0 | 0 | 55.0663 | 55.0663 | 0 | #DIV/0! |  |  |  | 0 | 0 | 55.0663 | 55.0663 | 0 | #DIV/0!
[13 empty] | 124.5 | 124.5 | 24.6794 | 0.44065 | -0.73539 | 37.7153 | 37.7153 | 10.7216 | -59.0694 |  |  |  | 0.62318 | -1.04 | 31.9976 | 31.9976 | 25.1381 | -59.0694 |  |  |  | 0 | 0 | 55.0663 | 55.0663 | 0 | #DIV/0! |  |  |  | 0 | 0 | 55.0663 | 55.0663 | 0 | #DIV/0! |  |  |  | 0 | 0 | 55.0663 | 55.0663 | 0 | #DIV/0!
[13 empty] | 124.6 | 124.6 | 24.4573 | 0.43894 | -0.73641 | 37.7744 | 37.7744 | 10.6523 | -59.2029 |  |  |  | 0.62075 | -1.0414 | 32.066 | 32.066 | 25.0747 | -59.2029 |  |  |  | 0 | 0 | 55.0663 | 55.0663 | 0 | #DIV/0! |  |  |  | 0 | 0 | 55.0663 | 55.0663 | 0 | #DIV/0! |  |  |  | 0 | 0 | 55.0663 | 55.0663 | 0 | #DIV/0!
[13 empty] | 124.7 | 124.7 | 24.234 | 0.43722 | -0.73743 | 37.8337 | 37.8337 | 10.5824 | -59.3362 |  |  |  | 0.61833 | -1.0429 | 32.1346 | 32.1346 | 25.01 | -59.3362 |  |  |  | 0 | 0 | 55.0663 | 55.0663 | 0 | #DIV/0! |  |  |  | 0 | 0 | 55.0663 | 55.0663 | 0 | #DIV/0! |  |  |  | 0 | 0 | 55.0663 | 55.0663 | 0 | #DIV/0!
[13 empty] | 124.8 | 124.8 | 24.0095 | 0.43551 | -0.73844 | 37.893 | 37.893 | 10.5118 | -59.4693 |  |  |  | 0.6159 | -1.0443 | 32.2035 | 32.2035 | 24.944 | -59.4693 |  |  |  | 0 | 0 | 55.0663 | 55.0663 | 0 | #DIV/0! |  |  |  | 0 | 0 | 55.0663 | 55.0663 | 0 | #DIV/0! |  |  |  | 0 | 0 | 55.0663 | 55.0663 | 0 | #DIV/0!
[13 empty] | 124.9 | 124.9 | 23.7838 | 0.4338 | -0.73945 | 37.9524 | 37.9524 | 10.4406 | -59.6022 |  |  |  | 0.61348 | -1.0457 | 32.2725 | 32.2725 | 24.8766 | -59.6022 |  |  |  | 0 | 0 | 55.0663 | 55.0663 | 0 | #DIV/0! |  |  |  | 0 | 0 | 55.0663 | 55.0663 | 0 | #DIV/0! |  |  |  | 0 | 0 | 55.0663 | 55.0663 | 0 | #DIV/0!
[13 empty] | 125 | 125 | 23.5569 | 0.43208 | -0.74046 | 38.0119 | 38.0119 | 10.3688 | -59.735 |  |  |  | 0.61105 | -1.0472 | 32.3417 | 32.3417 | 24.8079 | -59.735 |  |  |  | 0 | 0 | 55.0663 | 55.0663 | 0 | #DIV/0! |  |  |  | 0 | 0 | 55.0663 | 55.0663 | 0 | #DIV/0! |  |  |  | 0 | 0 | 55.0663 | 55.0663 | 0 | #DIV/0!
[13 empty] | 125.1 | 125.1 | 23.3289 | 0.43037 | -0.74145 | 38.0715 | 38.0715 | 10.2963 | -59.8676 |  |  |  | 0.60863 | -1.0486 | 32.4111 | 32.4111 | 24.7378 | -59.8676 |  |  |  | 0 | 0 | 55.0663 | 55.0663 | 0 | #DIV/0! |  |  |  | 0 | 0 | 55.0663 | 55.0663 | 0 | #DIV/0! |  |  |  | 0 | 0 | 55.0663 | 55.0663 | 0 | #DIV/0!
[13 empty] | 125.2 | 125.2 | 23.0997 | 0.42865 | -0.74245 | 38.1312 | 38.1312 | 10.2232 | -60 |  |  |  | 0.60621 | -1.05 | 32.4808 | 32.4808 | 24.6664 | -60 |  |  |  | 0 | 0 | 55.0663 | 55.0663 | 0 | #DIV/0! |  |  |  | 0 | 0 | 55.0663 | 55.0663 | 0 | #DIV/0! |  |  |  | 0 | 0 | 55.0663 | 55.0663 | 0 | #DIV/0!
[13 empty] | 125.3 | 125.3 | 22.8694 | 0.42694 | -0.74343 | 38.191 | 38.191 | 10.1495 | -60.1322 |  |  |  | 0.60378 | -1.0514 | 32.5506 | 32.5506 | 24.5936 | -60.1322 |  |  |  | 0 | 0 | 55.0663 | 55.0663 | 0 | #DIV/0! |  |  |  | 0 | 0 | 55.0663 | 55.0663 | 0 | #DIV/0! |  |  |  | 0 | 0 | 55.0663 | 55.0663 | 0 | #DIV/0!
[13 empty] | 125.4 | 125.4 | 22.6379 | 0.42522 | -0.74442 | 38.2509 | 38.2509 | 10.0751 | -60.2643 |  |  |  | 0.60136 | -1.0528 | 32.6206 | 32.6206 | 24.5195 | -60.2643 |  |  |  | 0 | 0 | 55.0663 | 55.0663 | 0 | #DIV/0! |  |  |  | 0 | 0 | 55.0663 | 55.0663 | 0 | #DIV/0! |  |  |  | 0 | 0 | 55.0663 | 55.0663 | 0 | #DIV/0!
[13 empty] | 125.5 | 125.5 | 22.4053 | 0.42351 | -0.74539 | 38.3109 | 38.3109 | 10.0002 | -60.3962 |  |  |  | 0.59893 | -1.0541 | 32.6909 | 32.6909 | 24.444 | -60.3962 |  |  |  | 0 | 0 | 55.0663 | 55.0663 | 0 | #DIV/0! |  |  |  | 0 | 0 | 55.0663 | 55.0663 | 0 | #DIV/0! |  |  |  | 0 | 0 | 55.0663 | 55.0663 | 0 | #DIV/0!
[13 empty] | 125.6 | 125.6 | 22.1716 | 0.42179 | -0.74636 | 38.371 | 38.371 | 9.9246 | -60.5279 |  |  |  | 0.59651 | -1.0555 | 32.7613 | 32.7613 | 24.3672 | -60.5279 |  |  |  | 0 | 0 | 55.0663 | 55.0663 | 0 | #DIV/0! |  |  |  | 0 | 0 | 55.0663 | 55.0663 | 0 | #DIV/0! |  |  |  | 0 | 0 | 55.0663 | 55.0663 | 0 | #DIV/0!
[13 empty] | 125.7 | 125.7 | 21.9368 | 0.42008 | -0.74733 | 38.4311 | 38.4311 | 9.8484 | -60.6594 |  |  |  | 0.59408 | -1.0569 | 32.8319 | 32.8319 | 24.289 | -60.6594 |  |  |  | 0 | 0 | 55.0663 | 55.0663 | 0 | #DIV/0! |  |  |  | 0 | 0 | 55.0663 | 55.0663 | 0 | #DIV/0! |  |  |  | 0 | 0 | 55.0663 | 55.0663 | 0 | #DIV/0!
[13 empty] | 125.8 | 125.8 | 21.7009 | 0.41836 | -0.74829 | 38.4914 | 38.4914 | 9.7716 | -60.7908 |  |  |  | 0.59166 | -1.0582 | 32.9028 | 32.9028 | 24.2094 | -60.7908 |  |  |  | 0 | 0 | 55.0663 | 55.0663 | 0 | #DIV/0! |  |  |  | 0 | 0 | 55.0663 | 55.0663 | 0 | #DIV/0! |  |  |  | 0 | 0 | 55.0663 | 55.0663 | 0 | #DIV/0!
[13 empty] | 125.9 | 125.9 | 21.464 | 0.41665 | -0.74925 | 38.5518 | 38.5518 | 9.6941 | -60.922 |  |  |  | 0.58923 | -1.0596 | 32.9738 | 32.9738 | 24.1284 | -60.922 |  |  |  | 0 | 0 | 55.0663 | 55.0663 | 0 | #DIV/0! |  |  |  | 0 | 0 | 55.0663 | 55.0663 | 0 | #DIV/0! |  |  |  | 0 | 0 | 55.0663 | 55.0663 | 0 | #DIV/0!
[13 empty] | 126 | 126 | 21.2259 | 0.41494 | -0.7502 | 38.6123 | 38.6123 | 9.6161 | -61.053 |  |  |  | 0.58681 | -1.0609 | 33.045 | 33.045 | 24.0461 | -61.053 |  |  |  | 0 | 0 | 55.0663 | 55.0663 | 0 | #DIV/0! |  |  |  | 0 | 0 | 55.0663 | 55.0663 | 0 | #DIV/0! |  |  |  | 0 | 0 | 55.0663 | 55.0663 | 0 | #DIV/0!
[13 empty] | 126.1 | 126.1 | 20.9869 | 0.41322 | -0.75114 | 38.6728 | 38.6728 | 9.5374 | -61.1839 |  |  |  | 0.58438 | -1.0623 | 33.1165 | 33.1165 | 23.9624 | -61.1839 |  |  |  | 0 | 0 | 55.0663 | 55.0663 | 0 | #DIV/0! |  |  |  | 0 | 0 | 55.0663 | 55.0663 | 0 | #DIV/0! |  |  |  | 0 | 0 | 55.0663 | 55.0663 | 0 | #DIV/0!
[13 empty] | 126.2 | 126.2 | 20.7468 | 0.41151 | -0.75209 | 38.7335 | 38.7335 | 9.4582 | -61.3146 |  |  |  | 0.58196 | -1.0636 | 33.1881 | 33.1881 | 23.8773 | -61.3146 |  |  |  | 0 | 0 | 55.0663 | 55.0663 | 0 | #DIV/0! |  |  |  | 0 | 0 | 55.0663 | 55.0663 | 0 | #DIV/0! |  |  |  | 0 | 0 | 55.0663 | 55.0663 | 0 | #DIV/0!
[13 empty] | 126.3 | 126.3 | 20.5056 | 0.40979 | -0.75302 | 38.7942 | 38.7942 | 9.3783 | -61.4451 |  |  |  | 0.57953 | -1.0649 | 33.26 | 33.26 | 23.7908 | -61.4451 |  |  |  | 0 | 0 | 55.0663 | 55.0663 | 0 | #DIV/0! |  |  |  | 0 | 0 | 55.0663 | 55.0663 | 0 | #DIV/0! |  |  |  | 0 | 0 | 55.0663 | 55.0663 | 0 | #DIV/0!
[13 empty] | 126.4 | 126.4 | 20.2635 | 0.40808 | -0.75395 | 38.8551 | 38.8551 | 9.2978 | -61.5755 |  |  |  | 0.57711 | -1.0662 | 33.3321 | 33.3321 | 23.7029 | -61.5755 |  |  |  | 0 | 0 | 55.0663 | 55.0663 | 0 | #DIV/0! |  |  |  | 0 | 0 | 55.0663 | 55.0663 | 0 | #DIV/0! |  |  |  | 0 | 0 | 55.0663 | 55.0663 | 0 | #DIV/0!
[13 empty] | 126.5 | 126.5 | 20.0203 | 0.40636 | -0.75488 | 38.916 | 38.916 | 9.2167 | -61.7057 |  |  |  | 0.57468 | -1.0676 | 33.4043 | 33.4043 | 23.6137 | -61.7057 |  |  |  | 0 | 0 | 55.0663 | 55.0663 | 0 | #DIV/0! |  |  |  | 0 | 0 | 55.0663 | 55.0663 | 0 | #DIV/0! |  |  |  | 0 | 0 | 55.0663 | 55.0663 | 0 | #DIV/0!
[13 empty] | 126.6 | 126.6 | 19.7762 | 0.40465 | -0.7558 | 38.977 | 38.977 | 9.1351 | -61.8358 |  |  |  | 0.57226 | -1.0689 | 33.4768 | 33.4768 | 23.523 | -61.8358 |  |  |  | 0 | 0 | 55.0663 | 55.0663 | 0 | #DIV/0! |  |  |  | 0 | 0 | 55.0663 | 55.0663 | 0 | #DIV/0! |  |  |  | 0 | 0 | 55.0663 | 55.0663 | 0 | #DIV/0!
[13 empty] | 126.7 | 126.7 | 19.531 | 0.40293 | -0.75671 | 39.0381 | 39.0381 | 9.0528 | -61.9657 |  |  |  | 0.56983 | -1.0702 | 33.5495 | 33.5495 | 23.431 | -61.9657 |  |  |  | 0 | 0 | 55.0663 | 55.0663 | 0 | #DIV/0! |  |  |  | 0 | 0 | 55.0663 | 55.0663 | 0 | #DIV/0! |  |  |  | 0 | 0 | 55.0663 | 55.0663 | 0 | #DIV/0!
[13 empty] | 126.8 | 126.8 | 19.2849 | 0.40122 | -0.75762 | 39.0993 | 39.0993 | 8.9699 | -62.0954 |  |  |  | 0.56741 | -1.0714 | 33.6223 | 33.6223 | 23.3375 | -62.0954 |  |  |  | 0 | 0 | 55.0663 | 55.0663 | 0 | #DIV/0! |  |  |  | 0 | 0 | 55.0663 | 55.0663 | 0 | #DIV/0! |  |  |  | 0 | 0 | 55.0663 | 55.0663 | 0 | #DIV/0!
[13 empty] | 126.9 | 126.9 | 19.0379 | 0.3995 | -0.75853 | 39.1607 | 39.1607 | 8.8865 | -62.225 |  |  |  | 0.56498 | -1.0727 | 33.6954 | 33.6954 | 23.2427 | -62.225 |  |  |  | 0 | 0 | 55.0663 | 55.0663 | 0 | #DIV/0! |  |  |  | 0 | 0 | 55.0663 | 55.0663 | 0 | #DIV/0! |  |  |  | 0 | 0 | 55.0663 | 55.0663 | 0 | #DIV/0!
[13 empty] | 127 | 127 | 18.7899 | 0.39779 | -0.75943 | 39.222 | 39.222 | 8.8024 | -62.3545 |  |  |  | 0.56256 | -1.074 | 33.7687 | 33.7687 | 23.1464 | -62.3545 |  |  |  | 0 | 0 | 55.0663 | 55.0663 | 0 | #DIV/0! |  |  |  | 0 | 0 | 55.0663 | 55.0663 | 0 | #DIV/0! |  |  |  | 0 | 0 | 55.0663 | 55.0663 | 0 | #DIV/0!
[13 empty] | 127.1 | 127.1 | 18.541 | 0.39607 | -0.76033 | 39.2835 | 39.2835 | 8.7178 | -62.4838 |  |  |  | 0.56013 | -1.0753 | 33.8422 | 33.8422 | 23.0487 | -62.4838 |  |  |  | 0 | 0 | 55.0663 | 55.0663 | 0 | #DIV/0! |  |  |  | 0 | 0 | 55.0663 | 55.0663 | 0 | #DIV/0! |  |  |  | 0 | 0 | 55.0663 | 55.0663 | 0 | #DIV/0!
[13 empty] | 127.2 | 127.2 | 18.2911 | 0.39436 | -0.76122 | 39.3451 | 39.3451 | 8.6326 | -62.6129 |  |  |  | 0.55771 | -1.0765 | 33.9159 | 33.9159 | 22.9496 | -62.6129 |  |  |  | 0 | 0 | 55.0663 | 55.0663 | 0 | #DIV/0! |  |  |  | 0 | 0 | 55.0663 | 55.0663 | 0 | #DIV/0! |  |  |  | 0 | 0 | 55.0663 | 55.0663 | 0 | #DIV/0!
[13 empty] | 127.3 | 127.3 | 18.0404 | 0.39265 | -0.7621 | 39.4068 | 39.4068 | 8.5468 | -62.7419 |  |  |  | 0.55528 | -1.0778 | 33.9898 | 33.9898 | 22.8492 | -62.7419 |  |  |  | 0 | 0 | 55.0663 | 55.0663 | 0 | #DIV/0! |  |  |  | 0 | 0 | 55.0663 | 55.0663 | 0 | #DIV/0! |  |  |  | 0 | 0 | 55.0663 | 55.0663 | 0 | #DIV/0!
[13 empty] | 127.4 | 127.4 | 17.7888 | 0.39093 | -0.76298 | 39.4685 | 39.4685 | 8.4604 | -62.8707 |  |  |  | 0.55286 | -1.079 | 34.0639 | 34.0639 | 22.7472 | -62.8707 |  |  |  | 0 | 0 | 55.0663 | 55.0663 | 0 | #DIV/0! |  |  |  | 0 | 0 | 55.0663 | 55.0663 | 0 | #DIV/0! |  |  |  | 0 | 0 | 55.0663 | 55.0663 | 0 | #DIV/0!
[13 empty] | 127.5 | 127.5 | 17.5363 | 0.38922 | -0.76386 | 39.5304 | 39.5304 | 8.3735 | -62.9994 |  |  |  | 0.55043 | -1.0803 | 34.1382 | 34.1382 | 22.6439 | -62.9994 |  |  |  | 0 | 0 | 55.0663 | 55.0663 | 0 | #DIV/0! |  |  |  | 0 | 0 | 55.0663 | 55.0663 | 0 | #DIV/0! |  |  |  | 0 | 0 | 55.0663 | 55.0663 | 0 | #DIV/0!
[13 empty] | 127.6 | 127.6 | 17.2829 | 0.3875 | -0.76473 | 39.5923 | 39.5923 | 8.2859 | -63.1279 |  |  |  | 0.54801 | -1.0815 | 34.2127 | 34.2127 | 22.5392 | -63.1279 |  |  |  | 0 | 0 | 55.0663 | 55.0663 | 0 | #DIV/0! |  |  |  | 0 | 0 | 55.0663 | 55.0663 | 0 | #DIV/0! |  |  |  | 0 | 0 | 55.0663 | 55.0663 | 0 | #DIV/0!
[13 empty] | 127.7 | 127.7 | 17.0286 | 0.38579 | -0.7656 | 39.6544 | 39.6544 | 8.1978 | -63.2563 |  |  |  | 0.54558 | -1.0827 | 34.2874 | 34.2874 | 22.433 | -63.2563 |  |  |  | 0 | 0 | 55.0663 | 55.0663 | 0 | #DIV/0! |  |  |  | 0 | 0 | 55.0663 | 55.0663 | 0 | #DIV/0! |  |  |  | 0 | 0 | 55.0663 | 55.0663 | 0 | #DIV/0!
[13 empty] | 127.8 | 127.8 | 16.7735 | 0.38407 | -0.76646 | 39.7165 | 39.7165 | 8.1092 | -63.3846 |  |  |  | 0.54316 | -1.0839 | 34.3623 | 34.3623 | 22.3254 | -63.3846 |  |  |  | 0 | 0 | 55.0663 | 55.0663 | 0 | #DIV/0! |  |  |  | 0 | 0 | 55.0663 | 55.0663 | 0 | #DIV/0! |  |  |  | 0 | 0 | 55.0663 | 55.0663 | 0 | #DIV/0!
[13 empty] | 127.9 | 127.9 | 16.5176 | 0.38236 | -0.76732 | 39.7787 | 39.7787 | 8.0199 | -63.5127 |  |  |  | 0.54074 | -1.0851 | 34.4374 | 34.4374 | 22.2164 | -63.5127 |  |  |  | 0 | 0 | 55.0663 | 55.0663 | 0 | #DIV/0! |  |  |  | 0 | 0 | 55.0663 | 55.0663 | 0 | #DIV/0! |  |  |  | 0 | 0 | 55.0663 | 55.0663 | 0 | #DIV/0!
[13 empty] | 128 | 128 | 16.2609 | 0.38064 | -0.76817 | 39.841 | 39.841 | 7.9301 | -63.6406 |  |  |  | 0.53831 | -1.0864 | 34.5128 | 34.5128 | 22.106 | -63.6406 |  |  |  | 0 | 0 | 55.0663 | 55.0663 | 0 | #DIV/0! |  |  |  | 0 | 0 | 55.0663 | 55.0663 | 0 | #DIV/0! |  |  |  | 0 | 0 | 55.0663 | 55.0663 | 0 | #DIV/0!
[13 empty] | 128.1 | 128.1 | 16.0034 | 0.37893 | -0.76901 | 39.9034 | 39.9034 | 7.8397 | -63.7684 |  |  |  | 0.53589 | -1.0876 | 34.5883 | 34.5883 | 21.9941 | -63.7684 |  |  |  | 0 | 0 | 55.0663 | 55.0663 | 0 | #DIV/0! |  |  |  | 0 | 0 | 55.0663 | 55.0663 | 0 | #DIV/0! |  |  |  | 0 | 0 | 55.0663 | 55.0663 | 0 | #DIV/0!
[13 empty] | 128.2 | 128.2 | 15.745 | 0.37721 | -0.76986 | 39.9659 | 39.9659 | 7.7488 | -63.8961 |  |  |  | 0.53346 | -1.0887 | 34.664 | 34.664 | 21.8808 | -63.8961 |  |  |  | 0 | 0 | 55.0663 | 55.0663 | 0 | #DIV/0! |  |  |  | 0 | 0 | 55.0663 | 55.0663 | 0 | #DIV/0! |  |  |  | 0 | 0 | 55.0663 | 55.0663 | 0 | #DIV/0!
[13 empty] | 128.3 | 128.3 | 15.4859 | 0.3755 | -0.77069 | 40.0285 | 40.0285 | 7.6573 | -64.0237 |  |  |  | 0.53104 | -1.0899 | 34.74 | 34.74 | 21.7661 | -64.0237 |  |  |  | 0 | 0 | 55.0663 | 55.0663 | 0 | #DIV/0! |  |  |  | 0 | 0 | 55.0663 | 55.0663 | 0 | #DIV/0! |  |  |  | 0 | 0 | 55.0663 | 55.0663 | 0 | #DIV/0!
[13 empty] | 128.4 | 128.4 | 15.226 | 0.37378 | -0.77153 | 40.0911 | 40.0911 | 7.5653 | -64.1511 |  |  |  | 0.52861 | -1.0911 | 34.8161 | 34.8161 | 21.6499 | -64.1511 |  |  |  | 0 | 0 | 55.0663 | 55.0663 | 0 | #DIV/0! |  |  |  | 0 | 0 | 55.0663 | 55.0663 | 0 | #DIV/0! |  |  |  | 0 | 0 | 55.0663 | 55.0663 | 0 | #DIV/0!
[13 empty] | 128.5 | 128.5 | 14.9654 | 0.37207 | -0.77236 | 40.1539 | 40.1539 | 7.4727 | -64.2783 |  |  |  | 0.52619 | -1.0923 | 34.8925 | 34.8925 | 21.5323 | -64.2783 |  |  |  | 0 | 0 | 55.0663 | 55.0663 | 0 | #DIV/0! |  |  |  | 0 | 0 | 55.0663 | 55.0663 | 0 | #DIV/0! |  |  |  | 0 | 0 | 55.0663 | 55.0663 | 0 | #DIV/0!
[13 empty] | 128.6 | 128.6 | 14.704 | 0.37036 | -0.77318 | 40.2167 | 40.2167 | 7.3796 | -64.4054 |  |  |  | 0.52376 | -1.0934 | 34.969 | 34.969 | 21.4133 | -64.4054 |  |  |  | 0 | 0 | 55.0663 | 55.0663 | 0 | #DIV/0! |  |  |  | 0 | 0 | 55.0663 | 55.0663 | 0 | #DIV/0! |  |  |  | 0 | 0 | 55.0663 | 55.0663 | 0 | #DIV/0!
[13 empty] | 128.7 | 128.7 | 14.4419 | 0.36864 | -0.774 | 40.2796 | 40.2796 | 7.2859 | -64.5324 |  |  |  | 0.52134 | -1.0946 | 35.0458 | 35.0458 | 21.2928 | -64.5324 |  |  |  | 0 | 0 | 55.0663 | 55.0663 | 0 | #DIV/0! |  |  |  | 0 | 0 | 55.0663 | 55.0663 | 0 | #DIV/0! |  |  |  | 0 | 0 | 55.0663 | 55.0663 | 0 | #DIV/0!
[13 empty] | 128.8 | 128.8 | 14.1791 | 0.36693 | -0.77481 | 40.3426 | 40.3426 | 7.1917 | -64.6593 |  |  |  | 0.51891 | -1.0958 | 35.1228 | 35.1228 | 21.171 | -64.6593 |  |  |  | 0 | 0 | 55.0663 | 55.0663 | 0 | #DIV/0! |  |  |  | 0 | 0 | 55.0663 | 55.0663 | 0 | #DIV/0! |  |  |  | 0 | 0 | 55.0663 | 55.0663 | 0 | #DIV/0!
[13 empty] | 128.9 | 128.9 | 13.9156 | 0.36521 | -0.77562 | 40.4057 | 40.4057 | 7.0969 | -64.786 |  |  |  | 0.51649 | -1.0969 | 35.1999 | 35.1999 | 21.0476 | -64.786 |  |  |  | 0 | 0 | 55.0663 | 55.0663 | 0 | #DIV/0! |  |  |  | 0 | 0 | 55.0663 | 55.0663 | 0 | #DIV/0! |  |  |  | 0 | 0 | 55.0663 | 55.0663 | 0 | #DIV/0!
[13 empty] | 129 | 129 | 13.6514 | 0.3635 | -0.77643 | 40.4689 | 40.4689 | 7.0016 | -64.9126 |  |  |  | 0.51406 | -1.098 | 35.2773 | 35.2773 | 20.9228 | -64.9126 |  |  |  | 0 | 0 | 55.0663 | 55.0663 | 0 | #DIV/0! |  |  |  | 0 | 0 | 55.0663 | 55.0663 | 0 | #DIV/0! |  |  |  | 0 | 0 | 55.0663 | 55.0663 | 0 | #DIV/0!
[13 empty] | 129.1 | 129.1 | 13.3865 | 0.36178 | -0.77723 | 40.5321 | 40.5321 | 6.9058 | -65.0391 |  |  |  | 0.51164 | -1.0992 | 35.3549 | 35.3549 | 20.7966 | -65.0391 |  |  |  | 0 | 0 | 55.0663 | 55.0663 | 0 | #DIV/0! |  |  |  | 0 | 0 | 55.0663 | 55.0663 | 0 | #DIV/0! |  |  |  | 0 | 0 | 55.0663 | 55.0663 | 0 | #DIV/0!
[13 empty] | 129.2 | 129.2 | 13.121 | 0.36007 | -0.77802 | 40.5955 | 40.5955 | 6.8095 | -65.1654 |  |  |  | 0.50921 | -1.1003 | 35.4327 | 35.4327 | 20.669 | -65.1654 |  |  |  | 0 | 0 | 55.0663 | 55.0663 | 0 | #DIV/0! |  |  |  | 0 | 0 | 55.0663 | 55.0663 | 0 | #DIV/0! |  |  |  | 0 | 0 | 55.0663 | 55.0663 | 0 | #DIV/0!
[13 empty] | 129.3 | 129.3 | 12.8548 | 0.35835 | -0.77882 | 40.6589 | 40.6589 | 6.7126 | -65.2916 |  |  |  | 0.50679 | -1.1014 | 35.5107 | 35.5107 | 20.5399 | -65.2916 |  |  |  | 0 | 0 | 55.0663 | 55.0663 | 0 | #DIV/0! |  |  |  | 0 | 0 | 55.0663 | 55.0663 | 0 | #DIV/0! |  |  |  | 0 | 0 | 55.0663 | 55.0663 | 0 | #DIV/0!
[13 empty] | 129.4 | 129.4 | 12.588 | 0.35664 | -0.7796 | 40.7224 | 40.7224 | 6.6152 | -65.4177 |  |  |  | 0.50436 | -1.1025 | 35.5888 | 35.5888 | 20.4094 | -65.4177 |  |  |  | 0 | 0 | 55.0663 | 55.0663 | 0 | #DIV/0! |  |  |  | 0 | 0 | 55.0663 | 55.0663 | 0 | #DIV/0! |  |  |  | 0 | 0 | 55.0663 | 55.0663 | 0 | #DIV/0!
[13 empty] | 129.5 | 129.5 | 12.3205 | 0.35492 | -0.78038 | 40.786 | 40.786 | 6.5173 | -65.5436 |  |  |  | 0.50194 | -1.1036 | 35.6672 | 35.6672 | 20.2774 | -65.5436 |  |  |  | 0 | 0 | 55.0663 | 55.0663 | 0 | #DIV/0! |  |  |  | 0 | 0 | 55.0663 | 55.0663 | 0 | #DIV/0! |  |  |  | 0 | 0 | 55.0663 | 55.0663 | 0 | #DIV/0!
[13 empty] | 129.6 | 129.6 | 12.0525 | 0.35321 | -0.78116 | 40.8497 | 40.8497 | 6.4188 | -65.6695 |  |  |  | 0.49951 | -1.1047 | 35.7458 | 35.7458 | 20.144 | -65.6695 |  |  |  | 0 | 0 | 55.0663 | 55.0663 | 0 | #DIV/0! |  |  |  | 0 | 0 | 55.0663 | 55.0663 | 0 | #DIV/0! |  |  |  | 0 | 0 | 55.0663 | 55.0663 | 0 | #DIV/0!
[13 empty] | 129.7 | 129.7 | 11.7838 | 0.35149 | -0.78193 | 40.9135 | 40.9135 | 6.3199 | -65.7952 |  |  |  | 0.49709 | -1.1058 | 35.8246 | 35.8246 | 20.0092 | -65.7952 |  |  |  | 0 | 0 | 55.0663 | 55.0663 | 0 | #DIV/0! |  |  |  | 0 | 0 | 55.0663 | 55.0663 | 0 | #DIV/0! |  |  |  | 0 | 0 | 55.0663 | 55.0663 | 0 | #DIV/0!
[13 empty] | 129.8 | 129.8 | 11.5146 | 0.34978 | -0.7827 | 40.9773 | 40.9773 | 6.2204 | -65.9207 |  |  |  | 0.49466 | -1.1069 | 35.9036 | 35.9036 | 19.8729 | -65.9207 |  |  |  | 0 | 0 | 55.0663 | 55.0663 | 0 | #DIV/0! |  |  |  | 0 | 0 | 55.0663 | 55.0663 | 0 | #DIV/0! |  |  |  | 0 | 0 | 55.0663 | 55.0663 | 0 | #DIV/0!
[13 empty] | 129.9 | 129.9 | 11.2448 | 0.34807 | -0.78347 | 41.0413 | 41.0413 | 6.1205 | -66.0462 |  |  |  | 0.49224 | -1.108 | 35.9828 | 35.9828 | 19.7352 | -66.0462 |  |  |  | 0 | 0 | 55.0663 | 55.0663 | 0 | #DIV/0! |  |  |  | 0 | 0 | 55.0663 | 55.0663 | 0 | #DIV/0! |  |  |  | 0 | 0 | 55.0663 | 55.0663 | 0 | #DIV/0!
[13 empty] | 130 | 130 | 10.9744 | 0.34635 | -0.78423 | 41.1053 | 41.1053 | 6.02 | -66.1715 |  |  |  | 0.48981 | -1.1091 | 36.0622 | 36.0622 | 19.596 | -66.1715 |  |  |  | 0 | 0 | 55.0663 | 55.0663 | 0 | #DIV/0! |  |  |  | 0 | 0 | 55.0663 | 55.0663 | 0 | #DIV/0! |  |  |  | 0 | 0 | 55.0663 | 55.0663 | 0 | #DIV/0!
[13 empty] | 130.1 | 130.1 | 10.7035 | 0.34464 | -0.78498 | 41.1694 | 41.1694 | 5.9191 | -66.2967 |  |  |  | 0.48739 | -1.1101 | 36.1419 | 36.1419 | 19.4555 | -66.2967 |  |  |  | 0 | 0 | 55.0663 | 55.0663 | 0 | #DIV/0! |  |  |  | 0 | 0 | 55.0663 | 55.0663 | 0 | #DIV/0! |  |  |  | 0 | 0 | 55.0663 | 55.0663 | 0 | #DIV/0!
[13 empty] | 130.2 | 130.2 | 10.432 | 0.34292 | -0.78573 | 41.2336 | 41.2336 | 5.8176 | -66.4218 |  |  |  | 0.48496 | -1.1112 | 36.2217 | 36.2217 | 19.3134 | -66.4218 |  |  |  | 0 | 0 | 55.0663 | 55.0663 | 0 | #DIV/0! |  |  |  | 0 | 0 | 55.0663 | 55.0663 | 0 | #DIV/0! |  |  |  | 0 | 0 | 55.0663 | 55.0663 | 0 | #DIV/0!
[13 empty] | 130.3 | 130.3 | 10.1601 | 0.34121 | -0.78648 | 41.2978 | 41.2978 | 5.7156 | -66.5468 |  |  |  | 0.48254 | -1.1122 | 36.3017 | 36.3017 | 19.17 | -66.5468 |  |  |  | 0 | 0 | 55.0663 | 55.0663 | 0 | #DIV/0! |  |  |  | 0 | 0 | 55.0663 | 55.0663 | 0 | #DIV/0! |  |  |  | 0 | 0 | 55.0663 | 55.0663 | 0 | #DIV/0!
[13 empty] | 130.4 | 130.4 | 9.8876 | 0.33949 | -0.78722 | 41.3622 | 41.3622 | 5.6132 | -66.6716 |  |  |  | 0.48011 | -1.1133 | 36.3819 | 36.3819 | 19.0251 | -66.6716 |  |  |  | 0 | 0 | 55.0663 | 55.0663 | 0 | #DIV/0! |  |  |  | 0 | 0 | 55.0663 | 55.0663 | 0 | #DIV/0! |  |  |  | 0 | 0 | 55.0663 | 55.0663 | 0 | #DIV/0!
[13 empty] | 130.5 | 130.5 | 9.6147 | 0.33778 | -0.78796 | 41.4266 | 41.4266 | 5.5103 | -66.7964 |  |  |  | 0.47769 | -1.1143 | 36.4623 | 36.4623 | 18.8788 | -66.7964 |  |  |  | 0 | 0 | 55.0663 | 55.0663 | 0 | #DIV/0! |  |  |  | 0 | 0 | 55.0663 | 55.0663 | 0 | #DIV/0! |  |  |  | 0 | 0 | 55.0663 | 55.0663 | 0 | #DIV/0!
[13 empty] | 130.6 | 130.6 | 9.3412 | 0.33606 | -0.78869 | 41.4911 | 41.4911 | 5.4069 | -66.921 |  |  |  | 0.47526 | -1.1154 | 36.5429 | 36.5429 | 18.731 | -66.921 |  |  |  | 0 | 0 | 55.0663 | 55.0663 | 0 | #DIV/0! |  |  |  | 0 | 0 | 55.0663 | 55.0663 | 0 | #DIV/0! |  |  |  | 0 | 0 | 55.0663 | 55.0663 | 0 | #DIV/0!
[13 empty] | 130.7 | 130.7 | 9.0673 | 0.33435 | -0.78942 | 41.5557 | 41.5557 | 5.303 | -67.0455 |  |  |  | 0.47284 | -1.1164 | 36.6237 | 36.6237 | 18.5818 | -67.0455 |  |  |  | 0 | 0 | 55.0663 | 55.0663 | 0 | #DIV/0! |  |  |  | 0 | 0 | 55.0663 | 55.0663 | 0 | #DIV/0! |  |  |  | 0 | 0 | 55.0663 | 55.0663 | 0 | #DIV/0!
[13 empty] | 130.8 | 130.8 | 8.793 | 0.33263 | -0.79014 | 41.6204 | 41.6204 | 5.1986 | -67.1699 |  |  |  | 0.47042 | -1.1174 | 36.7048 | 36.7048 | 18.4312 | -67.1699 |  |  |  | 0 | 0 | 55.0663 | 55.0663 | 0 | #DIV/0! |  |  |  | 0 | 0 | 55.0663 | 55.0663 | 0 | #DIV/0! |  |  |  | 0 | 0 | 55.0663 | 55.0663 | 0 | #DIV/0!
[13 empty] | 130.9 | 130.9 | 8.5182 | 0.33092 | -0.79086 | 41.6851 | 41.6851 | 5.0938 | -67.2942 |  |  |  | 0.46799 | -1.1184 | 36.786 | 36.786 | 18.2792 | -67.2942 |  |  |  | 0 | 0 | 55.0663 | 55.0663 | 0 | #DIV/0! |  |  |  | 0 | 0 | 55.0663 | 55.0663 | 0 | #DIV/0! |  |  |  | 0 | 0 | 55.0663 | 55.0663 | 0 | #DIV/0!
[13 empty] | 131 | 131 | 8.243 | 0.3292 | -0.79158 | 41.7499 | 41.7499 | 4.9885 | -67.4183 |  |  |  | 0.46557 | -1.1195 | 36.8674 | 36.8674 | 18.1258 | -67.4183 |  |  |  | 0 | 0 | 55.0663 | 55.0663 | 0 | #DIV/0! |  |  |  | 0 | 0 | 55.0663 | 55.0663 | 0 | #DIV/0! |  |  |  | 0 | 0 | 55.0663 | 55.0663 | 0 | #DIV/0!
[13 empty] | 131.1 | 131.1 | 7.9674 | 0.32749 | -0.79229 | 41.8148 | 41.8148 | 4.8828 | -67.5424 |  |  |  | 0.46314 | -1.1205 | 36.949 | 36.949 | 17.9709 | -67.5424 |  |  |  | 0 | 0 | 55.0663 | 55.0663 | 0 | #DIV/0! |  |  |  | 0 | 0 | 55.0663 | 55.0663 | 0 | #DIV/0! |  |  |  | 0 | 0 | 55.0663 | 55.0663 | 0 | #DIV/0!
[13 empty] | 131.2 | 131.2 | 7.6914 | 0.32578 | -0.79299 | 41.8798 | 41.8798 | 4.7766 | -67.6663 |  |  |  | 0.46072 | -1.1215 | 37.0308 | 37.0308 | 17.8146 | -67.6663 |  |  |  | 0 | 0 | 55.0663 | 55.0663 | 0 | #DIV/0! |  |  |  | 0 | 0 | 55.0663 | 55.0663 | 0 | #DIV/0! |  |  |  | 0 | 0 | 55.0663 | 55.0663 | 0 | #DIV/0!
[13 empty] | 131.3 | 131.3 | 7.4151 | 0.32406 | -0.7937 | 41.9449 | 41.9449 | 4.6699 | -67.7901 |  |  |  | 0.45829 | -1.1225 | 37.1128 | 37.1128 | 17.6569 | -67.7901 |  |  |  | 0 | 0 | 55.0663 | 55.0663 | 0 | #DIV/0! |  |  |  | 0 | 0 | 55.0663 | 55.0663 | 0 | #DIV/0! |  |  |  | 0 | 0 | 55.0663 | 55.0663 | 0 | #DIV/0!
[13 empty] | 131.4 | 131.4 | 7.1383 | 0.32235 | -0.79439 | 42.01 | 42.01 | 4.5628 | -67.9139 |  |  |  | 0.45587 | -1.1234 | 37.1951 | 37.1951 | 17.4978 | -67.9139 |  |  |  | 0 | 0 | 55.0663 | 55.0663 | 0 | #DIV/0! |  |  |  | 0 | 0 | 55.0663 | 55.0663 | 0 | #DIV/0! |  |  |  | 0 | 0 | 55.0663 | 55.0663 | 0 | #DIV/0!
[13 empty] | 131.5 | 131.5 | 6.8612 | 0.32063 | -0.79509 | 42.0752 | 42.0752 | 4.4552 | -68.0375 |  |  |  | 0.45344 | -1.1244 | 37.2775 | 37.2775 | 17.3373 | -68.0375 |  |  |  | 0 | 0 | 55.0663 | 55.0663 | 0 | #DIV/0! |  |  |  | 0 | 0 | 55.0663 | 55.0663 | 0 | #DIV/0! |  |  |  | 0 | 0 | 55.0663 | 55.0663 | 0 | #DIV/0!
[13 empty] | 131.6 | 131.6 | 6.5838 | 0.31892 | -0.79578 | 42.1405 | 42.1405 | 4.3472 | -68.161 |  |  |  | 0.45102 | -1.1254 | 37.3601 | 37.3601 | 17.1754 | -68.161 |  |  |  | 0 | 0 | 55.0663 | 55.0663 | 0 | #DIV/0! |  |  |  | 0 | 0 | 55.0663 | 55.0663 | 0 | #DIV/0! |  |  |  | 0 | 0 | 55.0663 | 55.0663 | 0 | #DIV/0!
[13 empty] | 131.7 | 131.7 | 6.306 | 0.3172 | -0.79646 | 42.2058 | 42.2058 | 4.2388 | -68.2844 |  |  |  | 0.44859 | -1.1264 | 37.4429 | 37.4429 | 17.012 | -68.2844 |  |  |  | 0 | 0 | 55.0663 | 55.0663 | 0 | #DIV/0! |  |  |  | 0 | 0 | 55.0663 | 55.0663 | 0 | #DIV/0! |  |  |  | 0 | 0 | 55.0663 | 55.0663 | 0 | #DIV/0!
[13 empty] | 131.8 | 131.8 | 6.0279 | 0.31549 | -0.79714 | 42.2713 | 42.2713 | 4.1299 | -68.4077 |  |  |  | 0.44617 | -1.1273 | 37.5259 | 37.5259 | 16.8473 | -68.4077 |  |  |  | 0 | 0 | 55.0663 | 55.0663 | 0 | #DIV/0! |  |  |  | 0 | 0 | 55.0663 | 55.0663 | 0 | #DIV/0! |  |  |  | 0 | 0 | 55.0663 | 55.0663 | 0 | #DIV/0!
[13 empty] | 131.9 | 131.9 | 5.7496 | 0.31377 | -0.79782 | 42.3368 | 42.3368 | 4.0206 | -68.5309 |  |  |  | 0.44374 | -1.1283 | 37.6091 | 37.6091 | 16.6812 | -68.5309 |  |  |  | 0 | 0 | 55.0663 | 55.0663 | 0 | #DIV/0! |  |  |  | 0 | 0 | 55.0663 | 55.0663 | 0 | #DIV/0! |  |  |  | 0 | 0 | 55.0663 | 55.0663 | 0 | #DIV/0!
[13 empty] | 132 | 132 | 5.4709 | 0.31206 | -0.79849 | 42.4024 | 42.4024 | 3.9109 | -68.6539 |  |  |  | 0.44132 | -1.1292 | 37.6925 | 37.6925 | 16.5136 | -68.6539 |  |  |  | 0 | 0 | 55.0663 | 55.0663 | 0 | #DIV/0! |  |  |  | 0 | 0 | 55.0663 | 55.0663 | 0 | #DIV/0! |  |  |  | 0 | 0 | 55.0663 | 55.0663 | 0 | #DIV/0!
[13 empty] | 132.1 | 132.1 | 5.192 | 0.31034 | -0.79916 | 42.468 | 42.468 | 3.8007 | -68.7769 |  |  |  | 0.43889 | -1.1302 | 37.7761 | 37.7761 | 16.3447 | -68.7769 |  |  |  | 0 | 0 | 55.0663 | 55.0663 | 0 | #DIV/0! |  |  |  | 0 | 0 | 55.0663 | 55.0663 | 0 | #DIV/0! |  |  |  | 0 | 0 | 55.0663 | 55.0663 | 0 | #DIV/0!
[13 empty] | 132.2 | 132.2 | 4.9128 | 0.30863 | -0.79982 | 42.5338 | 42.5338 | 3.6901 | -68.8998 |  |  |  | 0.43647 | -1.1311 | 37.8598 | 37.8598 | 16.1744 | -68.8998 |  |  |  | 0 | 0 | 55.0663 | 55.0663 | 0 | #DIV/0! |  |  |  | 0 | 0 | 55.0663 | 55.0663 | 0 | #DIV/0! |  |  |  | 0 | 0 | 55.0663 | 55.0663 | 0 | #DIV/0!
[13 empty] | 132.3 | 132.3 | 4.6334 | 0.30691 | -0.80048 | 42.5996 | 42.5996 | 3.5792 | -69.0226 |  |  |  | 0.43404 | -1.1321 | 37.9438 | 37.9438 | 16.0028 | -69.0226 |  |  |  | 0 | 0 | 55.0663 | 55.0663 | 0 | #DIV/0! |  |  |  | 0 | 0 | 55.0663 | 55.0663 | 0 | #DIV/0! |  |  |  | 0 | 0 | 55.0663 | 55.0663 | 0 | #DIV/0!
[13 empty] | 132.4 | 132.4 | 4.3537 | 0.3052 | -0.80114 | 42.6654 | 42.6654 | 3.4678 | -69.1453 |  |  |  | 0.43162 | -1.133 | 38.028 | 38.028 | 15.8297 | -69.1453 |  |  |  | 0 | 0 | 55.0663 | 55.0663 | 0 | #DIV/0! |  |  |  | 0 | 0 | 55.0663 | 55.0663 | 0 | #DIV/0! |  |  |  | 0 | 0 | 55.0663 | 55.0663 | 0 | #DIV/0!
[13 empty] | 132.5 | 132.5 | 4.0738 | 0.30349 | -0.80179 | 42.7314 | 42.7314 | 3.356 | -69.2678 |  |  |  | 0.42919 | -1.1339 | 38.1123 | 38.1123 | 15.6553 | -69.2678 |  |  |  | 0 | 0 | 55.0663 | 55.0663 | 0 | #DIV/0! |  |  |  | 0 | 0 | 55.0663 | 55.0663 | 0 | #DIV/0! |  |  |  | 0 | 0 | 55.0663 | 55.0663 | 0 | #DIV/0!
[13 empty] | 132.6 | 132.6 | 3.7938 | 0.30177 | -0.80244 | 42.7974 | 42.7974 | 3.2438 | -69.3903 |  |  |  | 0.42677 | -1.1348 | 38.1969 | 38.1969 | 15.4795 | -69.3903 |  |  |  | 0 | 0 | 55.0663 | 55.0663 | 0 | #DIV/0! |  |  |  | 0 | 0 | 55.0663 | 55.0663 | 0 | #DIV/0! |  |  |  | 0 | 0 | 55.0663 | 55.0663 | 0 | #DIV/0!
[13 empty] | 132.7 | 132.7 | 3.5135 | 0.30006 | -0.80308 | 42.8635 | 42.8635 | 3.1312 | -69.5127 |  |  |  | 0.42434 | -1.1357 | 38.2816 | 38.2816 | 15.3024 | -69.5127 |  |  |  | 0 | 0 | 55.0663 | 55.0663 | 0 | #DIV/0! |  |  |  | 0 | 0 | 55.0663 | 55.0663 | 0 | #DIV/0! |  |  |  | 0 | 0 | 55.0663 | 55.0663 | 0 | #DIV/0!
[13 empty] | 132.8 | 132.8 | 3.233 | 0.29834 | -0.80372 | 42.9297 | 42.9297 | 3.0182 | -69.635 |  |  |  | 0.42192 | -1.1366 | 38.3666 | 38.3666 | 15.1239 | -69.635 |  |  |  | 0 | 0 | 55.0663 | 55.0663 | 0 | #DIV/0! |  |  |  | 0 | 0 | 55.0663 | 55.0663 | 0 | #DIV/0! |  |  |  | 0 | 0 | 55.0663 | 55.0663 | 0 | #DIV/0!
[13 empty] | 132.9 | 132.9 | 2.9525 | 0.29663 | -0.80435 | 42.9959 | 42.9959 | 2.9048 | -69.7571 |  |  |  | 0.41949 | -1.1375 | 38.4517 | 38.4517 | 14.944 | -69.7571 |  |  |  | 0 | 0 | 55.0663 | 55.0663 | 0 | #DIV/0! |  |  |  | 0 | 0 | 55.0663 | 55.0663 | 0 | #DIV/0! |  |  |  | 0 | 0 | 55.0663 | 55.0663 | 0 | #DIV/0!
[13 empty] | 133 | 133 | 2.6717 | 0.29491 | -0.80498 | 43.0622 | 43.0622 | 2.7911 | -69.8792 |  |  |  | 0.41707 | -1.1384 | 38.537 | 38.537 | 14.7628 | -69.8792 |  |  |  | 0 | 0 | 55.0663 | 55.0663 | 0 | #DIV/0! |  |  |  | 0 | 0 | 55.0663 | 55.0663 | 0 | #DIV/0! |  |  |  | 0 | 0 | 55.0663 | 55.0663 | 0 | #DIV/0!
[13 empty] | 133.1 | 133.1 | 2.3908 | 0.2932 | -0.80561 | 43.1286 | 43.1286 | 2.6769 | -70.0012 |  |  |  | 0.41464 | -1.1393 | 38.6225 | 38.6225 | 14.5803 | -70.0012 |  |  |  | 0 | 0 | 55.0663 | 55.0663 | 0 | #DIV/0! |  |  |  | 0 | 0 | 55.0663 | 55.0663 | 0 | #DIV/0! |  |  |  | 0 | 0 | 55.0663 | 55.0663 | 0 | #DIV/0!
[13 empty] | 133.2 | 133.2 | 2.1098 | 0.29148 | -0.80623 | 43.195 | 43.195 | 2.5624 | -70.1231 |  |  |  | 0.41222 | -1.1402 | 38.7082 | 38.7082 | 14.3964 | -70.1231 |  |  |  | 0 | 0 | 55.0663 | 55.0663 | 0 | #DIV/0! |  |  |  | 0 | 0 | 55.0663 | 55.0663 | 0 | #DIV/0! |  |  |  | 0 | 0 | 55.0663 | 55.0663 | 0 | #DIV/0!
[13 empty] | 133.3 | 133.3 | 1.8287 | 0.28977 | -0.80685 | 43.2615 | 43.2615 | 2.4476 | -70.2449 |  |  |  | 0.40979 | -1.1411 | 38.7941 | 38.7941 | 14.2112 | -70.2449 |  |  |  | 0 | 0 | 55.0663 | 55.0663 | 0 | #DIV/0! |  |  |  | 0 | 0 | 55.0663 | 55.0663 | 0 | #DIV/0! |  |  |  | 0 | 0 | 55.0663 | 55.0663 | 0 | #DIV/0!
[13 empty] | 133.4 | 133.4 | 1.5475 | 0.28805 | -0.80746 | 43.3281 | 43.3281 | 2.3323 | -70.3666 |  |  |  | 0.40737 | -1.1419 | 38.8802 | 38.8802 | 14.0247 | -70.3666 |  |  |  | 0 | 0 | 55.0663 | 55.0663 | 0 | #DIV/0! |  |  |  | 0 | 0 | 55.0663 | 55.0663 | 0 | #DIV/0! |  |  |  | 0 | 0 | 55.0663 | 55.0663 | 0 | #DIV/0!
[13 empty] | 133.5 | 133.5 | 1.2663 | 0.28634 | -0.80807 | 43.3947 | 43.3947 | 2.2167 | -70.4883 |  |  |  | 0.40495 | -1.1428 | 38.9664 | 38.9664 | 13.8369 | -70.4883 |  |  |  | 0 | 0 | 55.0663 | 55.0663 | 0 | #DIV/0! |  |  |  | 0 | 0 | 55.0663 | 55.0663 | 0 | #DIV/0! |  |  |  | 0 | 0 | 55.0663 | 55.0663 | 0 | #DIV/0!
[13 empty] | 133.6 | 133.6 | 0.98495 | 0.28462 | -0.80868 | 43.4614 | 43.4614 | 2.1008 | -70.6098 |  |  |  | 0.40252 | -1.1436 | 39.0529 | 39.0529 | 13.6478 | -70.6098 |  |  |  | 0 | 0 | 55.0663 | 55.0663 | 0 | #DIV/0! |  |  |  | 0 | 0 | 55.0663 | 55.0663 | 0 | #DIV/0! |  |  |  | 0 | 0 | 55.0663 | 55.0663 | 0 | #DIV/0!
[13 empty] | 133.7 | 133.7 | 0.70357 | 0.28291 | -0.80928 | 43.5282 | 43.5282 | 1.9845 | -70.7312 |  |  |  | 0.4001 | -1.1445 | 39.1395 | 39.1395 | 13.4573 | -70.7312 |  |  |  | 0 | 0 | 55.0663 | 55.0663 | 0 | #DIV/0! |  |  |  | 0 | 0 | 55.0663 | 55.0663 | 0 | #DIV/0! |  |  |  | 0 | 0 | 55.0663 | 55.0663 | 0 | #DIV/0!
[13 empty] | 133.8 | 133.8 | 0.42215 | 0.2812 | -0.80988 | 43.5951 | 43.5951 | 1.8678 | -70.8526 |  |  |  | 0.39767 | -1.1453 | 39.2263 | 39.2263 | 13.2656 | -70.8526 |  |  |  | 0 | 0 | 55.0663 | 55.0663 | 0 | #DIV/0! |  |  |  | 0 | 0 | 55.0663 | 55.0663 | 0 | #DIV/0! |  |  |  | 0 | 0 | 55.0663 | 55.0663 | 0 | #DIV/0!
[13 empty] | 133.9 | 133.9 | 0.14072 | 0.27948 | -0.81047 | 43.662 | 43.662 | 1.7509 | -70.9738 |  |  |  | 0.39525 | -1.1462 | 39.3133 | 39.3133 | 13.0726 | -70.9738 |  |  |  | 0 | 0 | 55.0663 | 55.0663 | 0 | #DIV/0! |  |  |  | 0 | 0 | 55.0663 | 55.0663 | 0 | #DIV/0! |  |  |  | 0 | 0 | 55.0663 | 55.0663 | 0 | #DIV/0!
[13 empty] | 134 | 134 | 0.14072 | 0.27777 | -0.81106 | 43.7289 | 43.7289 | 1.6335 | -71.095 |  |  |  | 0.39282 | -1.147 | 39.4005 | 39.4005 | 12.8783 | -71.095 |  |  |  | 0 | 0 | 55.0663 | 55.0663 | 0 | #DIV/0! |  |  |  | 0 | 0 | 55.0663 | 55.0663 | 0 | #DIV/0! |  |  |  | 0 | 0 | 55.0663 | 55.0663 | 0 | #DIV/0!
[13 empty] | 134.1 | 134.1 | 0.42215 | 0.27605 | -0.81164 | 43.796 | 43.796 | 1.5159 | -71.2161 |  |  |  | 0.3904 | -1.1478 | 39.4878 | 39.4878 | 12.6827 | -71.2161 |  |  |  | 0 | 0 | 55.0663 | 55.0663 | 0 | #DIV/0! |  |  |  | 0 | 0 | 55.0663 | 55.0663 | 0 | #DIV/0! |  |  |  | 0 | 0 | 55.0663 | 55.0663 | 0 | #DIV/0!
[13 empty] | 134.2 | 134.2 | 0.70357 | 0.27434 | -0.81222 | 43.8631 | 43.8631 | 1.3979 | -71.3371 |  |  |  | 0.38797 | -1.1487 | 39.5754 | 39.5754 | 12.4859 | -71.3371 |  |  |  | 0 | 0 | 55.0663 | 55.0663 | 0 | #DIV/0! |  |  |  | 0 | 0 | 55.0663 | 55.0663 | 0 | #DIV/0! |  |  |  | 0 | 0 | 55.0663 | 55.0663 | 0 | #DIV/0!
[13 empty] | 134.3 | 134.3 | 0.98495 | 0.27262 | -0.8128 | 43.9302 | 43.9302 | 1.2796 | -71.458 |  |  |  | 0.38555 | -1.1495 | 39.6631 | 39.6631 | 12.2878 | -71.458 |  |  |  | 0 | 0 | 55.0663 | 55.0663 | 0 | #DIV/0! |  |  |  | 0 | 0 | 55.0663 | 55.0663 | 0 | #DIV/0! |  |  |  | 0 | 0 | 55.0663 | 55.0663 | 0 | #DIV/0!
[13 empty] | 134.4 | 134.4 | 1.2663 | 0.27091 | -0.81337 | 43.9975 | 43.9975 | 1.161 | -71.5788 |  |  |  | 0.38312 | -1.1503 | 39.751 | 39.751 | 12.0884 | -71.5788 |  |  |  | 0 | 0 | 55.0663 | 55.0663 | 0 | #DIV/0! |  |  |  | 0 | 0 | 55.0663 | 55.0663 | 0 | #DIV/0! |  |  |  | 0 | 0 | 55.0663 | 55.0663 | 0 | #DIV/0!
[13 empty] | 134.5 | 134.5 | 1.5475 | 0.26919 | -0.81394 | 44.0647 | 44.0647 | 1.0421 | -71.6995 |  |  |  | 0.3807 | -1.1511 | 39.8391 | 39.8391 | 11.8879 | -71.6995 |  |  |  | 0 | 0 | 55.0663 | 55.0663 | 0 | #DIV/0! |  |  |  | 0 | 0 | 55.0663 | 55.0663 | 0 | #DIV/0! |  |  |  | 0 | 0 | 55.0663 | 55.0663 | 0 | #DIV/0!
[13 empty] | 134.6 | 134.6 | 1.8287 | 0.26748 | -0.81451 | 44.1321 | 44.1321 | 0.92286 | -71.8202 |  |  |  | 0.37827 | -1.1519 | 39.9273 | 39.9273 | 11.686 | -71.8202 |  |  |  | 0 | 0 | 55.0663 | 55.0663 | 0 | #DIV/0! |  |  |  | 0 | 0 | 55.0663 | 55.0663 | 0 | #DIV/0! |  |  |  | 0 | 0 | 55.0663 | 55.0663 | 0 | #DIV/0!
[13 empty] | 134.7 | 134.7 | 2.1098 | 0.26576 | -0.81507 | 44.1995 | 44.1995 | 0.80333 | -71.9408 |  |  |  | 0.37585 | -1.1527 | 40.0157 | 40.0157 | 11.483 | -71.9408 |  |  |  | 0 | 0 | 55.0663 | 55.0663 | 0 | #DIV/0! |  |  |  | 0 | 0 | 55.0663 | 55.0663 | 0 | #DIV/0! |  |  |  | 0 | 0 | 55.0663 | 55.0663 | 0 | #DIV/0!
[13 empty] | 134.8 | 134.8 | 2.3908 | 0.26405 | -0.81563 | 44.267 | 44.267 | 0.68351 | -72.0613 |  |  |  | 0.37342 | -1.1535 | 40.1043 | 40.1043 | 11.2788 | -72.0613 |  |  |  | 0 | 0 | 55.0663 | 55.0663 | 0 | #DIV/0! |  |  |  | 0 | 0 | 55.0663 | 55.0663 | 0 | #DIV/0! |  |  |  | 0 | 0 | 55.0663 | 55.0663 | 0 | #DIV/0!
[13 empty] | 134.9 | 134.9 | 2.6717 | 0.26233 | -0.81618 | 44.3345 | 44.3345 | 0.5634 | -72.1817 |  |  |  | 0.371 | -1.1543 | 40.1931 | 40.1931 | 11.0733 | -72.1817 |  |  |  | 0 | 0 | 55.0663 | 55.0663 | 0 | #DIV/0! |  |  |  | 0 | 0 | 55.0663 | 55.0663 | 0 | #DIV/0! |  |  |  | 0 | 0 | 55.0663 | 55.0663 | 0 | #DIV/0!
[13 empty] | 135 | 135 | 2.9525 | 0.26062 | -0.81673 | 44.4021 | 44.4021 | 0.443 | -72.302 |  |  |  | 0.36857 | -1.155 | 40.2821 | 40.2821 | 10.8667 | -72.302 |  |  |  | 0 | 0 | 55.0663 | 55.0663 | 0 | #DIV/0! |  |  |  | 0 | 0 | 55.0663 | 55.0663 | 0 | #DIV/0! |  |  |  | 0 | 0 | 55.0663 | 55.0663 | 0 | #DIV/0!
[13 empty] | 135.1 | 135.1 | 3.233 | 0.25891 | -0.81727 | 44.4698 | 44.4698 | 0.32232 | -72.4222 |  |  |  | 0.36615 | -1.1558 | 40.3712 | 40.3712 | 10.6589 | -72.4222 |  |  |  | 0 | 0 | 55.0663 | 55.0663 | 0 | #DIV/0! |  |  |  | 0 | 0 | 55.0663 | 55.0663 | 0 | #DIV/0! |  |  |  | 0 | 0 | 55.0663 | 55.0663 | 0 | #DIV/0!
[13 empty] | 135.2 | 135.2 | 3.5135 | 0.25719 | -0.81782 | 44.5375 | 44.5375 | 0.20137 | -72.5424 |  |  |  | 0.36372 | -1.1566 | 40.4605 | 40.4605 | 10.4499 | -72.5424 |  |  |  | 0 | 0 | 55.0663 | 55.0663 | 0 | #DIV/0! |  |  |  | 0 | 0 | 55.0663 | 55.0663 | 0 | #DIV/0! |  |  |  | 0 | 0 | 55.0663 | 55.0663 | 0 | #DIV/0!
[13 empty] | 135.3 | 135.3 | 3.7938 | 0.25548 | -0.81835 | 44.6052 | 44.6052 | 0.080147 | -72.6625 |  |  |  | 0.3613 | -1.1573 | 40.55 | 40.55 | 10.2397 | -72.6625 |  |  |  | 0 | 0 | 55.0663 | 55.0663 | 0 | #DIV/0! |  |  |  | 0 | 0 | 55.0663 | 55.0663 | 0 | #DIV/0! |  |  |  | 0 | 0 | 55.0663 | 55.0663 | 0 | #DIV/0!
[13 empty] | 135.4 | 135.4 | 4.0738 | 0.25376 | -0.81889 | 44.6731 | 44.6731 | 0.04134 | -72.7825 |  |  |  | 0.35887 | -1.1581 | 40.6397 | 40.6397 | 10.0284 | -72.7825 |  |  |  | 0 | 0 | 55.0663 | 55.0663 | 0 | #DIV/0! |  |  |  | 0 | 0 | 55.0663 | 55.0663 | 0 | #DIV/0! |  |  |  | 0 | 0 | 55.0663 | 55.0663 | 0 | #DIV/0!
[13 empty] | 135.5 | 135.5 | 4.3537 | 0.25205 | -0.81942 | 44.741 | 44.741 | 0.16309 | -72.9024 |  |  |  | 0.35645 | -1.1588 | 40.7295 | 40.7295 | 9.8159 | -72.9024 |  |  |  | 0 | 0 | 55.0663 | 55.0663 | 0 | #DIV/0! |  |  |  | 0 | 0 | 55.0663 | 55.0663 | 0 | #DIV/0! |  |  |  | 0 | 0 | 55.0663 | 55.0663 | 0 | #DIV/0!
[13 empty] | 135.6 | 135.6 | 4.6334 | 0.25033 | -0.81994 | 44.8089 | 44.8089 | 0.28509 | -73.0223 |  |  |  | 0.35402 | -1.1596 | 40.8195 | 40.8195 | 9.6023 | -73.0223 |  |  |  | 0 | 0 | 55.0663 | 55.0663 | 0 | #DIV/0! |  |  |  | 0 | 0 | 55.0663 | 55.0663 | 0 | #DIV/0! |  |  |  | 0 | 0 | 55.0663 | 55.0663 | 0 | #DIV/0!
[13 empty] | 135.7 | 135.7 | 4.9128 | 0.24862 | -0.82046 | 44.8769 | 44.8769 | 0.40733 | -73.142 |  |  |  | 0.3516 | -1.1603 | 40.9096 | 40.9096 | 9.3876 | -73.142 |  |  |  | 0 | 0 | 55.0663 | 55.0663 | 0 | #DIV/0! |  |  |  | 0 | 0 | 55.0663 | 55.0663 | 0 | #DIV/0! |  |  |  | 0 | 0 | 55.0663 | 55.0663 | 0 | #DIV/0!
[13 empty] | 135.8 | 135.8 | 5.192 | 0.2469 | -0.82098 | 44.9449 | 44.9449 | 0.52982 | -73.2617 |  |  |  | 0.34917 | -1.161 | 40.9999 | 40.9999 | 9.1718 | -73.2617 |  |  |  | 0 | 0 | 55.0663 | 55.0663 | 0 | #DIV/0! |  |  |  | 0 | 0 | 55.0663 | 55.0663 | 0 | #DIV/0! |  |  |  | 0 | 0 | 55.0663 | 55.0663 | 0 | #DIV/0!
[13 empty] | 135.9 | 135.9 | 5.4709 | 0.24519 | -0.82149 | 45.0131 | 45.0131 | 0.65255 | -73.3814 |  |  |  | 0.34675 | -1.1618 | 41.0904 | 41.0904 | 8.9549 | -73.3814 |  |  |  | 0 | 0 | 55.0663 | 55.0663 | 0 | #DIV/0! |  |  |  | 0 | 0 | 55.0663 | 55.0663 | 0 | #DIV/0! |  |  |  | 0 | 0 | 55.0663 | 55.0663 | 0 | #DIV/0!
[13 empty] | 136 | 136 | 5.7496 | 0.24347 | -0.822 | 45.0812 | 45.0812 | 0.77552 | -73.5009 |  |  |  | 0.34432 | -1.1625 | 41.1811 | 41.1811 | 8.7368 | -73.5009 |  |  |  | 0 | 0 | 55.0663 | 55.0663 | 0 | #DIV/0! |  |  |  | 0 | 0 | 55.0663 | 55.0663 | 0 | #DIV/0! |  |  |  | 0 | 0 | 55.0663 | 55.0663 | 0 | #DIV/0!
[13 empty] | 136.1 | 136.1 | 6.0279 | 0.24176 | -0.82251 | 45.1494 | 45.1494 | 0.8987 | -73.6204 |  |  |  | 0.3419 | -1.1632 | 41.2719 | 41.2719 | 8.5177 | -73.6204 |  |  |  | 0 | 0 | 55.0663 | 55.0663 | 0 | #DIV/0! |  |  |  | 0 | 0 | 55.0663 | 55.0663 | 0 | #DIV/0! |  |  |  | 0 | 0 | 55.0663 | 55.0663 | 0 | #DIV/0!
[13 empty] | 136.2 | 136.2 | 6.306 | 0.24005 | -0.82301 | 45.2177 | 45.2177 | 1.0221 | -73.7398 |  |  |  | 0.33947 | -1.1639 | 41.3628 | 41.3628 | 8.2976 | -73.7398 |  |  |  | 0 | 0 | 55.0663 | 55.0663 | 0 | #DIV/0! |  |  |  | 0 | 0 | 55.0663 | 55.0663 | 0 | #DIV/0! |  |  |  | 0 | 0 | 55.0663 | 55.0663 | 0 | #DIV/0!
[13 empty] | 136.3 | 136.3 | 6.5838 | 0.23833 | -0.82351 | 45.286 | 45.286 | 1.1457 | -73.8591 |  |  |  | 0.33705 | -1.1646 | 41.454 | 41.454 | 8.0764 | -73.8591 |  |  |  | 0 | 0 | 55.0663 | 55.0663 | 0 | #DIV/0! |  |  |  | 0 | 0 | 55.0663 | 55.0663 | 0 | #DIV/0! |  |  |  | 0 | 0 | 55.0663 | 55.0663 | 0 | #DIV/0!
[13 empty] | 136.4 | 136.4 | 6.8612 | 0.23662 | -0.824 | 45.3544 | 45.3544 | 1.2696 | -73.9784 |  |  |  | 0.33463 | -1.1653 | 41.5453 | 41.5453 | 7.8541 | -73.9784 |  |  |  | 0 | 0 | 55.0663 | 55.0663 | 0 | #DIV/0! |  |  |  | 0 | 0 | 55.0663 | 55.0663 | 0 | #DIV/0! |  |  |  | 0 | 0 | 55.0663 | 55.0663 | 0 | #DIV/0!
[13 empty] | 136.5 | 136.5 | 7.1383 | 0.2349 | -0.82449 | 45.4228 | 45.4228 | 1.3936 | -74.0976 |  |  |  | 0.3322 | -1.166 | 41.6367 | 41.6367 | 7.6308 | -74.0976 |  |  |  | 0 | 0 | 55.0663 | 55.0663 | 0 | #DIV/0! |  |  |  | 0 | 0 | 55.0663 | 55.0663 | 0 | #DIV/0! |  |  |  | 0 | 0 | 55.0663 | 55.0663 | 0 | #DIV/0!
[13 empty] | 136.6 | 136.6 | 7.4151 | 0.23319 | -0.82498 | 45.4913 | 45.4913 | 1.5179 | -74.2167 |  |  |  | 0.32978 | -1.1667 | 41.7283 | 41.7283 | 7.4065 | -74.2167 |  |  |  | 0 | 0 | 55.0663 | 55.0663 | 0 | #DIV/0! |  |  |  | 0 | 0 | 55.0663 | 55.0663 | 0 | #DIV/0! |  |  |  | 0 | 0 | 55.0663 | 55.0663 | 0 | #DIV/0!
[13 empty] | 136.7 | 136.7 | 7.6914 | 0.23147 | -0.82546 | 45.5598 | 45.5598 | 1.6423 | -74.3357 |  |  |  | 0.32735 | -1.1674 | 41.8201 | 41.8201 | 7.1812 | -74.3357 |  |  |  | 0 | 0 | 55.0663 | 55.0663 | 0 | #DIV/0! |  |  |  | 0 | 0 | 55.0663 | 55.0663 | 0 | #DIV/0! |  |  |  | 0 | 0 | 55.0663 | 55.0663 | 0 | #DIV/0!
[13 empty] | 136.8 | 136.8 | 7.9674 | 0.22976 | -0.82594 | 45.6284 | 45.6284 | 1.7669 | -74.4547 |  |  |  | 0.32493 | -1.1681 | 41.912 | 41.912 | 6.9549 | -74.4547 |  |  |  | 0 | 0 | 55.0663 | 55.0663 | 0 | #DIV/0! |  |  |  | 0 | 0 | 55.0663 | 55.0663 | 0 | #DIV/0! |  |  |  | 0 | 0 | 55.0663 | 55.0663 | 0 | #DIV/0!
[13 empty] | 136.9 | 136.9 | 8.243 | 0.22804 | -0.82642 | 45.697 | 45.697 | 1.8917 | -74.5736 |  |  |  | 0.3225 | -1.1687 | 42.0041 | 42.0041 | 6.7277 | -74.5736 |  |  |  | 0 | 0 | 55.0663 | 55.0663 | 0 | #DIV/0! |  |  |  | 0 | 0 | 55.0663 | 55.0663 | 0 | #DIV/0! |  |  |  | 0 | 0 | 55.0663 | 55.0663 | 0 | #DIV/0!
[13 empty] | 137 | 137 | 8.5182 | 0.22633 | -0.82689 | 45.7657 | 45.7657 | 2.0167 | -74.6925 |  |  |  | 0.32008 | -1.1694 | 42.0963 | 42.0963 | 6.4994 | -74.6925 |  |  |  | 0 | 0 | 55.0663 | 55.0663 | 0 | #DIV/0! |  |  |  | 0 | 0 | 55.0663 | 55.0663 | 0 | #DIV/0! |  |  |  | 0 | 0 | 55.0663 | 55.0663 | 0 | #DIV/0!
[13 empty] | 137.1 | 137.1 | 8.793 | 0.22461 | -0.82736 | 45.8344 | 45.8344 | 2.1419 | -74.8112 |  |  |  | 0.31765 | -1.1701 | 42.1887 | 42.1887 | 6.2703 | -74.8112 |  |  |  | 0 | 0 | 55.0663 | 55.0663 | 0 | #DIV/0! |  |  |  | 0 | 0 | 55.0663 | 55.0663 | 0 | #DIV/0! |  |  |  | 0 | 0 | 55.0663 | 55.0663 | 0 | #DIV/0!
[13 empty] | 137.2 | 137.2 | 9.0673 | 0.2229 | -0.82782 | 45.9032 | 45.9032 | 2.2672 | -74.9299 |  |  |  | 0.31523 | -1.1707 | 42.2812 | 42.2812 | 6.0401 | -74.9299 |  |  |  | 0 | 0 | 55.0663 | 55.0663 | 0 | #DIV/0! |  |  |  | 0 | 0 | 55.0663 | 55.0663 | 0 | #DIV/0! |  |  |  | 0 | 0 | 55.0663 | 55.0663 | 0 | #DIV/0!
[13 empty] | 137.3 | 137.3 | 9.3412 | 0.22118 | -0.82828 | 45.972 | 45.972 | 2.3927 | -75.0486 |  |  |  | 0.3128 | -1.1714 | 42.3739 | 42.3739 | 5.8091 | -75.0486 |  |  |  | 0 | 0 | 55.0663 | 55.0663 | 0 | #DIV/0! |  |  |  | 0 | 0 | 55.0663 | 55.0663 | 0 | #DIV/0! |  |  |  | 0 | 0 | 55.0663 | 55.0663 | 0 | #DIV/0!
[13 empty] | 137.4 | 137.4 | 9.6147 | 0.21947 | -0.82874 | 46.0409 | 46.0409 | 2.5183 | -75.1672 |  |  |  | 0.31038 | -1.172 | 42.4668 | 42.4668 | 5.5772 | -75.1672 |  |  |  | 0 | 0 | 55.0663 | 55.0663 | 0 | #DIV/0! |  |  |  | 0 | 0 | 55.0663 | 55.0663 | 0 | #DIV/0! |  |  |  | 0 | 0 | 55.0663 | 55.0663 | 0 | #DIV/0!
[13 empty] | 137.5 | 137.5 | 9.8876 | 0.21776 | -0.82919 | 46.1098 | 46.1098 | 2.6441 | -75.2857 |  |  |  | 0.30795 | -1.1726 | 42.5597 | 42.5597 | 5.3443 | -75.2857 |  |  |  | 0 | 0 | 55.0663 | 55.0663 | 0 | #DIV/0! |  |  |  | 0 | 0 | 55.0663 | 55.0663 | 0 | #DIV/0! |  |  |  | 0 | 0 | 55.0663 | 55.0663 | 0 | #DIV/0!
[13 empty] | 137.6 | 137.6 | 10.1601 | 0.21604 | -0.82964 | 46.1788 | 46.1788 | 2.77 | -75.4041 |  |  |  | 0.30553 | -1.1733 | 42.6529 | 42.6529 | 5.1106 | -75.4041 |  |  |  | 0 | 0 | 55.0663 | 55.0663 | 0 | #DIV/0! |  |  |  | 0 | 0 | 55.0663 | 55.0663 | 0 | #DIV/0! |  |  |  | 0 | 0 | 55.0663 | 55.0663 | 0 | #DIV/0!
[13 empty] | 137.7 | 137.7 | 10.432 | 0.21433 | -0.83008 | 46.2478 | 46.2478 | 2.8961 | -75.5225 |  |  |  | 0.3031 | -1.1739 | 42.7461 | 42.7461 | 4.876 | -75.5225 |  |  |  | 0 | 0 | 55.0663 | 55.0663 | 0 | #DIV/0! |  |  |  | 0 | 0 | 55.0663 | 55.0663 | 0 | #DIV/0! |  |  |  | 0 | 0 | 55.0663 | 55.0663 | 0 | #DIV/0!
[13 empty] | 137.8 | 137.8 | 10.7035 | 0.21261 | -0.83052 | 46.3168 | 46.3168 | 3.0223 | -75.6408 |  |  |  | 0.30068 | -1.1745 | 42.8395 | 42.8395 | 4.6406 | -75.6408 |  |  |  | 0 | 0 | 55.0663 | 55.0663 | 0 | #DIV/0! |  |  |  | 0 | 0 | 55.0663 | 55.0663 | 0 | #DIV/0! |  |  |  | 0 | 0 | 55.0663 | 55.0663 | 0 | #DIV/0!
[13 empty] | 137.9 | 137.9 | 10.9744 | 0.2109 | -0.83096 | 46.3859 | 46.3859 | 3.1486 | -75.7591 |  |  |  | 0.29825 | -1.1752 | 42.9331 | 42.9331 | 4.4043 | -75.7591 |  |  |  | 0 | 0 | 55.0663 | 55.0663 | 0 | #DIV/0! |  |  |  | 0 | 0 | 55.0663 | 55.0663 | 0 | #DIV/0! |  |  |  | 0 | 0 | 55.0663 | 55.0663 | 0 | #DIV/0!
[13 empty] | 138 | 138 | 11.2448 | 0.20918 | -0.83139 | 46.4551 | 46.4551 | 3.2751 | -75.8773 |  |  |  | 0.29583 | -1.1758 | 43.0268 | 43.0268 | 4.1672 | -75.8773 |  |  |  | 0 | 0 | 55.0663 | 55.0663 | 0 | #DIV/0! |  |  |  | 0 | 0 | 55.0663 | 55.0663 | 0 | #DIV/0! |  |  |  | 0 | 0 | 55.0663 | 55.0663 | 0 | #DIV/0!
[13 empty] | 138.1 | 138.1 | 11.5146 | 0.20747 | -0.83182 | 46.5243 | 46.5243 | 3.4017 | -75.9954 |  |  |  | 0.2934 | -1.1764 | 43.1206 | 43.1206 | 3.9293 | -75.9954 |  |  |  | 0 | 0 | 55.0663 | 55.0663 | 0 | #DIV/0! |  |  |  | 0 | 0 | 55.0663 | 55.0663 | 0 | #DIV/0! |  |  |  | 0 | 0 | 55.0663 | 55.0663 | 0 | #DIV/0!
[13 empty] | 138.2 | 138.2 | 11.7838 | 0.20575 | -0.83225 | 46.5935 | 46.5935 | 3.5283 | -76.1135 |  |  |  | 0.29098 | -1.177 | 43.2146 | 43.2146 | 3.6906 | -76.1135 |  |  |  | 0 | 0 | 55.0663 | 55.0663 | 0 | #DIV/0! |  |  |  | 0 | 0 | 55.0663 | 55.0663 | 0 | #DIV/0! |  |  |  | 0 | 0 | 55.0663 | 55.0663 | 0 | #DIV/0!
[13 empty] | 138.3 | 138.3 | 12.0525 | 0.20404 | -0.83267 | 46.6628 | 46.6628 | 3.6551 | -76.2315 |  |  |  | 0.28855 | -1.1776 | 43.3087 | 43.3087 | 3.4512 | -76.2315 |  |  |  | 0 | 0 | 55.0663 | 55.0663 | 0 | #DIV/0! |  |  |  | 0 | 0 | 55.0663 | 55.0663 | 0 | #DIV/0! |  |  |  | 0 | 0 | 55.0663 | 55.0663 | 0 | #DIV/0!
[13 empty] | 138.4 | 138.4 | 12.3205 | 0.20232 | -0.83309 | 46.7321 | 46.7321 | 3.782 | -76.3494 |  |  |  | 0.28613 | -1.1782 | 43.4029 | 43.4029 | 3.211 | -76.3494 |  |  |  | 0 | 0 | 55.0663 | 55.0663 | 0 | #DIV/0! |  |  |  | 0 | 0 | 55.0663 | 55.0663 | 0 | #DIV/0! |  |  |  | 0 | 0 | 55.0663 | 55.0663 | 0 | #DIV/0!
[13 empty] | 138.5 | 138.5 | 12.588 | 0.20061 | -0.8335 | 46.8014 | 46.8014 | 3.9089 | -76.4673 |  |  |  | 0.2837 | -1.1788 | 43.4973 | 43.4973 | 2.97 | -76.4673 |  |  |  | 0 | 0 | 55.0663 | 55.0663 | 0 | #DIV/0! |  |  |  | 0 | 0 | 55.0663 | 55.0663 | 0 | #DIV/0! |  |  |  | 0 | 0 | 55.0663 | 55.0663 | 0 | #DIV/0!
[13 empty] | 138.6 | 138.6 | 12.8548 | 0.19889 | -0.83391 | 46.8708 | 46.8708 | 4.036 | -76.5852 |  |  |  | 0.28128 | -1.1793 | 43.5918 | 43.5918 | 2.7283 | -76.5852 |  |  |  | 0 | 0 | 55.0663 | 55.0663 | 0 | #DIV/0! |  |  |  | 0 | 0 | 55.0663 | 55.0663 | 0 | #DIV/0! |  |  |  | 0 | 0 | 55.0663 | 55.0663 | 0 | #DIV/0!
[13 empty] | 138.7 | 138.7 | 13.121 | 0.19718 | -0.83432 | 46.9402 | 46.9402 | 4.1631 | -76.7029 |  |  |  | 0.27885 | -1.1799 | 43.6864 | 43.6864 | 2.4859 | -76.7029 |  |  |  | 0 | 0 | 55.0663 | 55.0663 | 0 | #DIV/0! |  |  |  | 0 | 0 | 55.0663 | 55.0663 | 0 | #DIV/0! |  |  |  | 0 | 0 | 55.0663 | 55.0663 | 0 | #DIV/0!
[13 empty] | 138.8 | 138.8 | 13.3865 | 0.19547 | -0.83472 | 47.0097 | 47.0097 | 4.2903 | -76.8206 |  |  |  | 0.27643 | -1.1805 | 43.7812 | 43.7812 | 2.2428 | -76.8206 |  |  |  | 0 | 0 | 55.0663 | 55.0663 | 0 | #DIV/0! |  |  |  | 0 | 0 | 55.0663 | 55.0663 | 0 | #DIV/0! |  |  |  | 0 | 0 | 55.0663 | 55.0663 | 0 | #DIV/0!
[13 empty] | 138.9 | 138.9 | 13.6514 | 0.19375 | -0.83512 | 47.0792 | 47.0792 | 4.4176 | -76.9383 |  |  |  | 0.274 | -1.181 | 43.8761 | 43.8761 | 1.9991 | -76.9383 |  |  |  | 0 | 0 | 55.0663 | 55.0663 | 0 | #DIV/0! |  |  |  | 0 | 0 | 55.0663 | 55.0663 | 0 | #DIV/0! |  |  |  | 0 | 0 | 55.0663 | 55.0663 | 0 | #DIV/0!
[13 empty] | 139 | 139 | 13.9156 | 0.19204 | -0.83552 | 47.1488 | 47.1488 | 4.545 | -77.0559 |  |  |  | 0.27158 | -1.1816 | 43.9711 | 43.9711 | 1.7547 | -77.0559 |  |  |  | 0 | 0 | 55.0663 | 55.0663 | 0 | #DIV/0! |  |  |  | 0 | 0 | 55.0663 | 55.0663 | 0 | #DIV/0! |  |  |  | 0 | 0 | 55.0663 | 55.0663 | 0 | #DIV/0!
[13 empty] | 139.1 | 139.1 | 14.1791 | 0.19032 | -0.83591 | 47.2183 | 47.2183 | 4.6724 | -77.1735 |  |  |  | 0.26916 | -1.1822 | 44.0662 | 44.0662 | 1.5096 | -77.1735 |  |  |  | 0 | 0 | 55.0663 | 55.0663 | 0 | #DIV/0! |  |  |  | 0 | 0 | 55.0663 | 55.0663 | 0 | #DIV/0! |  |  |  | 0 | 0 | 55.0663 | 55.0663 | 0 | #DIV/0!
[13 empty] | 139.2 | 139.2 | 14.4419 | 0.18861 | -0.8363 | 47.288 | 47.288 | 4.7998 | -77.291 |  |  |  | 0.26673 | -1.1827 | 44.1615 | 44.1615 | 1.2639 | -77.291 |  |  |  | 0 | 0 | 55.0663 | 55.0663 | 0 | #DIV/0! |  |  |  | 0 | 0 | 55.0663 | 55.0663 | 0 | #DIV/0! |  |  |  | 0 | 0 | 55.0663 | 55.0663 | 0 | #DIV/0!
[13 empty] | 139.3 | 139.3 | 14.704 | 0.18689 | -0.83668 | 47.3576 | 47.3576 | 4.9273 | -77.4084 |  |  |  | 0.26431 | -1.1833 | 44.2569 | 44.2569 | 1.0177 | -77.4084 |  |  |  | 0 | 0 | 55.0663 | 55.0663 | 0 | #DIV/0! |  |  |  | 0 | 0 | 55.0663 | 55.0663 | 0 | #DIV/0! |  |  |  | 0 | 0 | 55.0663 | 55.0663 | 0 | #DIV/0!
[13 empty] | 139.4 | 139.4 | 14.9654 | 0.18518 | -0.83707 | 47.4273 | 47.4273 | 5.0548 | -77.5258 |  |  |  | 0.26188 | -1.1838 | 44.3524 | 44.3524 | 0.77079 | -77.5258 |  |  |  | 0 | 0 | 55.0663 | 55.0663 | 0 | #DIV/0! |  |  |  | 0 | 0 | 55.0663 | 55.0663 | 0 | #DIV/0! |  |  |  | 0 | 0 | 55.0663 | 55.0663 | 0 | #DIV/0!
[13 empty] | 139.5 | 139.5 | 15.226 | 0.18346 | -0.83744 | 47.497 | 47.497 | 5.1824 | -77.6431 |  |  |  | 0.25946 | -1.1843 | 44.4481 | 44.4481 | 0.52335 | -77.6431 |  |  |  | 0 | 0 | 55.0663 | 55.0663 | 0 | #DIV/0! |  |  |  | 0 | 0 | 55.0663 | 55.0663 | 0 | #DIV/0! |  |  |  | 0 | 0 | 55.0663 | 55.0663 | 0 | #DIV/0!
[13 empty] | 139.6 | 139.6 | 15.4859 | 0.18175 | -0.83782 | 47.5668 | 47.5668 | 5.31 | -77.7604 |  |  |  | 0.25703 | -1.1849 | 44.5438 | 44.5438 | 0.27535 | -77.7604 |  |  |  | 0 | 0 | 55.0663 | 55.0663 | 0 | #DIV/0! |  |  |  | 0 | 0 | 55.0663 | 55.0663 | 0 | #DIV/0! |  |  |  | 0 | 0 | 55.0663 | 55.0663 | 0 | #DIV/0!
[13 empty] | 139.7 | 139.7 | 15.745 | 0.18003 | -0.83819 | 47.6366 | 47.6366 | 5.4376 | -77.8776 |  |  |  | 0.25461 | -1.1854 | 44.6397 | 44.6397 | 0.026811 | -77.8776 |  |  |  | 0 | 0 | 55.0663 | 55.0663 | 0 | #DIV/0! |  |  |  | 0 | 0 | 55.0663 | 55.0663 | 0 | #DIV/0! |  |  |  | 0 | 0 | 55.0663 | 55.0663 | 0 | #DIV/0!
[13 empty] | 139.8 | 139.8 | 16.0034 | 0.17832 | -0.83855 | 47.7064 | 47.7064 | 5.5652 | -77.9948 |  |  |  | 0.25218 | -1.1859 | 44.7356 | 44.7356 | 0.22224 | -77.9948 |  |  |  | 0 | 0 | 55.0663 | 55.0663 | 0 | #DIV/0! |  |  |  | 0 | 0 | 55.0663 | 55.0663 | 0 | #DIV/0! |  |  |  | 0 | 0 | 55.0663 | 55.0663 | 0 | #DIV/0!
[13 empty] | 139.9 | 139.9 | 16.2609 | 0.1766 | -0.83892 | 47.7763 | 47.7763 | 5.6929 | -78.112 |  |  |  | 0.24976 | -1.1864 | 44.8317 | 44.8317 | 0.47179 | -78.112 |  |  |  | 0 | 0 | 55.0663 | 55.0663 | 0 | #DIV/0! |  |  |  | 0 | 0 | 55.0663 | 55.0663 | 0 | #DIV/0! |  |  |  | 0 | 0 | 55.0663 | 55.0663 | 0 | #DIV/0!
[13 empty] | 140 | 140 | 16.5176 | 0.17489 | -0.83928 | 47.8462 | 47.8462 | 5.8205 | -78.229 |  |  |  | 0.24733 | -1.1869 | 44.9279 | 44.9279 | 0.72183 | -78.229 |  |  |  | 0 | 0 | 55.0663 | 55.0663 | 0 | #DIV/0! |  |  |  | 0 | 0 | 55.0663 | 55.0663 | 0 | #DIV/0! |  |  |  | 0 | 0 | 55.0663 | 55.0663 | 0 | #DIV/0!
[13 empty] | 140.1 | 140.1 | 16.7735 | 0.17318 | -0.83963 | 47.9161 | 47.9161 | 5.9481 | -78.3461 |  |  |  | 0.24491 | -1.1874 | 45.0243 | 45.0243 | 0.97233 | -78.3461 |  |  |  | 0 | 0 | 55.0663 | 55.0663 | 0 | #DIV/0! |  |  |  | 0 | 0 | 55.0663 | 55.0663 | 0 | #DIV/0! |  |  |  | 0 | 0 | 55.0663 | 55.0663 | 0 | #DIV/0!
[13 empty] | 140.2 | 140.2 | 17.0286 | 0.17146 | -0.83998 | 47.9861 | 47.9861 | 6.0758 | -78.463 |  |  |  | 0.24248 | -1.1879 | 45.1207 | 45.1207 | 1.2233 | -78.463 |  |  |  | 0 | 0 | 55.0663 | 55.0663 | 0 | #DIV/0! |  |  |  | 0 | 0 | 55.0663 | 55.0663 | 0 | #DIV/0! |  |  |  | 0 | 0 | 55.0663 | 55.0663 | 0 | #DIV/0!
[13 empty] | 140.3 | 140.3 | 17.2829 | 0.16975 | -0.84033 | 48.0561 | 48.0561 | 6.2034 | -78.58 |  |  |  | 0.24006 | -1.1884 | 45.2172 | 45.2172 | 1.4746 | -78.58 |  |  |  | 0 | 0 | 55.0663 | 55.0663 | 0 | #DIV/0! |  |  |  | 0 | 0 | 55.0663 | 55.0663 | 0 | #DIV/0! |  |  |  | 0 | 0 | 55.0663 | 55.0663 | 0 | #DIV/0!
[13 empty] | 140.4 | 140.4 | 17.5363 | 0.16803 | -0.84068 | 48.1261 | 48.1261 | 6.331 | -78.6969 |  |  |  | 0.23763 | -1.1889 | 45.3139 | 45.3139 | 1.7264 | -78.6969 |  |  |  | 0 | 0 | 55.0663 | 55.0663 | 0 | #DIV/0! |  |  |  | 0 | 0 | 55.0663 | 55.0663 | 0 | #DIV/0! |  |  |  | 0 | 0 | 55.0663 | 55.0663 | 0 | #DIV/0!
[13 empty] | 140.5 | 140.5 | 17.7888 | 0.16632 | -0.84102 | 48.1962 | 48.1962 | 6.4586 | -78.8137 |  |  |  | 0.23521 | -1.1894 | 45.4106 | 45.4106 | 1.9786 | -78.8137 |  |  |  | 0 | 0 | 55.0663 | 55.0663 | 0 | #DIV/0! |  |  |  | 0 | 0 | 55.0663 | 55.0663 | 0 | #DIV/0! |  |  |  | 0 | 0 | 55.0663 | 55.0663 | 0 | #DIV/0!
[13 empty] | 140.6 | 140.6 | 18.0404 | 0.1646 | -0.84135 | 48.2663 | 48.2663 | 6.5861 | -78.9305 |  |  |  | 0.23278 | -1.1899 | 45.5074 | 45.5074 | 2.2311 | -78.9305 |  |  |  | 0 | 0 | 55.0663 | 55.0663 | 0 | #DIV/0! |  |  |  | 0 | 0 | 55.0663 | 55.0663 | 0 | #DIV/0! |  |  |  | 0 | 0 | 55.0663 | 55.0663 | 0 | #DIV/0!
[13 empty] | 140.7 | 140.7 | 18.2911 | 0.16289 | -0.84169 | 48.3364 | 48.3364 | 6.7136 | -79.0472 |  |  |  | 0.23036 | -1.1903 | 45.6044 | 45.6044 | 2.484 | -79.0472 |  |  |  | 0 | 0 | 55.0663 | 55.0663 | 0 | #DIV/0! |  |  |  | 0 | 0 | 55.0663 | 55.0663 | 0 | #DIV/0! |  |  |  | 0 | 0 | 55.0663 | 55.0663 | 0 | #DIV/0!
[13 empty] | 140.8 | 140.8 | 18.541 | 0.16117 | -0.84202 | 48.4065 | 48.4065 | 6.8411 | -79.1639 |  |  |  | 0.22793 | -1.1908 | 45.7014 | 45.7014 | 2.7372 | -79.1639 |  |  |  | 0 | 0 | 55.0663 | 55.0663 | 0 | #DIV/0! |  |  |  | 0 | 0 | 55.0663 | 55.0663 | 0 | #DIV/0! |  |  |  | 0 | 0 | 55.0663 | 55.0663 | 0 | #DIV/0!
[13 empty] | 140.9 | 140.9 | 18.7899 | 0.15946 | -0.84234 | 48.4767 | 48.4767 | 6.9685 | -79.2806 |  |  |  | 0.22551 | -1.1913 | 45.7986 | 45.7986 | 2.9907 | -79.2806 |  |  |  | 0 | 0 | 55.0663 | 55.0663 | 0 | #DIV/0! |  |  |  | 0 | 0 | 55.0663 | 55.0663 | 0 | #DIV/0! |  |  |  | 0 | 0 | 55.0663 | 55.0663 | 0 | #DIV/0!
[13 empty] | 141 | 141 | 19.0379 | 0.15774 | -0.84267 | 48.5469 | 48.5469 | 7.0959 | -79.3972 |  |  |  | 0.22308 | -1.1917 | 45.8958 | 45.8958 | 3.2446 | -79.3972 |  |  |  | 0 | 0 | 55.0663 | 55.0663 | 0 | #DIV/0! |  |  |  | 0 | 0 | 55.0663 | 55.0663 | 0 | #DIV/0! |  |  |  | 0 | 0 | 55.0663 | 55.0663 | 0 | #DIV/0!
[13 empty] | 141.1 | 141.1 | 19.2849 | 0.15603 | -0.84299 | 48.6171 | 48.6171 | 7.2232 | -79.5137 |  |  |  | 0.22066 | -1.1922 | 45.9932 | 45.9932 | 3.4987 | -79.5137 |  |  |  | 0 | 0 | 55.0663 | 55.0663 | 0 | #DIV/0! |  |  |  | 0 | 0 | 55.0663 | 55.0663 | 0 | #DIV/0! |  |  |  | 0 | 0 | 55.0663 | 55.0663 | 0 | #DIV/0!
[13 empty] | 141.2 | 141.2 | 19.531 | 0.15431 | -0.8433 | 48.6874 | 48.6874 | 7.3504 | -79.6302 |  |  |  | 0.21823 | -1.1926 | 46.0906 | 46.0906 | 3.753 | -79.6302 |  |  |  | 0 | 0 | 55.0663 | 55.0663 | 0 | #DIV/0! |  |  |  | 0 | 0 | 55.0663 | 55.0663 | 0 | #DIV/0! |  |  |  | 0 | 0 | 55.0663 | 55.0663 | 0 | #DIV/0!
[13 empty] | 141.3 | 141.3 | 19.7762 | 0.1526 | -0.84361 | 48.7576 | 48.7576 | 7.4776 | -79.7467 |  |  |  | 0.21581 | -1.193 | 46.1881 | 46.1881 | 4.0076 | -79.7467 |  |  |  | 0 | 0 | 55.0663 | 55.0663 | 0 | #DIV/0! |  |  |  | 0 | 0 | 55.0663 | 55.0663 | 0 | #DIV/0! |  |  |  | 0 | 0 | 55.0663 | 55.0663 | 0 | #DIV/0!
[13 empty] | 141.4 | 141.4 | 20.0203 | 0.15089 | -0.84392 | 48.8279 | 48.8279 | 7.6047 | -79.8631 |  |  |  | 0.21338 | -1.1935 | 46.2857 | 46.2857 | 4.2624 | -79.8631 |  |  |  | 0 | 0 | 55.0663 | 55.0663 | 0 | #DIV/0! |  |  |  | 0 | 0 | 55.0663 | 55.0663 | 0 | #DIV/0! |  |  |  | 0 | 0 | 55.0663 | 55.0663 | 0 | #DIV/0!
[13 empty] | 141.5 | 141.5 | 20.2635 | 0.14917 | -0.84423 | 48.8983 | 48.8983 | 7.7317 | -79.9795 |  |  |  | 0.21096 | -1.1939 | 46.3834 | 46.3834 | 4.5174 | -79.9795 |  |  |  | 0 | 0 | 55.0663 | 55.0663 | 0 | #DIV/0! |  |  |  | 0 | 0 | 55.0663 | 55.0663 | 0 | #DIV/0! |  |  |  | 0 | 0 | 55.0663 | 55.0663 | 0 | #DIV/0!
[13 empty] | 141.6 | 141.6 | 20.5056 | 0.14746 | -0.84453 | 48.9686 | 48.9686 | 7.8586 | -80.0959 |  |  |  | 0.20853 | -1.1943 | 46.4812 | 46.4812 | 4.7726 | -80.0959 |  |  |  | 0 | 0 | 55.0663 | 55.0663 | 0 | #DIV/0! |  |  |  | 0 | 0 | 55.0663 | 55.0663 | 0 | #DIV/0! |  |  |  | 0 | 0 | 55.0663 | 55.0663 | 0 | #DIV/0!
[13 empty] | 141.7 | 141.7 | 20.7468 | 0.14574 | -0.84482 | 49.039 | 49.039 | 7.9854 | -80.2122 |  |  |  | 0.20611 | -1.1948 | 46.5791 | 46.5791 | 5.0279 | -80.2122 |  |  |  | 0 | 0 | 55.0663 | 55.0663 | 0 | #DIV/0! |  |  |  | 0 | 0 | 55.0663 | 55.0663 | 0 | #DIV/0! |  |  |  | 0 | 0 | 55.0663 | 55.0663 | 0 | #DIV/0!
[13 empty] | 141.8 | 141.8 | 20.9869 | 0.14403 | -0.84512 | 49.1094 | 49.1094 | 8.1121 | -80.3284 |  |  |  | 0.20368 | -1.1952 | 46.677 | 46.677 | 5.2834 | -80.3284 |  |  |  | 0 | 0 | 55.0663 | 55.0663 | 0 | #DIV/0! |  |  |  | 0 | 0 | 55.0663 | 55.0663 | 0 | #DIV/0! |  |  |  | 0 | 0 | 55.0663 | 55.0663 | 0 | #DIV/0!
[13 empty] | 141.9 | 141.9 | 21.2259 | 0.14231 | -0.84541 | 49.1798 | 49.1798 | 8.2387 | -80.4447 |  |  |  | 0.20126 | -1.1956 | 46.7751 | 46.7751 | 5.5389 | -80.4447 |  |  |  | 0 | 0 | 55.0663 | 55.0663 | 0 | #DIV/0! |  |  |  | 0 | 0 | 55.0663 | 55.0663 | 0 | #DIV/0! |  |  |  | 0 | 0 | 55.0663 | 55.0663 | 0 | #DIV/0!
[13 empty] | 142 | 142 | 21.464 | 0.1406 | -0.8457 | 49.2503 | 49.2503 | 8.3652 | -80.5609 |  |  |  | 0.19884 | -1.196 | 46.8732 | 46.8732 | 5.7946 | -80.5609 |  |  |  | 0 | 0 | 55.0663 | 55.0663 | 0 | #DIV/0! |  |  |  | 0 | 0 | 55.0663 | 55.0663 | 0 | #DIV/0! |  |  |  | 0 | 0 | 55.0663 | 55.0663 | 0 | #DIV/0!
[13 empty] | 142.1 | 142.1 | 21.7009 | 0.13888 | -0.84598 | 49.3207 | 49.3207 | 8.4916 | -80.677 |  |  |  | 0.19641 | -1.1964 | 46.9714 | 46.9714 | 6.0504 | -80.677 |  |  |  | 0 | 0 | 55.0663 | 55.0663 | 0 | #DIV/0! |  |  |  | 0 | 0 | 55.0663 | 55.0663 | 0 | #DIV/0! |  |  |  | 0 | 0 | 55.0663 | 55.0663 | 0 | #DIV/0!
[13 empty] | 142.2 | 142.2 | 21.9368 | 0.13717 | -0.84626 | 49.3912 | 49.3912 | 8.6178 | -80.7931 |  |  |  | 0.19399 | -1.1968 | 47.0697 | 47.0697 | 6.3062 | -80.7931 |  |  |  | 0 | 0 | 55.0663 | 55.0663 | 0 | #DIV/0! |  |  |  | 0 | 0 | 55.0663 | 55.0663 | 0 | #DIV/0! |  |  |  | 0 | 0 | 55.0663 | 55.0663 | 0 | #DIV/0!
[13 empty] | 142.3 | 142.3 | 22.1716 | 0.13545 | -0.84654 | 49.4617 | 49.4617 | 8.7439 | -80.9092 |  |  |  | 0.19156 | -1.1972 | 47.168 | 47.168 | 6.562 | -80.9092 |  |  |  | 0 | 0 | 55.0663 | 55.0663 | 0 | #DIV/0! |  |  |  | 0 | 0 | 55.0663 | 55.0663 | 0 | #DIV/0! |  |  |  | 0 | 0 | 55.0663 | 55.0663 | 0 | #DIV/0!
[13 empty] | 142.4 | 142.4 | 22.4053 | 0.13374 | -0.84681 | 49.5323 | 49.5323 | 8.8699 | -81.0252 |  |  |  | 0.18914 | -1.1976 | 47.2665 | 47.2665 | 6.8179 | -81.0252 |  |  |  | 0 | 0 | 55.0663 | 55.0663 | 0 | #DIV/0! |  |  |  | 0 | 0 | 55.0663 | 55.0663 | 0 | #DIV/0! |  |  |  | 0 | 0 | 55.0663 | 55.0663 | 0 | #DIV/0!
[13 empty] | 142.5 | 142.5 | 22.6379 | 0.13202 | -0.84708 | 49.6028 | 49.6028 | 8.9958 | -81.1412 |  |  |  | 0.18671 | -1.1979 | 47.365 | 47.365 | 7.0737 | -81.1412 |  |  |  | 0 | 0 | 55.0663 | 55.0663 | 0 | #DIV/0! |  |  |  | 0 | 0 | 55.0663 | 55.0663 | 0 | #DIV/0! |  |  |  | 0 | 0 | 55.0663 | 55.0663 | 0 | #DIV/0!
[13 empty] | 142.6 | 142.6 | 22.8694 | 0.13031 | -0.84734 | 49.6734 | 49.6734 | 9.1215 | -81.2572 |  |  |  | 0.18429 | -1.1983 | 47.4636 | 47.4636 | 7.3296 | -81.2572 |  |  |  | 0 | 0 | 55.0663 | 55.0663 | 0 | #DIV/0! |  |  |  | 0 | 0 | 55.0663 | 55.0663 | 0 | #DIV/0! |  |  |  | 0 | 0 | 55.0663 | 55.0663 | 0 | #DIV/0!
[13 empty] | 142.7 | 142.7 | 23.0997 | 0.1286 | -0.8476 | 49.744 | 49.744 | 9.247 | -81.3731 |  |  |  | 0.18186 | -1.1987 | 47.5622 | 47.5622 | 7.5853 | -81.3731 |  |  |  | 0 | 0 | 55.0663 | 55.0663 | 0 | #DIV/0! |  |  |  | 0 | 0 | 55.0663 | 55.0663 | 0 | #DIV/0! |  |  |  | 0 | 0 | 55.0663 | 55.0663 | 0 | #DIV/0!
[13 empty] | 142.8 | 142.8 | 23.3289 | 0.12688 | -0.84786 | 49.8146 | 49.8146 | 9.3724 | -81.489 |  |  |  | 0.17944 | -1.1991 | 47.6609 | 47.6609 | 7.8411 | -81.489 |  |  |  | 0 | 0 | 55.0663 | 55.0663 | 0 | #DIV/0! |  |  |  | 0 | 0 | 55.0663 | 55.0663 | 0 | #DIV/0! |  |  |  | 0 | 0 | 55.0663 | 55.0663 | 0 | #DIV/0!
[13 empty] | 142.9 | 142.9 | 23.5569 | 0.12517 | -0.84812 | 49.8852 | 49.8852 | 9.4976 | -81.6048 |  |  |  | 0.17701 | -1.1994 | 47.7597 | 47.7597 | 8.0967 | -81.6048 |  |  |  | 0 | 0 | 55.0663 | 55.0663 | 0 | #DIV/0! |  |  |  | 0 | 0 | 55.0663 | 55.0663 | 0 | #DIV/0! |  |  |  | 0 | 0 | 55.0663 | 55.0663 | 0 | #DIV/0!
[13 empty] | 143 | 143 | 23.7838 | 0.12345 | -0.84837 | 49.9559 | 49.9559 | 9.6226 | -81.7206 |  |  |  | 0.17459 | -1.1998 | 47.8586 | 47.8586 | 8.3522 | -81.7206 |  |  |  | 0 | 0 | 55.0663 | 55.0663 | 0 | #DIV/0! |  |  |  | 0 | 0 | 55.0663 | 55.0663 | 0 | #DIV/0! |  |  |  | 0 | 0 | 55.0663 | 55.0663 | 0 | #DIV/0!
[13 empty] | 143.1 | 143.1 | 24.0095 | 0.12174 | -0.84862 | 50.0265 | 50.0265 | 9.7475 | -81.8364 |  |  |  | 0.17216 | -1.2001 | 47.9575 | 47.9575 | 8.6076 | -81.8364 |  |  |  | 0 | 0 | 55.0663 | 55.0663 | 0 | #DIV/0! |  |  |  | 0 | 0 | 55.0663 | 55.0663 | 0 | #DIV/0! |  |  |  | 0 | 0 | 55.0663 | 55.0663 | 0 | #DIV/0!
[13 empty] | 143.2 | 143.2 | 24.234 | 0.12002 | -0.84886 | 50.0972 | 50.0972 | 9.8722 | -81.9522 |  |  |  | 0.16974 | -1.2005 | 48.0564 | 48.0564 | 8.8629 | -81.9522 |  |  |  | 0 | 0 | 55.0663 | 55.0663 | 0 | #DIV/0! |  |  |  | 0 | 0 | 55.0663 | 55.0663 | 0 | #DIV/0! |  |  |  | 0 | 0 | 55.0663 | 55.0663 | 0 | #DIV/0!
[13 empty] | 143.3 | 143.3 | 24.4573 | 0.11831 | -0.8491 | 50.1679 | 50.1679 | 9.9967 | -82.0679 |  |  |  | 0.16731 | -1.2008 | 48.1555 | 48.1555 | 9.118 | -82.0679 |  |  |  | 0 | 0 | 55.0663 | 55.0663 | 0 | #DIV/0! |  |  |  | 0 | 0 | 55.0663 | 55.0663 | 0 | #DIV/0! |  |  |  | 0 | 0 | 55.0663 | 55.0663 | 0 | #DIV/0!
[13 empty] | 143.4 | 143.4 | 24.6794 | 0.11659 | -0.84934 | 50.2386 | 50.2386 | 10.121 | -82.1836 |  |  |  | 0.16489 | -1.2011 | 48.2546 | 48.2546 | 9.3729 | -82.1836 |  |  |  | 0 | 0 | 55.0663 | 55.0663 | 0 | #DIV/0! |  |  |  | 0 | 0 | 55.0663 | 55.0663 | 0 | #DIV/0! |  |  |  | 0 | 0 | 55.0663 | 55.0663 | 0 | #DIV/0!
[13 empty] | 143.5 | 143.5 | 24.9003 | 0.11488 | -0.84957 | 50.3093 | 50.3093 | 10.2451 | -82.2992 |  |  |  | 0.16246 | -1.2015 | 48.3537 | 48.3537 | 9.6276 | -82.2992 |  |  |  | 0 | 0 | 55.0663 | 55.0663 | 0 | #DIV/0! |  |  |  | 0 | 0 | 55.0663 | 55.0663 | 0 | #DIV/0! |  |  |  | 0 | 0 | 55.0663 | 55.0663 | 0 | #DIV/0!
[13 empty] | 143.6 | 143.6 | 25.1199 | 0.11316 | -0.8498 | 50.3801 | 50.3801 | 10.369 | -82.4148 |  |  |  | 0.16004 | -1.2018 | 48.453 | 48.453 | 9.8821 | -82.4148 |  |  |  | 0 | 0 | 55.0663 | 55.0663 | 0 | #DIV/0! |  |  |  | 0 | 0 | 55.0663 | 55.0663 | 0 | #DIV/0! |  |  |  | 0 | 0 | 55.0663 | 55.0663 | 0 | #DIV/0!
[13 empty] | 143.7 | 143.7 | 25.3383 | 0.11145 | -0.85003 | 50.4509 | 50.4509 | 10.4927 | -82.5304 |  |  |  | 0.15761 | -1.2021 | 48.5522 | 48.5522 | 10.1363 | -82.5304 |  |  |  | 0 | 0 | 55.0663 | 55.0663 | 0 | #DIV/0! |  |  |  | 0 | 0 | 55.0663 | 55.0663 | 0 | #DIV/0! |  |  |  | 0 | 0 | 55.0663 | 55.0663 | 0 | #DIV/0!
[13 empty] | 143.8 | 143.8 | 25.5555 | 0.10973 | -0.85025 | 50.5216 | 50.5216 | 10.6162 | -82.646 |  |  |  | 0.15519 | -1.2024 | 48.6515 | 48.6515 | 10.3903 | -82.646 |  |  |  | 0 | 0 | 55.0663 | 55.0663 | 0 | #DIV/0! |  |  |  | 0 | 0 | 55.0663 | 55.0663 | 0 | #DIV/0! |  |  |  | 0 | 0 | 55.0663 | 55.0663 | 0 | #DIV/0!
[13 empty] | 143.9 | 143.9 | 25.7713 | 0.10802 | -0.85047 | 50.5924 | 50.5924 | 10.7395 | -82.7615 |  |  |  | 0.15276 | -1.2027 | 48.7509 | 48.7509 | 10.6439 | -82.7615 |  |  |  | 0 | 0 | 55.0663 | 55.0663 | 0 | #DIV/0! |  |  |  | 0 | 0 | 55.0663 | 55.0663 | 0 | #DIV/0! |  |  |  | 0 | 0 | 55.0663 | 55.0663 | 0 | #DIV/0!
[13 empty] | 144 | 144 | 25.9859 | 0.10631 | -0.85069 | 50.6632 | 50.6632 | 10.8625 | -82.877 |  |  |  | 0.15034 | -1.2031 | 48.8503 | 48.8503 | 10.8973 | -82.877 |  |  |  | 0 | 0 | 55.0663 | 55.0663 | 0 | #DIV/0! |  |  |  | 0 | 0 | 55.0663 | 55.0663 | 0 | #DIV/0! |  |  |  | 0 | 0 | 55.0663 | 55.0663 | 0 | #DIV/0!
[13 empty] | 144.1 | 144.1 | 26.1993 | 0.10459 | -0.8509 | 50.734 | 50.734 | 10.9853 | -82.9925 |  |  |  | 0.14791 | -1.2034 | 48.9498 | 48.9498 | 11.1503 | -82.9925 |  |  |  | 0 | 0 | 55.0663 | 55.0663 | 0 | #DIV/0! |  |  |  | 0 | 0 | 55.0663 | 55.0663 | 0 | #DIV/0! |  |  |  | 0 | 0 | 55.0663 | 55.0663 | 0 | #DIV/0!
[13 empty] | 144.2 | 144.2 | 26.4113 | 0.10288 | -0.85111 | 50.8049 | 50.8049 | 11.1079 | -83.1079 |  |  |  | 0.14549 | -1.2036 | 49.0494 | 49.0494 | 11.403 | -83.1079 |  |  |  | 0 | 0 | 55.0663 | 55.0663 | 0 | #DIV/0! |  |  |  | 0 | 0 | 55.0663 | 55.0663 | 0 | #DIV/0! |  |  |  | 0 | 0 | 55.0663 | 55.0663 | 0 | #DIV/0!
[13 empty] | 144.3 | 144.3 | 26.622 | 0.10116 | -0.85131 | 50.8757 | 50.8757 | 11.2302 | -83.2233 |  |  |  | 0.14306 | -1.2039 | 49.1489 | 49.1489 | 11.6554 | -83.2233 |  |  |  | 0 | 0 | 55.0663 | 55.0663 | 0 | #DIV/0! |  |  |  | 0 | 0 | 55.0663 | 55.0663 | 0 | #DIV/0! |  |  |  | 0 | 0 | 55.0663 | 55.0663 | 0 | #DIV/0!
[13 empty] | 144.4 | 144.4 | 26.8314 | 0.099447 | -0.85152 | 50.9465 | 50.9465 | 11.3523 | -83.3387 |  |  |  | 0.14064 | -1.2042 | 49.2485 | 49.2485 | 11.9073 | -83.3387 |  |  |  | 0 | 0 | 55.0663 | 55.0663 | 0 | #DIV/0! |  |  |  | 0 | 0 | 55.0663 | 55.0663 | 0 | #DIV/0! |  |  |  | 0 | 0 | 55.0663 | 55.0663 | 0 | #DIV/0!
[13 empty] | 144.5 | 144.5 | 27.0395 | 0.097733 | -0.85171 | 51.0174 | 51.0174 | 11.4741 | -83.4541 |  |  |  | 0.13821 | -1.2045 | 49.3482 | 49.3482 | 12.1588 | -83.4541 |  |  |  | 0 | 0 | 55.0663 | 55.0663 | 0 | #DIV/0! |  |  |  | 0 | 0 | 55.0663 | 55.0663 | 0 | #DIV/0! |  |  |  | 0 | 0 | 55.0663 | 55.0663 | 0 | #DIV/0!
[13 empty] | 144.6 | 144.6 | 27.2462 | 0.096018 | -0.85191 | 51.0883 | 51.0883 | 11.5957 | -83.5694 |  |  |  | 0.13579 | -1.2048 | 49.4479 | 49.4479 | 12.4099 | -83.5694 |  |  |  | 0 | 0 | 55.0663 | 55.0663 | 0 | #DIV/0! |  |  |  | 0 | 0 | 55.0663 | 55.0663 | 0 | #DIV/0! |  |  |  | 0 | 0 | 55.0663 | 55.0663 | 0 | #DIV/0!
[13 empty] | 144.7 | 144.7 | 27.4516 | 0.094303 | -0.8521 | 51.1592 | 51.1592 | 11.717 | -83.6847 |  |  |  | 0.13337 | -1.2051 | 49.5477 | 49.5477 | 12.6606 | -83.6847 |  |  |  | 0 | 0 | 55.0663 | 55.0663 | 0 | #DIV/0! |  |  |  | 0 | 0 | 55.0663 | 55.0663 | 0 | #DIV/0! |  |  |  | 0 | 0 | 55.0663 | 55.0663 | 0 | #DIV/0!
[13 empty] | 144.8 | 144.8 | 27.6556 | 0.092589 | -0.85229 | 51.2301 | 51.2301 | 11.838 | -83.8 |  |  |  | 0.13094 | -1.2053 | 49.6474 | 49.6474 | 12.9108 | -83.8 |  |  |  | 0 | 0 | 55.0663 | 55.0663 | 0 | #DIV/0! |  |  |  | 0 | 0 | 55.0663 | 55.0663 | 0 | #DIV/0! |  |  |  | 0 | 0 | 55.0663 | 55.0663 | 0 | #DIV/0!
[13 empty] | 144.9 | 144.9 | 27.8582 | 0.090874 | -0.85247 | 51.301 | 51.301 | 11.9588 | -83.9152 |  |  |  | 0.12852 | -1.2056 | 49.7473 | 49.7473 | 13.1605 | -83.9152 |  |  |  | 0 | 0 | 55.0663 | 55.0663 | 0 | #DIV/0! |  |  |  | 0 | 0 | 55.0663 | 55.0663 | 0 | #DIV/0! |  |  |  | 0 | 0 | 55.0663 | 55.0663 | 0 | #DIV/0!
[13 empty] | 145 | 145 | 28.0595 | 0.08916 | -0.85265 | 51.3719 | 51.3719 | 12.0793 | -84.0304 |  |  |  | 0.12609 | -1.2058 | 49.8471 | 49.8471 | 13.4097 | -84.0304 |  |  |  | 0 | 0 | 55.0663 | 55.0663 | 0 | #DIV/0! |  |  |  | 0 | 0 | 55.0663 | 55.0663 | 0 | #DIV/0! |  |  |  | 0 | 0 | 55.0663 | 55.0663 | 0 | #DIV/0!
[13 empty] | 145.1 | 145.1 | 28.2594 | 0.087445 | -0.85283 | 51.4428 | 51.4428 | 12.1995 | -84.1456 |  |  |  | 0.12367 | -1.2061 | 49.947 | 49.947 | 13.6584 | -84.1456 |  |  |  | 0 | 0 | 55.0663 | 55.0663 | 0 | #DIV/0! |  |  |  | 0 | 0 | 55.0663 | 55.0663 | 0 | #DIV/0! |  |  |  | 0 | 0 | 55.0663 | 55.0663 | 0 | #DIV/0!
[13 empty] | 145.2 | 145.2 | 28.4579 | 0.08573 | -0.85301 | 51.5138 | 51.5138 | 12.3194 | -84.2608 |  |  |  | 0.12124 | -1.2063 | 50.047 | 50.047 | 13.9065 | -84.2608 |  |  |  | 0 | 0 | 55.0663 | 55.0663 | 0 | #DIV/0! |  |  |  | 0 | 0 | 55.0663 | 55.0663 | 0 | #DIV/0! |  |  |  | 0 | 0 | 55.0663 | 55.0663 | 0 | #DIV/0!
[13 empty] | 145.3 | 145.3 | 28.6549 | 0.084016 | -0.85318 | 51.5847 | 51.5847 | 12.439 | -84.376 |  |  |  | 0.11882 | -1.2066 | 50.1469 | 50.1469 | 14.1541 | -84.376 |  |  |  | 0 | 0 | 55.0663 | 55.0663 | 0 | #DIV/0! |  |  |  | 0 | 0 | 55.0663 | 55.0663 | 0 | #DIV/0! |  |  |  | 0 | 0 | 55.0663 | 55.0663 | 0 | #DIV/0!
[13 empty] | 145.4 | 145.4 | 28.8506 | 0.082301 | -0.85334 | 51.6557 | 51.6557 | 12.5583 | -84.4911 |  |  |  | 0.11639 | -1.2068 | 50.2469 | 50.2469 | 14.4011 | -84.4911 |  |  |  | 0 | 0 | 55.0663 | 55.0663 | 0 | #DIV/0! |  |  |  | 0 | 0 | 55.0663 | 55.0663 | 0 | #DIV/0! |  |  |  | 0 | 0 | 55.0663 | 55.0663 | 0 | #DIV/0!
[13 empty] | 145.5 | 145.5 | 29.0448 | 0.080587 | -0.85351 | 51.7266 | 51.7266 | 12.6773 | -84.6062 |  |  |  | 0.11397 | -1.207 | 50.347 | 50.347 | 14.6475 | -84.6062 |  |  |  | 0 | 0 | 55.0663 | 55.0663 | 0 | #DIV/0! |  |  |  | 0 | 0 | 55.0663 | 55.0663 | 0 | #DIV/0! |  |  |  | 0 | 0 | 55.0663 | 55.0663 | 0 | #DIV/0!
[13 empty] | 145.6 | 145.6 | 29.2376 | 0.078872 | -0.85367 | 51.7976 | 51.7976 | 12.796 | -84.7213 |  |  |  | 0.11154 | -1.2073 | 50.447 | 50.447 | 14.8933 | -84.7213 |  |  |  | 0 | 0 | 55.0663 | 55.0663 | 0 | #DIV/0! |  |  |  | 0 | 0 | 55.0663 | 55.0663 | 0 | #DIV/0! |  |  |  | 0 | 0 | 55.0663 | 55.0663 | 0 | #DIV/0!
[13 empty] | 145.7 | 145.7 | 29.429 | 0.077157 | -0.85382 | 51.8686 | 51.8686 | 12.9144 | -84.8364 |  |  |  | 0.10912 | -1.2075 | 50.5471 | 50.5471 | 15.1384 | -84.8364 |  |  |  | 0 | 0 | 55.0663 | 55.0663 | 0 | #DIV/0! |  |  |  | 0 | 0 | 55.0663 | 55.0663 | 0 | #DIV/0! |  |  |  | 0 | 0 | 55.0663 | 55.0663 | 0 | #DIV/0!
[13 empty] | 145.8 | 145.8 | 29.6188 | 0.075443 | -0.85398 | 51.9395 | 51.9395 | 13.0324 | -84.9514 |  |  |  | 0.10669 | -1.2077 | 50.6473 | 50.6473 | 15.3829 | -84.9514 |  |  |  | 0 | 0 | 55.0663 | 55.0663 | 0 | #DIV/0! |  |  |  | 0 | 0 | 55.0663 | 55.0663 | 0 | #DIV/0! |  |  |  | 0 | 0 | 55.0663 | 55.0663 | 0 | #DIV/0!
[13 empty] | 145.9 | 145.9 | 29.8073 | 0.073728 | -0.85413 | 52.0105 | 52.0105 | 13.1501 | -85.0665 |  |  |  | 0.10427 | -1.2079 | 50.7474 | 50.7474 | 15.6267 | -85.0665 |  |  |  | 0 | 0 | 55.0663 | 55.0663 | 0 | #DIV/0! |  |  |  | 0 | 0 | 55.0663 | 55.0663 | 0 | #DIV/0! |  |  |  | 0 | 0 | 55.0663 | 55.0663 | 0 | #DIV/0!
[13 empty] | 146 | 146 | 29.9942 | 0.072014 | -0.85427 | 52.0815 | 52.0815 | 13.2675 | -85.1815 |  |  |  | 0.10184 | -1.2081 | 50.8476 | 50.8476 | 15.8698 | -85.1815 |  |  |  | 0 | 0 | 55.0663 | 55.0663 | 0 | #DIV/0! |  |  |  | 0 | 0 | 55.0663 | 55.0663 | 0 | #DIV/0! |  |  |  | 0 | 0 | 55.0663 | 55.0663 | 0 | #DIV/0!
[13 empty] | 146.1 | 146.1 | 30.1797 | 0.070299 | -0.85442 | 52.1525 | 52.1525 | 13.3846 | -85.2965 |  |  |  | 0.099418 | -1.2083 | 50.9478 | 50.9478 | 16.1122 | -85.2965 |  |  |  | 0 | 0 | 55.0663 | 55.0663 | 0 | #DIV/0! |  |  |  | 0 | 0 | 55.0663 | 55.0663 | 0 | #DIV/0! |  |  |  | 0 | 0 | 55.0663 | 55.0663 | 0 | #DIV/0!
[13 empty] | 146.2 | 146.2 | 30.3636 | 0.068584 | -0.85456 | 52.2235 | 52.2235 | 13.5013 | -85.4114 |  |  |  | 0.096993 | -1.2085 | 51.048 | 51.048 | 16.3538 | -85.4114 |  |  |  | 0 | 0 | 55.0663 | 55.0663 | 0 | #DIV/0! |  |  |  | 0 | 0 | 55.0663 | 55.0663 | 0 | #DIV/0! |  |  |  | 0 | 0 | 55.0663 | 55.0663 | 0 | #DIV/0!
[13 empty] | 146.3 | 146.3 | 30.5461 | 0.06687 | -0.85469 | 52.2946 | 52.2946 | 13.6177 | -85.5264 |  |  |  | 0.094568 | -1.2087 | 51.1482 | 51.1482 | 16.5947 | -85.5264 |  |  |  | 0 | 0 | 55.0663 | 55.0663 | 0 | #DIV/0! |  |  |  | 0 | 0 | 55.0663 | 55.0663 | 0 | #DIV/0! |  |  |  | 0 | 0 | 55.0663 | 55.0663 | 0 | #DIV/0!
[13 empty] | 146.4 | 146.4 | 30.727 | 0.065155 | -0.85482 | 52.3656 | 52.3656 | 13.7337 | -85.6413 |  |  |  | 0.092143 | -1.2089 | 51.2485 | 51.2485 | 16.8349 | -85.6413 |  |  |  | 0 | 0 | 55.0663 | 55.0663 | 0 | #DIV/0! |  |  |  | 0 | 0 | 55.0663 | 55.0663 | 0 | #DIV/0! |  |  |  | 0 | 0 | 55.0663 | 55.0663 | 0 | #DIV/0!
[13 empty] | 146.5 | 146.5 | 30.9065 | 0.06344 | -0.85495 | 52.4366 | 52.4366 | 13.8494 | -85.7562 |  |  |  | 0.089718 | -1.2091 | 51.3488 | 51.3488 | 17.0742 | -85.7562 |  |  |  | 0 | 0 | 55.0663 | 55.0663 | 0 | #DIV/0! |  |  |  | 0 | 0 | 55.0663 | 55.0663 | 0 | #DIV/0! |  |  |  | 0 | 0 | 55.0663 | 55.0663 | 0 | #DIV/0!
[13 empty] | 146.6 | 146.6 | 31.0844 | 0.061726 | -0.85508 | 52.5076 | 52.5076 | 13.9647 | -85.8711 |  |  |  | 0.087294 | -1.2093 | 51.4491 | 51.4491 | 17.3128 | -85.8711 |  |  |  | 0 | 0 | 55.0663 | 55.0663 | 0 | #DIV/0! |  |  |  | 0 | 0 | 55.0663 | 55.0663 | 0 | #DIV/0! |  |  |  | 0 | 0 | 55.0663 | 55.0663 | 0 | #DIV/0!
[13 empty] | 146.7 | 146.7 | 31.2607 | 0.060011 | -0.8552 | 52.5787 | 52.5787 | 14.0797 | -85.986 |  |  |  | 0.084869 | -1.2094 | 51.5494 | 51.5494 | 17.5505 | -85.986 |  |  |  | 0 | 0 | 55.0663 | 55.0663 | 0 | #DIV/0! |  |  |  | 0 | 0 | 55.0663 | 55.0663 | 0 | #DIV/0! |  |  |  | 0 | 0 | 55.0663 | 55.0663 | 0 | #DIV/0!
[13 empty] | 146.8 | 146.8 | 31.4355 | 0.058297 | -0.85532 | 52.6497 | 52.6497 | 14.1942 | -86.1009 |  |  |  | 0.082444 | -1.2096 | 51.6497 | 51.6497 | 17.7874 | -86.1009 |  |  |  | 0 | 0 | 55.0663 | 55.0663 | 0 | #DIV/0! |  |  |  | 0 | 0 | 55.0663 | 55.0663 | 0 | #DIV/0! |  |  |  | 0 | 0 | 55.0663 | 55.0663 | 0 | #DIV/0!
[13 empty] | 146.9 | 146.9 | 31.6088 | 0.056582 | -0.85543 | 52.7207 | 52.7207 | 14.3084 | -86.2157 |  |  |  | 0.080019 | -1.2098 | 51.7501 | 51.7501 | 18.0235 | -86.2157 |  |  |  | 0 | 0 | 55.0663 | 55.0663 | 0 | #DIV/0! |  |  |  | 0 | 0 | 55.0663 | 55.0663 | 0 | #DIV/0! |  |  |  | 0 | 0 | 55.0663 | 55.0663 | 0 | #DIV/0!
[13 empty] | 147 | 147 | 31.7805 | 0.054867 | -0.85555 | 52.7918 | 52.7918 | 14.4223 | -86.3306 |  |  |  | 0.077594 | -1.2099 | 51.8505 | 51.8505 | 18.2586 | -86.3306 |  |  |  | 0 | 0 | 55.0663 | 55.0663 | 0 | #DIV/0! |  |  |  | 0 | 0 | 55.0663 | 55.0663 | 0 | #DIV/0! |  |  |  | 0 | 0 | 55.0663 | 55.0663 | 0 | #DIV/0!
[13 empty] | 147.1 | 147.1 | 31.9506 | 0.053153 | -0.85565 | 52.8628 | 52.8628 | 14.5357 | -86.4454 |  |  |  | 0.075169 | -1.2101 | 51.9509 | 51.9509 | 18.4929 | -86.4454 |  |  |  | 0 | 0 | 55.0663 | 55.0663 | 0 | #DIV/0! |  |  |  | 0 | 0 | 55.0663 | 55.0663 | 0 | #DIV/0! |  |  |  | 0 | 0 | 55.0663 | 55.0663 | 0 | #DIV/0!
[13 empty] | 147.2 | 147.2 | 32.1191 | 0.051438 | -0.85576 | 52.9339 | 52.9339 | 14.6488 | -86.5602 |  |  |  | 0.072745 | -1.2102 | 52.0513 | 52.0513 | 18.7263 | -86.5602 |  |  |  | 0 | 0 | 55.0663 | 55.0663 | 0 | #DIV/0! |  |  |  | 0 | 0 | 55.0663 | 55.0663 | 0 | #DIV/0! |  |  |  | 0 | 0 | 55.0663 | 55.0663 | 0 | #DIV/0!
[13 empty] | 147.3 | 147.3 | 32.2861 | 0.049724 | -0.85586 | 53.005 | 53.005 | 14.7614 | -86.675 |  |  |  | 0.07032 | -1.2104 | 52.1517 | 52.1517 | 18.9587 | -86.675 |  |  |  | 0 | 0 | 55.0663 | 55.0663 | 0 | #DIV/0! |  |  |  | 0 | 0 | 55.0663 | 55.0663 | 0 | #DIV/0! |  |  |  | 0 | 0 | 55.0663 | 55.0663 | 0 | #DIV/0!
[13 empty] | 147.4 | 147.4 | 32.4514 | 0.048009 | -0.85596 | 53.076 | 53.076 | 14.8737 | -86.7898 |  |  |  | 0.067895 | -1.2105 | 52.2521 | 52.2521 | 19.1902 | -86.7898 |  |  |  | 0 | 0 | 55.0663 | 55.0663 | 0 | #DIV/0! |  |  |  | 0 | 0 | 55.0663 | 55.0663 | 0 | #DIV/0! |  |  |  | 0 | 0 | 55.0663 | 55.0663 | 0 | #DIV/0!
[13 empty] | 147.5 | 147.5 | 32.6152 | 0.046294 | -0.85605 | 53.1471 | 53.1471 | 14.9855 | -86.9045 |  |  |  | 0.06547 | -1.2106 | 52.3525 | 52.3525 | 19.4207 | -86.9045 |  |  |  | 0 | 0 | 55.0663 | 55.0663 | 0 | #DIV/0! |  |  |  | 0 | 0 | 55.0663 | 55.0663 | 0 | #DIV/0! |  |  |  | 0 | 0 | 55.0663 | 55.0663 | 0 | #DIV/0!
[13 empty] | 147.6 | 147.6 | 32.7773 | 0.04458 | -0.85614 | 53.2182 | 53.2182 | 15.097 | -87.0193 |  |  |  | 0.063045 | -1.2108 | 52.453 | 52.453 | 19.6503 | -87.0193 |  |  |  | 0 | 0 | 55.0663 | 55.0663 | 0 | #DIV/0! |  |  |  | 0 | 0 | 55.0663 | 55.0663 | 0 | #DIV/0! |  |  |  | 0 | 0 | 55.0663 | 55.0663 | 0 | #DIV/0!
[13 empty] | 147.7 | 147.7 | 32.9378 | 0.042865 | -0.85623 | 53.2892 | 53.2892 | 15.208 | -87.134 |  |  |  | 0.060621 | -1.2109 | 52.5534 | 52.5534 | 19.8789 | -87.134 |  |  |  | 0 | 0 | 55.0663 | 55.0663 | 0 | #DIV/0! |  |  |  | 0 | 0 | 55.0663 | 55.0663 | 0 | #DIV/0! |  |  |  | 0 | 0 | 55.0663 | 55.0663 | 0 | #DIV/0!
[13 empty] | 147.8 | 147.8 | 33.0967 | 0.041151 | -0.85632 | 53.3603 | 53.3603 | 15.3186 | -87.2487 |  |  |  | 0.058196 | -1.211 | 52.6539 | 52.6539 | 20.1064 | -87.2487 |  |  |  | 0 | 0 | 55.0663 | 55.0663 | 0 | #DIV/0! |  |  |  | 0 | 0 | 55.0663 | 55.0663 | 0 | #DIV/0! |  |  |  | 0 | 0 | 55.0663 | 55.0663 | 0 | #DIV/0!
[13 empty] | 147.9 | 147.9 | 33.2539 | 0.039436 | -0.8564 | 53.4314 | 53.4314 | 15.4288 | -87.3635 |  |  |  | 0.055771 | -1.2111 | 52.7544 | 52.7544 | 20.333 | -87.3635 |  |  |  | 0 | 0 | 55.0663 | 55.0663 | 0 | #DIV/0! |  |  |  | 0 | 0 | 55.0663 | 55.0663 | 0 | #DIV/0! |  |  |  | 0 | 0 | 55.0663 | 55.0663 | 0 | #DIV/0!
[13 empty] | 148 | 148 | 33.4095 | 0.037721 | -0.85647 | 53.5024 | 53.5024 | 15.5386 | -87.4782 |  |  |  | 0.053346 | -1.2112 | 52.8548 | 52.8548 | 20.5585 | -87.4782 |  |  |  | 0 | 0 | 55.0663 | 55.0663 | 0 | #DIV/0! |  |  |  | 0 | 0 | 55.0663 | 55.0663 | 0 | #DIV/0! |  |  |  | 0 | 0 | 55.0663 | 55.0663 | 0 | #DIV/0!
[13 empty] | 148.1 | 148.1 | 33.5634 | 0.036007 | -0.85655 | 53.5735 | 53.5735 | 15.648 | -87.5929 |  |  |  | 0.050921 | -1.2113 | 52.9553 | 52.9553 | 20.7829 | -87.5929 |  |  |  | 0 | 0 | 55.0663 | 55.0663 | 0 | #DIV/0! |  |  |  | 0 | 0 | 55.0663 | 55.0663 | 0 | #DIV/0! |  |  |  | 0 | 0 | 55.0663 | 55.0663 | 0 | #DIV/0!
[13 empty] | 148.2 | 148.2 | 33.7157 | 0.034292 | -0.85662 | 53.6446 | 53.6446 | 15.7569 | -87.7076 |  |  |  | 0.048496 | -1.2114 | 53.0558 | 53.0558 | 21.0063 | -87.7076 |  |  |  | 0 | 0 | 55.0663 | 55.0663 | 0 | #DIV/0! |  |  |  | 0 | 0 | 55.0663 | 55.0663 | 0 | #DIV/0! |  |  |  | 0 | 0 | 55.0663 | 55.0663 | 0 | #DIV/0!
[13 empty] | 148.3 | 148.3 | 33.8663 | 0.032578 | -0.85668 | 53.7157 | 53.7157 | 15.8653 | -87.8222 |  |  |  | 0.046072 | -1.2115 | 53.1563 | 53.1563 | 21.2286 | -87.8222 |  |  |  | 0 | 0 | 55.0663 | 55.0663 | 0 | #DIV/0! |  |  |  | 0 | 0 | 55.0663 | 55.0663 | 0 | #DIV/0! |  |  |  | 0 | 0 | 55.0663 | 55.0663 | 0 | #DIV/0!
[13 empty] | 148.4 | 148.4 | 34.0152 | 0.030863 | -0.85675 | 53.7868 | 53.7868 | 15.9734 | -87.9369 |  |  |  | 0.043647 | -1.2116 | 53.2568 | 53.2568 | 21.4498 | -87.9369 |  |  |  | 0 | 0 | 55.0663 | 55.0663 | 0 | #DIV/0! |  |  |  | 0 | 0 | 55.0663 | 55.0663 | 0 | #DIV/0! |  |  |  | 0 | 0 | 55.0663 | 55.0663 | 0 | #DIV/0!
[13 empty] | 148.5 | 148.5 | 34.1625 | 0.029148 | -0.85681 | 53.8578 | 53.8578 | 16.081 | -88.0516 |  |  |  | 0.041222 | -1.2117 | 53.3573 | 53.3573 | 21.6699 | -88.0516 |  |  |  | 0 | 0 | 55.0663 | 55.0663 | 0 | #DIV/0! |  |  |  | 0 | 0 | 55.0663 | 55.0663 | 0 | #DIV/0! |  |  |  | 0 | 0 | 55.0663 | 55.0663 | 0 | #DIV/0!
[13 empty] | 148.6 | 148.6 | 34.308 | 0.027434 | -0.85686 | 53.9289 | 53.9289 | 16.1881 | -88.1662 |  |  |  | 0.038797 | -1.2118 | 53.4578 | 53.4578 | 21.8888 | -88.1662 |  |  |  | 0 | 0 | 55.0663 | 55.0663 | 0 | #DIV/0! |  |  |  | 0 | 0 | 55.0663 | 55.0663 | 0 | #DIV/0! |  |  |  | 0 | 0 | 55.0663 | 55.0663 | 0 | #DIV/0!
[13 empty] | 148.7 | 148.7 | 34.4519 | 0.025719 | -0.85692 | 54 | 54 | 16.2948 | -88.2809 |  |  |  | 0.036372 | -1.2119 | 53.5584 | 53.5584 | 22.1066 | -88.2809 |  |  |  | 0 | 0 | 55.0663 | 55.0663 | 0 | #DIV/0! |  |  |  | 0 | 0 | 55.0663 | 55.0663 | 0 | #DIV/0! |  |  |  | 0 | 0 | 55.0663 | 55.0663 | 0 | #DIV/0!
[13 empty] | 148.8 | 148.8 | 34.594 | 0.024005 | -0.85697 | 54.0711 | 54.0711 | 16.401 | -88.3955 |  |  |  | 0.033947 | -1.2119 | 53.6589 | 53.6589 | 22.3232 | -88.3955 |  |  |  | 0 | 0 | 55.0663 | 55.0663 | 0 | #DIV/0! |  |  |  | 0 | 0 | 55.0663 | 55.0663 | 0 | #DIV/0! |  |  |  | 0 | 0 | 55.0663 | 55.0663 | 0 | #DIV/0!
[13 empty] | 148.9 | 148.9 | 34.7344 | 0.02229 | -0.85701 | 54.1422 | 54.1422 | 16.5068 | -88.5101 |  |  |  | 0.031523 | -1.212 | 53.7594 | 53.7594 | 22.5387 | -88.5101 |  |  |  | 0 | 0 | 55.0663 | 55.0663 | 0 | #DIV/0! |  |  |  | 0 | 0 | 55.0663 | 55.0663 | 0 | #DIV/0! |  |  |  | 0 | 0 | 55.0663 | 55.0663 | 0 | #DIV/0!
[13 empty] | 149 | 149 | 34.8732 | 0.020575 | -0.85706 | 54.2133 | 54.2133 | 16.6121 | -88.6248 |  |  |  | 0.029098 | -1.2121 | 53.8599 | 53.8599 | 22.7529 | -88.6248 |  |  |  | 0 | 0 | 55.0663 | 55.0663 | 0 | #DIV/0! |  |  |  | 0 | 0 | 55.0663 | 55.0663 | 0 | #DIV/0! |  |  |  | 0 | 0 | 55.0663 | 55.0663 | 0 | #DIV/0!
[13 empty] | 149.1 | 149.1 | 35.0102 | 0.018861 | -0.8571 | 54.2844 | 54.2844 | 16.7169 | -88.7394 |  |  |  | 0.026673 | -1.2121 | 53.9605 | 53.9605 | 22.966 | -88.7394 |  |  |  | 0 | 0 | 55.0663 | 55.0663 | 0 | #DIV/0! |  |  |  | 0 | 0 | 55.0663 | 55.0663 | 0 | #DIV/0! |  |  |  | 0 | 0 | 55.0663 | 55.0663 | 0 | #DIV/0!
[13 empty] | 149.2 | 149.2 | 35.1454 | 0.017146 | -0.85713 | 54.3554 | 54.3554 | 16.8212 | -88.854 |  |  |  | 0.024248 | -1.2122 | 54.061 | 54.061 | 23.1778 | -88.854 |  |  |  | 0 | 0 | 55.0663 | 55.0663 | 0 | #DIV/0! |  |  |  | 0 | 0 | 55.0663 | 55.0663 | 0 | #DIV/0! |  |  |  | 0 | 0 | 55.0663 | 55.0663 | 0 | #DIV/0!
[13 empty] | 149.3 | 149.3 | 35.2789 | 0.015431 | -0.85716 | 54.4265 | 54.4265 | 16.9251 | -88.9686 |  |  |  | 0.021823 | -1.2122 | 54.1615 | 54.1615 | 23.3885 | -88.9686 |  |  |  | 0 | 0 | 55.0663 | 55.0663 | 0 | #DIV/0! |  |  |  | 0 | 0 | 55.0663 | 55.0663 | 0 | #DIV/0! |  |  |  | 0 | 0 | 55.0663 | 55.0663 | 0 | #DIV/0!
[13 empty] | 149.4 | 149.4 | 35.4107 | 0.013717 | -0.85719 | 54.4976 | 54.4976 | 17.0285 | -89.0832 |  |  |  | 0.019399 | -1.2123 | 54.2621 | 54.2621 | 23.5978 | -89.0832 |  |  |  | 0 | 0 | 55.0663 | 55.0663 | 0 | #DIV/0! |  |  |  | 0 | 0 | 55.0663 | 55.0663 | 0 | #DIV/0! |  |  |  | 0 | 0 | 55.0663 | 55.0663 | 0 | #DIV/0!
[13 empty] | 149.5 | 149.5 | 35.5407 | 0.012002 | -0.85722 | 54.5687 | 54.5687 | 17.1314 | -89.1978 |  |  |  | 0.016974 | -1.2123 | 54.3626 | 54.3626 | 23.8059 | -89.1978 |  |  |  | 0 | 0 | 55.0663 | 55.0663 | 0 | #DIV/0! |  |  |  | 0 | 0 | 55.0663 | 55.0663 | 0 | #DIV/0! |  |  |  | 0 | 0 | 55.0663 | 55.0663 | 0 | #DIV/0!
[13 empty] | 149.6 | 149.6 | 35.669 | 0.010288 | -0.85724 | 54.6398 | 54.6398 | 17.2338 | -89.3124 |  |  |  | 0.014549 | -1.2123 | 54.4631 | 54.4631 | 24.0128 | -89.3124 |  |  |  | 0 | 0 | 55.0663 | 55.0663 | 0 | #DIV/0! |  |  |  | 0 | 0 | 55.0663 | 55.0663 | 0 | #DIV/0! |  |  |  | 0 | 0 | 55.0663 | 55.0663 | 0 | #DIV/0!
[13 empty] | 149.7 | 149.7 | 35.7955 | 0.008573 | -0.85726 | 54.7109 | 54.7109 | 17.3357 | -89.427 |  |  |  | 0.012124 | -1.2124 | 54.5637 | 54.5637 | 24.2183 | -89.427 |  |  |  | 0 | 0 | 55.0663 | 55.0663 | 0 | #DIV/0! |  |  |  | 0 | 0 | 55.0663 | 55.0663 | 0 | #DIV/0! |  |  |  | 0 | 0 | 55.0663 | 55.0663 | 0 | #DIV/0!
[13 empty] | 149.8 | 149.8 | 35.9202 | 0.0068584 | -0.85728 | 54.782 | 54.782 | 17.4371 | -89.5416 |  |  |  | 0.0096993 | -1.2124 | 54.6642 | 54.6642 | 24.4225 | -89.5416 |  |  |  | 0 | 0 | 55.0663 | 55.0663 | 0 | #DIV/0! |  |  |  | 0 | 0 | 55.0663 | 55.0663 | 0 | #DIV/0! |  |  |  | 0 | 0 | 55.0663 | 55.0663 | 0 | #DIV/0!
[13 empty] | 149.9 | 149.9 | 36.0431 | 0.0051438 | -0.85729 | 54.8531 | 54.8531 | 17.538 | -89.6562 |  |  |  | 0.0072745 | -1.2124 | 54.7647 | 54.7647 | 24.6255 | -89.6562 |  |  |  | 0 | 0 | 55.0663 | 55.0663 | 0 | #DIV/0! |  |  |  | 0 | 0 | 55.0663 | 55.0663 | 0 | #DIV/0! |  |  |  | 0 | 0 | 55.0663 | 55.0663 | 0 | #DIV/0!
[13 empty] | 150 | 150 | 36.1643 | 0.0034292 | -0.8573 | 54.9241 | 54.9241 | 17.6384 | -89.7708 |  |  |  | 0.0048496 | -1.2124 | 54.8653 | 54.8653 | 24.8271 | -89.7708 |  |  |  | 0 | 0 | 55.0663 | 55.0663 | 0 | #DIV/0! |  |  |  | 0 | 0 | 55.0663 | 55.0663 | 0 | #DIV/0! |  |  |  | 0 | 0 | 55.0663 | 55.0663 | 0 | #DIV/0!
[13 empty] | 150.1 | 150.1 | 36.2836 | 0.0017146 | -0.8573 | 54.9952 | 54.9952 | 17.7383 | -89.8854 |  |  |  | 0.0024248 | -1.2124 | 54.9658 | 54.9658 | 25.0273 | -89.8854 |  |  |  | 0 | 0 | 55.0663 | 55.0663 | 0 | #DIV/0! |  |  |  | 0 | 0 | 55.0663 | 55.0663 | 0 | #DIV/0! |  |  |  | 0 | 0 | 55.0663 | 55.0663 | 0 | #DIV/0!
[13 empty] | 150.2 | 150.2 | 36.4012 | -9.6316e-15 | -0.8573 | 55.0663 | 55.0663 | 17.8377 | 90 |  |  |  | -1.5647e-15 | -1.2124 | 55.0663 | 55.0663 | 25.2263 | 90 |  |  |  | 0 | 0 | 55.0663 | 55.0663 | 0 | #DIV/0! |  |  |  | 0 | 0 | 55.0663 | 55.0663 | 0 | #DIV/0! |  |  |  | 0 | 0 | 55.0663 | 55.0663 | 0 | #DIV/0!
[13 empty] | 150.3 | 150.3 | 36.517 | -0.0017146 | -0.8573 | 55.1374 | 55.1374 | 17.9365 | 89.8854 |  |  |  | -0.0024248 | -1.2124 | 55.1669 | 55.1669 | 25.4238 | 89.8854 |  |  |  | 0 | 0 | 55.0663 | 55.0663 | 0 | #DIV/0! |  |  |  | 0 | 0 | 55.0663 | 55.0663 | 0 | #DIV/0! |  |  |  | 0 | 0 | 55.0663 | 55.0663 | 0 | #DIV/0!
[13 empty] | 150.4 | 150.4 | 36.6309 | -0.0034292 | -0.8573 | 55.2085 | 55.2085 | 18.0349 | 89.7708 |  |  |  | -0.0048496 | -1.2124 | 55.2674 | 55.2674 | 25.62 | 89.7708 |  |  |  | 0 | 0 | 55.0663 | 55.0663 | 0 | #DIV/0! |  |  |  | 0 | 0 | 55.0663 | 55.0663 | 0 | #DIV/0! |  |  |  | 0 | 0 | 55.0663 | 55.0663 | 0 | #DIV/0!
[13 empty] | 150.5 | 150.5 | 36.7431 | -0.0051438 | -0.85729 | 55.2796 | 55.2796 | 18.1327 | 89.6562 |  |  |  | -0.0072745 | -1.2124 | 55.3679 | 55.3679 | 25.8148 | 89.6562 |  |  |  | 0 | 0 | 55.0663 | 55.0663 | 0 | #DIV/0! |  |  |  | 0 | 0 | 55.0663 | 55.0663 | 0 | #DIV/0! |  |  |  | 0 | 0 | 55.0663 | 55.0663 | 0 | #DIV/0!
[13 empty] | 150.6 | 150.6 | 36.8534 | -0.0068584 | -0.85728 | 55.3507 | 55.3507 | 18.23 | 89.5416 |  |  |  | -0.0096993 | -1.2124 | 55.4685 | 55.4685 | 26.0082 | 89.5416 |  |  |  | 0 | 0 | 55.0663 | 55.0663 | 0 | #DIV/0! |  |  |  | 0 | 0 | 55.0663 | 55.0663 | 0 | #DIV/0! |  |  |  | 0 | 0 | 55.0663 | 55.0663 | 0 | #DIV/0!
[13 empty] | 150.7 | 150.7 | 36.9619 | -0.008573 | -0.85726 | 55.4218 | 55.4218 | 18.3267 | 89.427 |  |  |  | -0.012124 | -1.2124 | 55.569 | 55.569 | 26.2002 | 89.427 |  |  |  | 0 | 0 | 55.0663 | 55.0663 | 0 | #DIV/0! |  |  |  | 0 | 0 | 55.0663 | 55.0663 | 0 | #DIV/0! |  |  |  | 0 | 0 | 55.0663 | 55.0663 | 0 | #DIV/0!
[13 empty] | 150.8 | 150.8 | 37.0686 | -0.010288 | -0.85724 | 55.4929 | 55.4929 | 18.4229 | 89.3124 |  |  |  | -0.014549 | -1.2123 | 55.6695 | 55.6695 | 26.3907 | 89.3124 |  |  |  | 0 | 0 | 55.0663 | 55.0663 | 0 | #DIV/0! |  |  |  | 0 | 0 | 55.0663 | 55.0663 | 0 | #DIV/0! |  |  |  | 0 | 0 | 55.0663 | 55.0663 | 0 | #DIV/0!
[13 empty] | 150.9 | 150.9 | 37.1734 | -0.012002 | -0.85722 | 55.564 | 55.564 | 18.5186 | 89.1978 |  |  |  | -0.016974 | -1.2123 | 55.7701 | 55.7701 | 26.5798 | 89.1978 |  |  |  | 0 | 0 | 55.0663 | 55.0663 | 0 | #DIV/0! |  |  |  | 0 | 0 | 55.0663 | 55.0663 | 0 | #DIV/0! |  |  |  | 0 | 0 | 55.0663 | 55.0663 | 0 | #DIV/0!
[13 empty] | 151 | 151 | 37.2764 | -0.013717 | -0.85719 | 55.635 | 55.635 | 18.6137 | 89.0832 |  |  |  | -0.019399 | -1.2123 | 55.8706 | 55.8706 | 26.7675 | 89.0832 |  |  |  | 0 | 0 | 55.0663 | 55.0663 | 0 | #DIV/0! |  |  |  | 0 | 0 | 55.0663 | 55.0663 | 0 | #DIV/0! |  |  |  | 0 | 0 | 55.0663 | 55.0663 | 0 | #DIV/0!
[13 empty] | 151.1 | 151.1 | 37.3776 | -0.015431 | -0.85716 | 55.7061 | 55.7061 | 18.7083 | 88.9686 |  |  |  | -0.021823 | -1.2122 | 55.9712 | 55.9712 | 26.9537 | 88.9686 |  |  |  | 0 | 0 | 55.0663 | 55.0663 | 0 | #DIV/0! |  |  |  | 0 | 0 | 55.0663 | 55.0663 | 0 | #DIV/0! |  |  |  | 0 | 0 | 55.0663 | 55.0663 | 0 | #DIV/0!
[13 empty] | 151.2 | 151.2 | 37.4769 | -0.017146 | -0.85713 | 55.7772 | 55.7772 | 18.8024 | 88.854 |  |  |  | -0.024248 | -1.2122 | 56.0717 | 56.0717 | 27.1385 | 88.854 |  |  |  | 0 | 0 | 55.0663 | 55.0663 | 0 | #DIV/0! |  |  |  | 0 | 0 | 55.0663 | 55.0663 | 0 | #DIV/0! |  |  |  | 0 | 0 | 55.0663 | 55.0663 | 0 | #DIV/0!
[13 empty] | 151.3 | 151.3 | 37.5743 | -0.018861 | -0.8571 | 55.8483 | 55.8483 | 18.8959 | 88.7394 |  |  |  | -0.026673 | -1.2121 | 56.1722 | 56.1722 | 27.3218 | 88.7394 |  |  |  | 0 | 0 | 55.0663 | 55.0663 | 0 | #DIV/0! |  |  |  | 0 | 0 | 55.0663 | 55.0663 | 0 | #DIV/0! |  |  |  | 0 | 0 | 55.0663 | 55.0663 | 0 | #DIV/0!
[13 empty] | 151.4 | 151.4 | 37.6699 | -0.020575 | -0.85706 | 55.9194 | 55.9194 | 18.9888 | 88.6248 |  |  |  | -0.029098 | -1.2121 | 56.2728 | 56.2728 | 27.5035 | 88.6248 |  |  |  | 0 | 0 | 55.0663 | 55.0663 | 0 | #DIV/0! |  |  |  | 0 | 0 | 55.0663 | 55.0663 | 0 | #DIV/0! |  |  |  | 0 | 0 | 55.0663 | 55.0663 | 0 | #DIV/0!
[13 empty] | 151.5 | 151.5 | 37.7636 | -0.02229 | -0.85701 | 55.9905 | 55.9905 | 19.0812 | 88.5101 |  |  |  | -0.031523 | -1.212 | 56.3733 | 56.3733 | 27.6838 | 88.5101 |  |  |  | 0 | 0 | 55.0663 | 55.0663 | 0 | #DIV/0! |  |  |  | 0 | 0 | 55.0663 | 55.0663 | 0 | #DIV/0! |  |  |  | 0 | 0 | 55.0663 | 55.0663 | 0 | #DIV/0!
[13 empty] | 151.6 | 151.6 | 37.8555 | -0.024005 | -0.85697 | 56.0616 | 56.0616 | 19.173 | 88.3955 |  |  |  | -0.033947 | -1.2119 | 56.4739 | 56.4739 | 27.8626 | 88.3955 |  |  |  | 0 | 0 | 55.0663 | 55.0663 | 0 | #DIV/0! |  |  |  | 0 | 0 | 55.0663 | 55.0663 | 0 | #DIV/0! |  |  |  | 0 | 0 | 55.0663 | 55.0663 | 0 | #DIV/0!
[13 empty] | 151.7 | 151.7 | 37.9455 | -0.025719 | -0.85692 | 56.1327 | 56.1327 | 19.2642 | 88.2809 |  |  |  | -0.036372 | -1.2119 | 56.5744 | 56.5744 | 28.0399 | 88.2809 |  |  |  | 0 | 0 | 55.0663 | 55.0663 | 0 | #DIV/0! |  |  |  | 0 | 0 | 55.0663 | 55.0663 | 0 | #DIV/0! |  |  |  | 0 | 0 | 55.0663 | 55.0663 | 0 | #DIV/0!
[13 empty] | 151.8 | 151.8 | 38.0336 | -0.027434 | -0.85686 | 56.2038 | 56.2038 | 19.3549 | 88.1662 |  |  |  | -0.038797 | -1.2118 | 56.675 | 56.675 | 28.2156 | 88.1662 |  |  |  | 0 | 0 | 55.0663 | 55.0663 | 0 | #DIV/0! |  |  |  | 0 | 0 | 55.0663 | 55.0663 | 0 | #DIV/0! |  |  |  | 0 | 0 | 55.0663 | 55.0663 | 0 | #DIV/0!
[13 empty] | 151.9 | 151.9 | 38.1198 | -0.029148 | -0.85681 | 56.2749 | 56.2749 | 19.445 | 88.0516 |  |  |  | -0.041222 | -1.2117 | 56.7755 | 56.7755 | 28.3898 | 88.0516 |  |  |  | 0 | 0 | 55.0663 | 55.0663 | 0 | #DIV/0! |  |  |  | 0 | 0 | 55.0663 | 55.0663 | 0 | #DIV/0! |  |  |  | 0 | 0 | 55.0663 | 55.0663 | 0 | #DIV/0!
[13 empty] | 152 | 152 | 38.2041 | -0.030863 | -0.85675 | 56.346 | 56.346 | 19.5345 | 87.9369 |  |  |  | -0.043647 | -1.2116 | 56.8761 | 56.8761 | 28.5624 | 87.9369 |  |  |  | 0 | 0 | 55.0663 | 55.0663 | 0 | #DIV/0! |  |  |  | 0 | 0 | 55.0663 | 55.0663 | 0 | #DIV/0! |  |  |  | 0 | 0 | 55.0663 | 55.0663 | 0 | #DIV/0!
[13 empty] | 152.1 | 152.1 | 38.2865 | -0.032578 | -0.85668 | 56.4171 | 56.4171 | 19.6235 | 87.8222 |  |  |  | -0.046072 | -1.2115 | 56.9767 | 56.9767 | 28.7334 | 87.8222 |  |  |  | 0 | 0 | 55.0663 | 55.0663 | 0 | #DIV/0! |  |  |  | 0 | 0 | 55.0663 | 55.0663 | 0 | #DIV/0! |  |  |  | 0 | 0 | 55.0663 | 55.0663 | 0 | #DIV/0!
[13 empty] | 152.2 | 152.2 | 38.3671 | -0.034292 | -0.85662 | 56.4882 | 56.4882 | 19.7118 | 87.7076 |  |  |  | -0.048496 | -1.2114 | 57.0772 | 57.0772 | 28.9029 | 87.7076 |  |  |  | 0 | 0 | 55.0663 | 55.0663 | 0 | #DIV/0! |  |  |  | 0 | 0 | 55.0663 | 55.0663 | 0 | #DIV/0! |  |  |  | 0 | 0 | 55.0663 | 55.0663 | 0 | #DIV/0!
[13 empty] | 152.3 | 152.3 | 38.4457 | -0.036007 | -0.85655 | 56.5593 | 56.5593 | 19.7996 | 87.5929 |  |  |  | -0.050921 | -1.2113 | 57.1778 | 57.1778 | 29.0709 | 87.5929 |  |  |  | 0 | 0 | 55.0663 | 55.0663 | 0 | #DIV/0! |  |  |  | 0 | 0 | 55.0663 | 55.0663 | 0 | #DIV/0! |  |  |  | 0 | 0 | 55.0663 | 55.0663 | 0 | #DIV/0!
[13 empty] | 152.4 | 152.4 | 38.5225 | -0.037721 | -0.85647 | 56.6304 | 56.6304 | 19.8868 | 87.4782 |  |  |  | -0.053346 | -1.2112 | 57.2784 | 57.2784 | 29.2372 | 87.4782 |  |  |  | 0 | 0 | 55.0663 | 55.0663 | 0 | #DIV/0! |  |  |  | 0 | 0 | 55.0663 | 55.0663 | 0 | #DIV/0! |  |  |  | 0 | 0 | 55.0663 | 55.0663 | 0 | #DIV/0!
[13 empty] | 152.5 | 152.5 | 38.5973 | -0.039436 | -0.8564 | 56.7015 | 56.7015 | 19.9734 | 87.3635 |  |  |  | -0.055771 | -1.2111 | 57.379 | 57.379 | 29.4019 | 87.3635 |  |  |  | 0 | 0 | 55.0663 | 55.0663 | 0 | #DIV/0! |  |  |  | 0 | 0 | 55.0663 | 55.0663 | 0 | #DIV/0! |  |  |  | 0 | 0 | 55.0663 | 55.0663 | 0 | #DIV/0!
[13 empty] | 152.6 | 152.6 | 38.6702 | -0.041151 | -0.85632 | 56.7726 | 56.7726 | 20.0594 | 87.2487 |  |  |  | -0.058196 | -1.211 | 57.4796 | 57.4796 | 29.565 | 87.2487 |  |  |  | 0 | 0 | 55.0663 | 55.0663 | 0 | #DIV/0! |  |  |  | 0 | 0 | 55.0663 | 55.0663 | 0 | #DIV/0! |  |  |  | 0 | 0 | 55.0663 | 55.0663 | 0 | #DIV/0!
[13 empty] | 152.7 | 152.7 | 38.7412 | -0.042865 | -0.85623 | 56.8437 | 56.8437 | 20.1448 | 87.134 |  |  |  | -0.060621 | -1.2109 | 57.5802 | 57.5802 | 29.7265 | 87.134 |  |  |  | 0 | 0 | 55.0663 | 55.0663 | 0 | #DIV/0! |  |  |  | 0 | 0 | 55.0663 | 55.0663 | 0 | #DIV/0! |  |  |  | 0 | 0 | 55.0663 | 55.0663 | 0 | #DIV/0!
[13 empty] | 152.8 | 152.8 | 38.8103 | -0.04458 | -0.85614 | 56.9148 | 56.9148 | 20.2296 | 87.0193 |  |  |  | -0.063045 | -1.2108 | 57.6808 | 57.6808 | 29.8864 | 87.0193 |  |  |  | 0 | 0 | 55.0663 | 55.0663 | 0 | #DIV/0! |  |  |  | 0 | 0 | 55.0663 | 55.0663 | 0 | #DIV/0! |  |  |  | 0 | 0 | 55.0663 | 55.0663 | 0 | #DIV/0!
[13 empty] | 152.9 | 152.9 | 38.8775 | -0.046294 | -0.85605 | 56.9859 | 56.9859 | 20.3138 | 86.9045 |  |  |  | -0.06547 | -1.2106 | 57.7814 | 57.7814 | 30.0446 | 86.9045 |  |  |  | 0 | 0 | 55.0663 | 55.0663 | 0 | #DIV/0! |  |  |  | 0 | 0 | 55.0663 | 55.0663 | 0 | #DIV/0! |  |  |  | 0 | 0 | 55.0663 | 55.0663 | 0 | #DIV/0!
[13 empty] | 153 | 153 | 38.9427 | -0.048009 | -0.85596 | 57.057 | 57.057 | 20.3974 | 86.7898 |  |  |  | -0.067895 | -1.2105 | 57.8821 | 57.8821 | 30.2012 | 86.7898 |  |  |  | 0 | 0 | 55.0663 | 55.0663 | 0 | #DIV/0! |  |  |  | 0 | 0 | 55.0663 | 55.0663 | 0 | #DIV/0! |  |  |  | 0 | 0 | 55.0663 | 55.0663 | 0 | #DIV/0!
[13 empty] | 153.1 | 153.1 | 39.006 | -0.049724 | -0.85586 | 57.1281 | 57.1281 | 20.4804 | 86.675 |  |  |  | -0.07032 | -1.2104 | 57.9827 | 57.9827 | 30.3561 | 86.675 |  |  |  | 0 | 0 | 55.0663 | 55.0663 | 0 | #DIV/0! |  |  |  | 0 | 0 | 55.0663 | 55.0663 | 0 | #DIV/0! |  |  |  | 0 | 0 | 55.0663 | 55.0663 | 0 | #DIV/0!
[13 empty] | 153.2 | 153.2 | 39.0674 | -0.051438 | -0.85576 | 57.1992 | 57.1992 | 20.5628 | 86.5602 |  |  |  | -0.072745 | -1.2102 | 58.0834 | 58.0834 | 30.5094 | 86.5602 |  |  |  | 0 | 0 | 55.0663 | 55.0663 | 0 | #DIV/0! |  |  |  | 0 | 0 | 55.0663 | 55.0663 | 0 | #DIV/0! |  |  |  | 0 | 0 | 55.0663 | 55.0663 | 0 | #DIV/0!
[13 empty] | 153.3 | 153.3 | 39.1269 | -0.053153 | -0.85565 | 57.2704 | 57.2704 | 20.6446 | 86.4454 |  |  |  | -0.075169 | -1.2101 | 58.184 | 58.184 | 30.661 | 86.4454 |  |  |  | 0 | 0 | 55.0663 | 55.0663 | 0 | #DIV/0! |  |  |  | 0 | 0 | 55.0663 | 55.0663 | 0 | #DIV/0! |  |  |  | 0 | 0 | 55.0663 | 55.0663 | 0 | #DIV/0!
[13 empty] | 153.4 | 153.4 | 39.1844 | -0.054867 | -0.85555 | 57.3415 | 57.3415 | 20.7257 | 86.3306 |  |  |  | -0.077594 | -1.2099 | 58.2847 | 58.2847 | 30.8109 | 86.3306 |  |  |  | 0 | 0 | 55.0663 | 55.0663 | 0 | #DIV/0! |  |  |  | 0 | 0 | 55.0663 | 55.0663 | 0 | #DIV/0! |  |  |  | 0 | 0 | 55.0663 | 55.0663 | 0 | #DIV/0!
[13 empty] | 153.5 | 153.5 | 39.24 | -0.056582 | -0.85543 | 57.4126 | 57.4126 | 20.8063 | 86.2157 |  |  |  | -0.080019 | -1.2098 | 58.3854 | 58.3854 | 30.9592 | 86.2157 |  |  |  | 0 | 0 | 55.0663 | 55.0663 | 0 | #DIV/0! |  |  |  | 0 | 0 | 55.0663 | 55.0663 | 0 | #DIV/0! |  |  |  | 0 | 0 | 55.0663 | 55.0663 | 0 | #DIV/0!
[13 empty] | 153.6 | 153.6 | 39.2936 | -0.058297 | -0.85532 | 57.4838 | 57.4838 | 20.8862 | 86.1009 |  |  |  | -0.082444 | -1.2096 | 58.4861 | 58.4861 | 31.1057 | 86.1009 |  |  |  | 0 | 0 | 55.0663 | 55.0663 | 0 | #DIV/0! |  |  |  | 0 | 0 | 55.0663 | 55.0663 | 0 | #DIV/0! |  |  |  | 0 | 0 | 55.0663 | 55.0663 | 0 | #DIV/0!
[13 empty] | 153.7 | 153.7 | 39.3453 | -0.060011 | -0.8552 | 57.5549 | 57.5549 | 20.9654 | 85.986 |  |  |  | -0.084869 | -1.2094 | 58.5869 | 58.5869 | 31.2505 | 85.986 |  |  |  | 0 | 0 | 55.0663 | 55.0663 | 0 | #DIV/0! |  |  |  | 0 | 0 | 55.0663 | 55.0663 | 0 | #DIV/0! |  |  |  | 0 | 0 | 55.0663 | 55.0663 | 0 | #DIV/0!
[13 empty] | 153.8 | 153.8 | 39.395 | -0.061726 | -0.85508 | 57.626 | 57.626 | 21.0441 | 85.8711 |  |  |  | -0.087294 | -1.2093 | 58.6876 | 58.6876 | 31.3936 | 85.8711 |  |  |  | 0 | 0 | 55.0663 | 55.0663 | 0 | #DIV/0! |  |  |  | 0 | 0 | 55.0663 | 55.0663 | 0 | #DIV/0! |  |  |  | 0 | 0 | 55.0663 | 55.0663 | 0 | #DIV/0!
[13 empty] | 153.9 | 153.9 | 39.4428 | -0.06344 | -0.85495 | 57.6972 | 57.6972 | 21.1221 | 85.7562 |  |  |  | -0.089718 | -1.2091 | 58.7884 | 58.7884 | 31.535 | 85.7562 |  |  |  | 0 | 0 | 55.0663 | 55.0663 | 0 | #DIV/0! |  |  |  | 0 | 0 | 55.0663 | 55.0663 | 0 | #DIV/0! |  |  |  | 0 | 0 | 55.0663 | 55.0663 | 0 | #DIV/0!
[13 empty] | 154 | 154 | 39.4886 | -0.065155 | -0.85482 | 57.7683 | 57.7683 | 21.1995 | 85.6413 |  |  |  | -0.092143 | -1.2089 | 58.8892 | 58.8892 | 31.6747 | 85.6413 |  |  |  | 0 | 0 | 55.0663 | 55.0663 | 0 | #DIV/0! |  |  |  | 0 | 0 | 55.0663 | 55.0663 | 0 | #DIV/0! |  |  |  | 0 | 0 | 55.0663 | 55.0663 | 0 | #DIV/0!
[13 empty] | 154.1 | 154.1 | 39.5325 | -0.06687 | -0.85469 | 57.8395 | 57.8395 | 21.2763 | 85.5264 |  |  |  | -0.094568 | -1.2087 | 58.99 | 58.99 | 31.8127 | 85.5264 |  |  |  | 0 | 0 | 55.0663 | 55.0663 | 0 | #DIV/0! |  |  |  | 0 | 0 | 55.0663 | 55.0663 | 0 | #DIV/0! |  |  |  | 0 | 0 | 55.0663 | 55.0663 | 0 | #DIV/0!
[13 empty] | 154.2 | 154.2 | 39.5744 | -0.068584 | -0.85456 | 57.9107 | 57.9107 | 21.3524 | 85.4114 |  |  |  | -0.096993 | -1.2085 | 59.0908 | 59.0908 | 31.9488 | 85.4114 |  |  |  | 0 | 0 | 55.0663 | 55.0663 | 0 | #DIV/0! |  |  |  | 0 | 0 | 55.0663 | 55.0663 | 0 | #DIV/0! |  |  |  | 0 | 0 | 55.0663 | 55.0663 | 0 | #DIV/0!
[13 empty] | 154.3 | 154.3 | 39.6144 | -0.070299 | -0.85442 | 57.9818 | 57.9818 | 21.4279 | 85.2965 |  |  |  | -0.099418 | -1.2083 | 59.1916 | 59.1916 | 32.0833 | 85.2965 |  |  |  | 0 | 0 | 55.0663 | 55.0663 | 0 | #DIV/0! |  |  |  | 0 | 0 | 55.0663 | 55.0663 | 0 | #DIV/0! |  |  |  | 0 | 0 | 55.0663 | 55.0663 | 0 | #DIV/0!
[13 empty] | 154.4 | 154.4 | 39.6524 | -0.072014 | -0.85427 | 58.053 | 58.053 | 21.5027 | 85.1815 |  |  |  | -0.10184 | -1.2081 | 59.2925 | 59.2925 | 32.216 | 85.1815 |  |  |  | 0 | 0 | 55.0663 | 55.0663 | 0 | #DIV/0! |  |  |  | 0 | 0 | 55.0663 | 55.0663 | 0 | #DIV/0! |  |  |  | 0 | 0 | 55.0663 | 55.0663 | 0 | #DIV/0!
[13 empty] | 154.5 | 154.5 | 39.6885 | -0.073728 | -0.85413 | 58.1242 | 58.1242 | 21.5769 | 85.0665 |  |  |  | -0.10427 | -1.2079 | 59.3934 | 59.3934 | 32.3469 | 85.0665 |  |  |  | 0 | 0 | 55.0663 | 55.0663 | 0 | #DIV/0! |  |  |  | 0 | 0 | 55.0663 | 55.0663 | 0 | #DIV/0! |  |  |  | 0 | 0 | 55.0663 | 55.0663 | 0 | #DIV/0!
[13 empty] | 154.6 | 154.6 | 39.7225 | -0.075443 | -0.85398 | 58.1954 | 58.1954 | 21.6504 | 84.9514 |  |  |  | -0.10669 | -1.2077 | 59.4943 | 59.4943 | 32.476 | 84.9514 |  |  |  | 0 | 0 | 55.0663 | 55.0663 | 0 | #DIV/0! |  |  |  | 0 | 0 | 55.0663 | 55.0663 | 0 | #DIV/0! |  |  |  | 0 | 0 | 55.0663 | 55.0663 | 0 | #DIV/0!
[13 empty] | 154.7 | 154.7 | 39.7546 | -0.077157 | -0.85382 | 58.2666 | 58.2666 | 21.7233 | 84.8364 |  |  |  | -0.10912 | -1.2075 | 59.5953 | 59.5953 | 32.6034 | 84.8364 |  |  |  | 0 | 0 | 55.0663 | 55.0663 | 0 | #DIV/0! |  |  |  | 0 | 0 | 55.0663 | 55.0663 | 0 | #DIV/0! |  |  |  | 0 | 0 | 55.0663 | 55.0663 | 0 | #DIV/0!
[13 empty] | 154.8 | 154.8 | 39.7848 | -0.078872 | -0.85367 | 58.3378 | 58.3378 | 21.7955 | 84.7213 |  |  |  | -0.11154 | -1.2073 | 59.6963 | 59.6963 | 32.7289 | 84.7213 |  |  |  | 0 | 0 | 55.0663 | 55.0663 | 0 | #DIV/0! |  |  |  | 0 | 0 | 55.0663 | 55.0663 | 0 | #DIV/0! |  |  |  | 0 | 0 | 55.0663 | 55.0663 | 0 | #DIV/0!
[13 empty] | 154.9 | 154.9 | 39.813 | -0.080587 | -0.85351 | 58.409 | 58.409 | 21.8671 | 84.6062 |  |  |  | -0.11397 | -1.207 | 59.7973 | 59.7973 | 32.8527 | 84.6062 |  |  |  | 0 | 0 | 55.0663 | 55.0663 | 0 | #DIV/0! |  |  |  | 0 | 0 | 55.0663 | 55.0663 | 0 | #DIV/0! |  |  |  | 0 | 0 | 55.0663 | 55.0663 | 0 | #DIV/0!
[13 empty] | 155 | 155 | 39.8392 | -0.082301 | -0.85334 | 58.4802 | 58.4802 | 21.938 | 84.4911 |  |  |  | -0.11639 | -1.2068 | 59.8983 | 59.8983 | 32.9746 | 84.4911 |  |  |  | 0 | 0 | 55.0663 | 55.0663 | 0 | #DIV/0! |  |  |  | 0 | 0 | 55.0663 | 55.0663 | 0 | #DIV/0! |  |  |  | 0 | 0 | 55.0663 | 55.0663 | 0 | #DIV/0!
[13 empty] | 155.1 | 155.1 | 39.8634 | -0.084016 | -0.85318 | 58.5514 | 58.5514 | 22.0083 | 84.376 |  |  |  | -0.11882 | -1.2066 | 59.9994 | 59.9994 | 33.0948 | 84.376 |  |  |  | 0 | 0 | 55.0663 | 55.0663 | 0 | #DIV/0! |  |  |  | 0 | 0 | 55.0663 | 55.0663 | 0 | #DIV/0! |  |  |  | 0 | 0 | 55.0663 | 55.0663 | 0 | #DIV/0!
[13 empty] | 155.2 | 155.2 | 39.8856 | -0.08573 | -0.85301 | 58.6227 | 58.6227 | 22.0779 | 84.2608 |  |  |  | -0.12124 | -1.2063 | 60.1005 | 60.1005 | 33.2131 | 84.2608 |  |  |  | 0 | 0 | 55.0663 | 55.0663 | 0 | #DIV/0! |  |  |  | 0 | 0 | 55.0663 | 55.0663 | 0 | #DIV/0! |  |  |  | 0 | 0 | 55.0663 | 55.0663 | 0 | #DIV/0!
[13 empty] | 155.3 | 155.3 | 39.9059 | -0.087445 | -0.85283 | 58.6939 | 58.6939 | 22.1468 | 84.1456 |  |  |  | -0.12367 | -1.2061 | 60.2016 | 60.2016 | 33.3296 | 84.1456 |  |  |  | 0 | 0 | 55.0663 | 55.0663 | 0 | #DIV/0! |  |  |  | 0 | 0 | 55.0663 | 55.0663 | 0 | #DIV/0! |  |  |  | 0 | 0 | 55.0663 | 55.0663 | 0 | #DIV/0!
[13 empty] | 155.4 | 155.4 | 39.9242 | -0.08916 | -0.85265 | 58.7652 | 58.7652 | 22.2151 | 84.0304 |  |  |  | -0.12609 | -1.2058 | 60.3028 | 60.3028 | 33.4443 | 84.0304 |  |  |  | 0 | 0 | 55.0663 | 55.0663 | 0 | #DIV/0! |  |  |  | 0 | 0 | 55.0663 | 55.0663 | 0 | #DIV/0! |  |  |  | 0 | 0 | 55.0663 | 55.0663 | 0 | #DIV/0!
[13 empty] | 155.5 | 155.5 | 39.9405 | -0.090874 | -0.85247 | 58.8364 | 58.8364 | 22.2827 | 83.9152 |  |  |  | -0.12852 | -1.2056 | 60.404 | 60.404 | 33.5572 | 83.9152 |  |  |  | 0 | 0 | 55.0663 | 55.0663 | 0 | #DIV/0! |  |  |  | 0 | 0 | 55.0663 | 55.0663 | 0 | #DIV/0! |  |  |  | 0 | 0 | 55.0663 | 55.0663 | 0 | #DIV/0!
[13 empty] | 155.6 | 155.6 | 39.9549 | -0.092589 | -0.85229 | 58.9077 | 58.9077 | 22.3496 | 83.8 |  |  |  | -0.13094 | -1.2053 | 60.5052 | 60.5052 | 33.6681 | 83.8 |  |  |  | 0 | 0 | 55.0663 | 55.0663 | 0 | #DIV/0! |  |  |  | 0 | 0 | 55.0663 | 55.0663 | 0 | #DIV/0! |  |  |  | 0 | 0 | 55.0663 | 55.0663 | 0 | #DIV/0!
[13 empty] | 155.7 | 155.7 | 39.9673 | -0.094303 | -0.8521 | 58.979 | 58.979 | 22.4158 | 83.6847 |  |  |  | -0.13337 | -1.2051 | 60.6065 | 60.6065 | 33.7773 | 83.6847 |  |  |  | 0 | 0 | 55.0663 | 55.0663 | 0 | #DIV/0! |  |  |  | 0 | 0 | 55.0663 | 55.0663 | 0 | #DIV/0! |  |  |  | 0 | 0 | 55.0663 | 55.0663 | 0 | #DIV/0!
[13 empty] | 155.8 | 155.8 | 39.9777 | -0.096018 | -0.85191 | 59.0503 | 59.0503 | 22.4814 | 83.5694 |  |  |  | -0.13579 | -1.2048 | 60.7078 | 60.7078 | 33.8846 | 83.5694 |  |  |  | 0 | 0 | 55.0663 | 55.0663 | 0 | #DIV/0! |  |  |  | 0 | 0 | 55.0663 | 55.0663 | 0 | #DIV/0! |  |  |  | 0 | 0 | 55.0663 | 55.0663 | 0 | #DIV/0!
[13 empty] | 155.9 | 155.9 | 39.9861 | -0.097733 | -0.85171 | 59.1216 | 59.1216 | 22.5463 | 83.4541 |  |  |  | -0.13821 | -1.2045 | 60.8092 | 60.8092 | 33.99 | 83.4541 |  |  |  | 0 | 0 | 55.0663 | 55.0663 | 0 | #DIV/0! |  |  |  | 0 | 0 | 55.0663 | 55.0663 | 0 | #DIV/0! |  |  |  | 0 | 0 | 55.0663 | 55.0663 | 0 | #DIV/0!
[13 empty] | 156 | 156 | 39.9925 | -0.099447 | -0.85152 | 59.1929 | 59.1929 | 22.6105 | 83.3387 |  |  |  | -0.14064 | -1.2042 | 60.9106 | 60.9106 | 34.0935 | 83.3387 |  |  |  | 0 | 0 | 55.0663 | 55.0663 | 0 | #DIV/0! |  |  |  | 0 | 0 | 55.0663 | 55.0663 | 0 | #DIV/0! |  |  |  | 0 | 0 | 55.0663 | 55.0663 | 0 | #DIV/0!
[13 empty] | 156.1 | 156.1 | 39.997 | -0.10116 | -0.85131 | 59.2642 | 59.2642 | 22.674 | 83.2233 |  |  |  | -0.14306 | -1.2039 | 61.0121 | 61.0121 | 34.1952 | 83.2233 |  |  |  | 0 | 0 | 55.0663 | 55.0663 | 0 | #DIV/0! |  |  |  | 0 | 0 | 55.0663 | 55.0663 | 0 | #DIV/0! |  |  |  | 0 | 0 | 55.0663 | 55.0663 | 0 | #DIV/0!
[13 empty] | 156.2 | 156.2 | 39.9994 | -0.10288 | -0.85111 | 59.3355 | 59.3355 | 22.7368 | 83.1079 |  |  |  | -0.14549 | -1.2036 | 61.1136 | 61.1136 | 34.2949 | 83.1079 |  |  |  | 0 | 0 | 55.0663 | 55.0663 | 0 | #DIV/0! |  |  |  | 0 | 0 | 55.0663 | 55.0663 | 0 | #DIV/0! |  |  |  | 0 | 0 | 55.0663 | 55.0663 | 0 | #DIV/0!
[13 empty] | 156.3 | 156.3 | 39.9999 | -0.10459 | -0.8509 | 59.4069 | 59.4069 | 22.799 | 82.9925 |  |  |  | -0.14791 | -1.2034 | 61.2151 | 61.2151 | 34.3928 | 82.9925 |  |  |  | 0 | 0 | 55.0663 | 55.0663 | 0 | #DIV/0! |  |  |  | 0 | 0 | 55.0663 | 55.0663 | 0 | #DIV/0! |  |  |  | 0 | 0 | 55.0663 | 55.0663 | 0 | #DIV/0!
[13 empty] | 156.4 | 156.4 | 39.9985 | -0.10631 | -0.85069 | 59.4783 | 59.4783 | 22.8605 | 82.877 |  |  |  | -0.15034 | -1.2031 | 61.3167 | 61.3167 | 34.4888 | 82.877 |  |  |  | 0 | 0 | 55.0663 | 55.0663 | 0 | #DIV/0! |  |  |  | 0 | 0 | 55.0663 | 55.0663 | 0 | #DIV/0! |  |  |  | 0 | 0 | 55.0663 | 55.0663 | 0 | #DIV/0!
[13 empty] | 156.5 | 156.5 | 39.995 | -0.10802 | -0.85047 | 59.5496 | 59.5496 | 22.9212 | 82.7615 |  |  |  | -0.15276 | -1.2027 | 61.4183 | 61.4183 | 34.5829 | 82.7615 |  |  |  | 0 | 0 | 55.0663 | 55.0663 | 0 | #DIV/0! |  |  |  | 0 | 0 | 55.0663 | 55.0663 | 0 | #DIV/0! |  |  |  | 0 | 0 | 55.0663 | 55.0663 | 0 | #DIV/0!
[13 empty] | 156.6 | 156.6 | 39.9895 | -0.10973 | -0.85025 | 59.621 | 59.621 | 22.9813 | 82.646 |  |  |  | -0.15519 | -1.2024 | 61.52 | 61.52 | 34.675 | 82.646 |  |  |  | 0 | 0 | 55.0663 | 55.0663 | 0 | #DIV/0! |  |  |  | 0 | 0 | 55.0663 | 55.0663 | 0 | #DIV/0! |  |  |  | 0 | 0 | 55.0663 | 55.0663 | 0 | #DIV/0!
[13 empty] | 156.7 | 156.7 | 39.9821 | -0.11145 | -0.85003 | 59.6924 | 59.6924 | 23.0407 | 82.5304 |  |  |  | -0.15761 | -1.2021 | 61.6218 | 61.6218 | 34.7652 | 82.5304 |  |  |  | 0 | 0 | 55.0663 | 55.0663 | 0 | #DIV/0! |  |  |  | 0 | 0 | 55.0663 | 55.0663 | 0 | #DIV/0! |  |  |  | 0 | 0 | 55.0663 | 55.0663 | 0 | #DIV/0!
[13 empty] | 156.8 | 156.8 | 39.9727 | -0.11316 | -0.8498 | 59.7638 | 59.7638 | 23.0994 | 82.4148 |  |  |  | -0.16004 | -1.2018 | 61.7236 | 61.7236 | 34.8536 | 82.4148 |  |  |  | 0 | 0 | 55.0663 | 55.0663 | 0 | #DIV/0! |  |  |  | 0 | 0 | 55.0663 | 55.0663 | 0 | #DIV/0! |  |  |  | 0 | 0 | 55.0663 | 55.0663 | 0 | #DIV/0!
[13 empty] | 156.9 | 156.9 | 39.9613 | -0.11488 | -0.84957 | 59.8353 | 59.8353 | 23.1573 | 82.2992 |  |  |  | -0.16246 | -1.2015 | 61.8254 | 61.8254 | 34.9399 | 82.2992 |  |  |  | 0 | 0 | 55.0663 | 55.0663 | 0 | #DIV/0! |  |  |  | 0 | 0 | 55.0663 | 55.0663 | 0 | #DIV/0! |  |  |  | 0 | 0 | 55.0663 | 55.0663 | 0 | #DIV/0!
[13 empty] | 157 | 157 | 39.948 | -0.11659 | -0.84934 | 59.9067 | 59.9067 | 23.2146 | 82.1836 |  |  |  | -0.16489 | -1.2011 | 61.9273 | 61.9273 | 35.0244 | 82.1836 |  |  |  | 0 | 0 | 55.0663 | 55.0663 | 0 | #DIV/0! |  |  |  | 0 | 0 | 55.0663 | 55.0663 | 0 | #DIV/0! |  |  |  | 0 | 0 | 55.0663 | 55.0663 | 0 | #DIV/0!
[13 empty] | 157.1 | 157.1 | 39.9326 | -0.11831 | -0.8491 | 59.9782 | 59.9782 | 23.2712 | 82.0679 |  |  |  | -0.16731 | -1.2008 | 62.0293 | 62.0293 | 35.1069 | 82.0679 |  |  |  | 0 | 0 | 55.0663 | 55.0663 | 0 | #DIV/0! |  |  |  | 0 | 0 | 55.0663 | 55.0663 | 0 | #DIV/0! |  |  |  | 0 | 0 | 55.0663 | 55.0663 | 0 | #DIV/0!
[13 empty] | 157.2 | 157.2 | 39.9153 | -0.12002 | -0.84886 | 60.0497 | 60.0497 | 23.327 | 81.9522 |  |  |  | -0.16974 | -1.2005 | 62.1314 | 62.1314 | 35.1874 | 81.9522 |  |  |  | 0 | 0 | 55.0663 | 55.0663 | 0 | #DIV/0! |  |  |  | 0 | 0 | 55.0663 | 55.0663 | 0 | #DIV/0! |  |  |  | 0 | 0 | 55.0663 | 55.0663 | 0 | #DIV/0!
[13 empty] | 157.3 | 157.3 | 39.896 | -0.12174 | -0.84862 | 60.1212 | 60.1212 | 23.3822 | 81.8364 |  |  |  | -0.17216 | -1.2001 | 62.2334 | 62.2334 | 35.266 | 81.8364 |  |  |  | 0 | 0 | 55.0663 | 55.0663 | 0 | #DIV/0! |  |  |  | 0 | 0 | 55.0663 | 55.0663 | 0 | #DIV/0! |  |  |  | 0 | 0 | 55.0663 | 55.0663 | 0 | #DIV/0!
[13 empty] | 157.4 | 157.4 | 39.8748 | -0.12345 | -0.84837 | 60.1927 | 60.1927 | 23.4367 | 81.7206 |  |  |  | -0.17459 | -1.1998 | 62.3356 | 62.3356 | 35.3426 | 81.7206 |  |  |  | 0 | 0 | 55.0663 | 55.0663 | 0 | #DIV/0! |  |  |  | 0 | 0 | 55.0663 | 55.0663 | 0 | #DIV/0! |  |  |  | 0 | 0 | 55.0663 | 55.0663 | 0 | #DIV/0!
[13 empty] | 157.5 | 157.5 | 39.8515 | -0.12517 | -0.84812 | 60.2642 | 60.2642 | 23.4904 | 81.6048 |  |  |  | -0.17701 | -1.1994 | 62.4378 | 62.4378 | 35.4173 | 81.6048 |  |  |  | 0 | 0 | 55.0663 | 55.0663 | 0 | #DIV/0! |  |  |  | 0 | 0 | 55.0663 | 55.0663 | 0 | #DIV/0! |  |  |  | 0 | 0 | 55.0663 | 55.0663 | 0 | #DIV/0!
[13 empty] | 157.6 | 157.6 | 39.8263 | -0.12688 | -0.84786 | 60.3358 | 60.3358 | 23.5434 | 81.489 |  |  |  | -0.17944 | -1.1991 | 62.5401 | 62.5401 | 35.4899 | 81.489 |  |  |  | 0 | 0 | 55.0663 | 55.0663 | 0 | #DIV/0! |  |  |  | 0 | 0 | 55.0663 | 55.0663 | 0 | #DIV/0! |  |  |  | 0 | 0 | 55.0663 | 55.0663 | 0 | #DIV/0!
[13 empty] | 157.7 | 157.7 | 39.7991 | -0.1286 | -0.8476 | 60.4073 | 60.4073 | 23.5957 | 81.3731 |  |  |  | -0.18186 | -1.1987 | 62.6425 | 62.6425 | 35.5606 | 81.3731 |  |  |  | 0 | 0 | 55.0663 | 55.0663 | 0 | #DIV/0! |  |  |  | 0 | 0 | 55.0663 | 55.0663 | 0 | #DIV/0! |  |  |  | 0 | 0 | 55.0663 | 55.0663 | 0 | #DIV/0!
[13 empty] | 157.8 | 157.8 | 39.77 | -0.13031 | -0.84734 | 60.4789 | 60.4789 | 23.6473 | 81.2572 |  |  |  | -0.18429 | -1.1983 | 62.7449 | 62.7449 | 35.6293 | 81.2572 |  |  |  | 0 | 0 | 55.0663 | 55.0663 | 0 | #DIV/0! |  |  |  | 0 | 0 | 55.0663 | 55.0663 | 0 | #DIV/0! |  |  |  | 0 | 0 | 55.0663 | 55.0663 | 0 | #DIV/0!
[13 empty] | 157.9 | 157.9 | 39.7388 | -0.13202 | -0.84708 | 60.5505 | 60.5505 | 23.6982 | 81.1412 |  |  |  | -0.18671 | -1.1979 | 62.8474 | 62.8474 | 35.696 | 81.1412 |  |  |  | 0 | 0 | 55.0663 | 55.0663 | 0 | #DIV/0! |  |  |  | 0 | 0 | 55.0663 | 55.0663 | 0 | #DIV/0! |  |  |  | 0 | 0 | 55.0663 | 55.0663 | 0 | #DIV/0!
[13 empty] | 158 | 158 | 39.7057 | -0.13374 | -0.84681 | 60.6222 | 60.6222 | 23.7483 | 81.0252 |  |  |  | -0.18914 | -1.1976 | 62.9499 | 62.9499 | 35.7607 | 81.0252 |  |  |  | 0 | 0 | 55.0663 | 55.0663 | 0 | #DIV/0! |  |  |  | 0 | 0 | 55.0663 | 55.0663 | 0 | #DIV/0! |  |  |  | 0 | 0 | 55.0663 | 55.0663 | 0 | #DIV/0!
[13 empty] | 158.1 | 158.1 | 39.6707 | -0.13545 | -0.84654 | 60.6938 | 60.6938 | 23.7977 | 80.9092 |  |  |  | -0.19156 | -1.1972 | 63.0526 | 63.0526 | 35.8234 | 80.9092 |  |  |  | 0 | 0 | 55.0663 | 55.0663 | 0 | #DIV/0! |  |  |  | 0 | 0 | 55.0663 | 55.0663 | 0 | #DIV/0! |  |  |  | 0 | 0 | 55.0663 | 55.0663 | 0 | #DIV/0!
[13 empty] | 158.2 | 158.2 | 39.6337 | -0.13717 | -0.84626 | 60.7655 | 60.7655 | 23.8464 | 80.7931 |  |  |  | -0.19399 | -1.1968 | 63.1553 | 63.1553 | 35.8841 | 80.7931 |  |  |  | 0 | 0 | 55.0663 | 55.0663 | 0 | #DIV/0! |  |  |  | 0 | 0 | 55.0663 | 55.0663 | 0 | #DIV/0! |  |  |  | 0 | 0 | 55.0663 | 55.0663 | 0 | #DIV/0!
[13 empty] | 158.3 | 158.3 | 39.5947 | -0.13888 | -0.84598 | 60.8372 | 60.8372 | 23.8944 | 80.677 |  |  |  | -0.19641 | -1.1964 | 63.2581 | 63.2581 | 35.9427 | 80.677 |  |  |  | 0 | 0 | 55.0663 | 55.0663 | 0 | #DIV/0! |  |  |  | 0 | 0 | 55.0663 | 55.0663 | 0 | #DIV/0! |  |  |  | 0 | 0 | 55.0663 | 55.0663 | 0 | #DIV/0!
[13 empty] | 158.4 | 158.4 | 39.5537 | -0.1406 | -0.8457 | 60.9089 | 60.9089 | 23.9416 | 80.5609 |  |  |  | -0.19884 | -1.196 | 63.3609 | 63.3609 | 35.9994 | 80.5609 |  |  |  | 0 | 0 | 55.0663 | 55.0663 | 0 | #DIV/0! |  |  |  | 0 | 0 | 55.0663 | 55.0663 | 0 | #DIV/0! |  |  |  | 0 | 0 | 55.0663 | 55.0663 | 0 | #DIV/0!
[13 empty] | 158.5 | 158.5 | 39.5108 | -0.14231 | -0.84541 | 60.9806 | 60.9806 | 23.9881 | 80.4447 |  |  |  | -0.20126 | -1.1956 | 63.4639 | 63.4639 | 36.054 | 80.4447 |  |  |  | 0 | 0 | 55.0663 | 55.0663 | 0 | #DIV/0! |  |  |  | 0 | 0 | 55.0663 | 55.0663 | 0 | #DIV/0! |  |  |  | 0 | 0 | 55.0663 | 55.0663 | 0 | #DIV/0!
[13 empty] | 158.6 | 158.6 | 39.466 | -0.14403 | -0.84512 | 61.0523 | 61.0523 | 24.0339 | 80.3284 |  |  |  | -0.20368 | -1.1952 | 63.5669 | 63.5669 | 36.1065 | 80.3284 |  |  |  | 0 | 0 | 55.0663 | 55.0663 | 0 | #DIV/0! |  |  |  | 0 | 0 | 55.0663 | 55.0663 | 0 | #DIV/0! |  |  |  | 0 | 0 | 55.0663 | 55.0663 | 0 | #DIV/0!
[13 empty] | 158.7 | 158.7 | 39.4192 | -0.14574 | -0.84482 | 61.1241 | 61.1241 | 24.079 | 80.2122 |  |  |  | -0.20611 | -1.1948 | 63.67 | 63.67 | 36.157 | 80.2122 |  |  |  | 0 | 0 | 55.0663 | 55.0663 | 0 | #DIV/0! |  |  |  | 0 | 0 | 55.0663 | 55.0663 | 0 | #DIV/0! |  |  |  | 0 | 0 | 55.0663 | 55.0663 | 0 | #DIV/0!
[13 empty] | 158.8 | 158.8 | 39.3704 | -0.14746 | -0.84453 | 61.1959 | 61.1959 | 24.1233 | 80.0959 |  |  |  | -0.20853 | -1.1943 | 63.7732 | 63.7732 | 36.2055 | 80.0959 |  |  |  | 0 | 0 | 55.0663 | 55.0663 | 0 | #DIV/0! |  |  |  | 0 | 0 | 55.0663 | 55.0663 | 0 | #DIV/0! |  |  |  | 0 | 0 | 55.0663 | 55.0663 | 0 | #DIV/0!
[13 empty] | 158.9 | 158.9 | 39.3197 | -0.14917 | -0.84423 | 61.2678 | 61.2678 | 24.1668 | 79.9795 |  |  |  | -0.21096 | -1.1939 | 63.8765 | 63.8765 | 36.2519 | 79.9795 |  |  |  | 0 | 0 | 55.0663 | 55.0663 | 0 | #DIV/0! |  |  |  | 0 | 0 | 55.0663 | 55.0663 | 0 | #DIV/0! |  |  |  | 0 | 0 | 55.0663 | 55.0663 | 0 | #DIV/0!
[13 empty] | 159 | 159 | 39.267 | -0.15089 | -0.84392 | 61.3396 | 61.3396 | 24.2097 | 79.8631 |  |  |  | -0.21338 | -1.1935 | 63.9799 | 63.9799 | 36.2962 | 79.8631 |  |  |  | 0 | 0 | 55.0663 | 55.0663 | 0 | #DIV/0! |  |  |  | 0 | 0 | 55.0663 | 55.0663 | 0 | #DIV/0! |  |  |  | 0 | 0 | 55.0663 | 55.0663 | 0 | #DIV/0!
[13 empty] | 159.1 | 159.1 | 39.2124 | -0.1526 | -0.84361 | 61.4115 | 61.4115 | 24.2517 | 79.7467 |  |  |  | -0.21581 | -1.193 | 64.0833 | 64.0833 | 36.3385 | 79.7467 |  |  |  | 0 | 0 | 55.0663 | 55.0663 | 0 | #DIV/0! |  |  |  | 0 | 0 | 55.0663 | 55.0663 | 0 | #DIV/0! |  |  |  | 0 | 0 | 55.0663 | 55.0663 | 0 | #DIV/0!
[13 empty] | 159.2 | 159.2 | 39.1559 | -0.15431 | -0.8433 | 61.4834 | 61.4834 | 24.2931 | 79.6302 |  |  |  | -0.21823 | -1.1926 | 64.1869 | 64.1869 | 36.3787 | 79.6302 |  |  |  | 0 | 0 | 55.0663 | 55.0663 | 0 | #DIV/0! |  |  |  | 0 | 0 | 55.0663 | 55.0663 | 0 | #DIV/0! |  |  |  | 0 | 0 | 55.0663 | 55.0663 | 0 | #DIV/0!
[13 empty] | 159.3 | 159.3 | 39.0974 | -0.15603 | -0.84299 | 61.5553 | 61.5553 | 24.3337 | 79.5137 |  |  |  | -0.22066 | -1.1922 | 64.2905 | 64.2905 | 36.4168 | 79.5137 |  |  |  | 0 | 0 | 55.0663 | 55.0663 | 0 | #DIV/0! |  |  |  | 0 | 0 | 55.0663 | 55.0663 | 0 | #DIV/0! |  |  |  | 0 | 0 | 55.0663 | 55.0663 | 0 | #DIV/0!
[13 empty] | 159.4 | 159.4 | 39.037 | -0.15774 | -0.84267 | 61.6273 | 61.6273 | 24.3735 | 79.3972 |  |  |  | -0.22308 | -1.1917 | 64.3943 | 64.3943 | 36.4529 | 79.3972 |  |  |  | 0 | 0 | 55.0663 | 55.0663 | 0 | #DIV/0! |  |  |  | 0 | 0 | 55.0663 | 55.0663 | 0 | #DIV/0! |  |  |  | 0 | 0 | 55.0663 | 55.0663 | 0 | #DIV/0!
[13 empty] | 159.5 | 159.5 | 38.9746 | -0.15946 | -0.84234 | 61.6992 | 61.6992 | 24.4126 | 79.2806 |  |  |  | -0.22551 | -1.1913 | 64.4981 | 64.4981 | 36.4868 | 79.2806 |  |  |  | 0 | 0 | 55.0663 | 55.0663 | 0 | #DIV/0! |  |  |  | 0 | 0 | 55.0663 | 55.0663 | 0 | #DIV/0! |  |  |  | 0 | 0 | 55.0663 | 55.0663 | 0 | #DIV/0!
[13 empty] | 159.6 | 159.6 | 38.9103 | -0.16117 | -0.84202 | 61.7712 | 61.7712 | 24.451 | 79.1639 |  |  |  | -0.22793 | -1.1908 | 64.602 | 64.602 | 36.5186 | 79.1639 |  |  |  | 0 | 0 | 55.0663 | 55.0663 | 0 | #DIV/0! |  |  |  | 0 | 0 | 55.0663 | 55.0663 | 0 | #DIV/0! |  |  |  | 0 | 0 | 55.0663 | 55.0663 | 0 | #DIV/0!
[13 empty] | 159.7 | 159.7 | 38.8441 | -0.16289 | -0.84169 | 61.8433 | 61.8433 | 24.4886 | 79.0472 |  |  |  | -0.23036 | -1.1903 | 64.706 | 64.706 | 36.5484 | 79.0472 |  |  |  | 0 | 0 | 55.0663 | 55.0663 | 0 | #DIV/0! |  |  |  | 0 | 0 | 55.0663 | 55.0663 | 0 | #DIV/0! |  |  |  | 0 | 0 | 55.0663 | 55.0663 | 0 | #DIV/0!
[13 empty] | 159.8 | 159.8 | 38.776 | -0.1646 | -0.84135 | 61.9153 | 61.9153 | 24.5254 | 78.9305 |  |  |  | -0.23278 | -1.1899 | 64.8102 | 64.8102 | 36.576 | 78.9305 |  |  |  | 0 | 0 | 55.0663 | 55.0663 | 0 | #DIV/0! |  |  |  | 0 | 0 | 55.0663 | 55.0663 | 0 | #DIV/0! |  |  |  | 0 | 0 | 55.0663 | 55.0663 | 0 | #DIV/0!
[13 empty] | 159.9 | 159.9 | 38.706 | -0.16632 | -0.84102 | 61.9874 | 61.9874 | 24.5615 | 78.8137 |  |  |  | -0.23521 | -1.1894 | 64.9144 | 64.9144 | 36.6015 | 78.8137 |  |  |  | 0 | 0 | 55.0663 | 55.0663 | 0 | #DIV/0! |  |  |  | 0 | 0 | 55.0663 | 55.0663 | 0 | #DIV/0! |  |  |  | 0 | 0 | 55.0663 | 55.0663 | 0 | #DIV/0!
[13 empty] | 160 | 160 | 38.634 | -0.16803 | -0.84068 | 62.0596 | 62.0596 | 24.5969 | 78.6969 |  |  |  | -0.23763 | -1.1889 | 65.0187 | 65.0187 | 36.6249 | 78.6969 |  |  |  | 0 | 0 | 55.0663 | 55.0663 | 0 | #DIV/0! |  |  |  | 0 | 0 | 55.0663 | 55.0663 | 0 | #DIV/0! |  |  |  | 0 | 0 | 55.0663 | 55.0663 | 0 | #DIV/0!
[13 empty] | 160.1 | 160.1 | 38.5601 | -0.16975 | -0.84033 | 62.1317 | 62.1317 | 24.6315 | 78.58 |  |  |  | -0.24006 | -1.1884 | 65.1232 | 65.1232 | 36.6462 | 78.58 |  |  |  | 0 | 0 | 55.0663 | 55.0663 | 0 | #DIV/0! |  |  |  | 0 | 0 | 55.0663 | 55.0663 | 0 | #DIV/0! |  |  |  | 0 | 0 | 55.0663 | 55.0663 | 0 | #DIV/0!
[13 empty] | 160.2 | 160.2 | 38.4843 | -0.17146 | -0.83998 | 62.2039 | 62.2039 | 24.6653 | 78.463 |  |  |  | -0.24248 | -1.1879 | 65.2277 | 65.2277 | 36.6653 | 78.463 |  |  |  | 0 | 0 | 55.0663 | 55.0663 | 0 | #DIV/0! |  |  |  | 0 | 0 | 55.0663 | 55.0663 | 0 | #DIV/0! |  |  |  | 0 | 0 | 55.0663 | 55.0663 | 0 | #DIV/0!
[13 empty] | 160.3 | 160.3 | 38.4066 | -0.17318 | -0.83963 | 62.2761 | 62.2761 | 24.6983 | 78.3461 |  |  |  | -0.24491 | -1.1874 | 65.3323 | 65.3323 | 36.6823 | 78.3461 |  |  |  | 0 | 0 | 55.0663 | 55.0663 | 0 | #DIV/0! |  |  |  | 0 | 0 | 55.0663 | 55.0663 | 0 | #DIV/0! |  |  |  | 0 | 0 | 55.0663 | 55.0663 | 0 | #DIV/0!
[13 empty] | 160.4 | 160.4 | 38.327 | -0.17489 | -0.83928 | 62.3484 | 62.3484 | 24.7306 | 78.229 |  |  |  | -0.24733 | -1.1869 | 65.4371 | 65.4371 | 36.6972 | 78.229 |  |  |  | 0 | 0 | 55.0663 | 55.0663 | 0 | #DIV/0! |  |  |  | 0 | 0 | 55.0663 | 55.0663 | 0 | #DIV/0! |  |  |  | 0 | 0 | 55.0663 | 55.0663 | 0 | #DIV/0!
[13 empty] | 160.5 | 160.5 | 38.2456 | -0.1766 | -0.83892 | 62.4206 | 62.4206 | 24.7622 | 78.112 |  |  |  | -0.24976 | -1.1864 | 65.542 | 65.542 | 36.7099 | 78.112 |  |  |  | 0 | 0 | 55.0663 | 55.0663 | 0 | #DIV/0! |  |  |  | 0 | 0 | 55.0663 | 55.0663 | 0 | #DIV/0! |  |  |  | 0 | 0 | 55.0663 | 55.0663 | 0 | #DIV/0!
[13 empty] | 160.6 | 160.6 | 38.1622 | -0.17832 | -0.83855 | 62.493 | 62.493 | 24.7929 | 77.9948 |  |  |  | -0.25218 | -1.1859 | 65.6469 | 65.6469 | 36.7204 | 77.9948 |  |  |  | 0 | 0 | 55.0663 | 55.0663 | 0 | #DIV/0! |  |  |  | 0 | 0 | 55.0663 | 55.0663 | 0 | #DIV/0! |  |  |  | 0 | 0 | 55.0663 | 55.0663 | 0 | #DIV/0!
[13 empty] | 160.7 | 160.7 | 38.0769 | -0.18003 | -0.83819 | 62.5653 | 62.5653 | 24.8229 | 77.8776 |  |  |  | -0.25461 | -1.1854 | 65.752 | 65.752 | 36.7288 | 77.8776 |  |  |  | 0 | 0 | 55.0663 | 55.0663 | 0 | #DIV/0! |  |  |  | 0 | 0 | 55.0663 | 55.0663 | 0 | #DIV/0! |  |  |  | 0 | 0 | 55.0663 | 55.0663 | 0 | #DIV/0!
[13 empty] | 160.8 | 160.8 | 37.9897 | -0.18175 | -0.83782 | 62.6377 | 62.6377 | 24.8522 | 77.7604 |  |  |  | -0.25703 | -1.1849 | 65.8572 | 65.8572 | 36.735 | 77.7604 |  |  |  | 0 | 0 | 55.0663 | 55.0663 | 0 | #DIV/0! |  |  |  | 0 | 0 | 55.0663 | 55.0663 | 0 | #DIV/0! |  |  |  | 0 | 0 | 55.0663 | 55.0663 | 0 | #DIV/0!
[13 empty] | 160.9 | 160.9 | 37.9007 | -0.18346 | -0.83744 | 62.7101 | 62.7101 | 24.8806 | 77.6431 |  |  |  | -0.25946 | -1.1843 | 65.9626 | 65.9626 | 36.739 | 77.6431 |  |  |  | 0 | 0 | 55.0663 | 55.0663 | 0 | #DIV/0! |  |  |  | 0 | 0 | 55.0663 | 55.0663 | 0 | #DIV/0! |  |  |  | 0 | 0 | 55.0663 | 55.0663 | 0 | #DIV/0!
[13 empty] | 161 | 161 | 37.8098 | -0.18518 | -0.83707 | 62.7825 | 62.7825 | 24.9083 | 77.5258 |  |  |  | -0.26188 | -1.1838 | 66.068 | 66.068 | 36.7409 | 77.5258 |  |  |  | 0 | 0 | 55.0663 | 55.0663 | 0 | #DIV/0! |  |  |  | 0 | 0 | 55.0663 | 55.0663 | 0 | #DIV/0! |  |  |  | 0 | 0 | 55.0663 | 55.0663 | 0 | #DIV/0!
[13 empty] | 161.1 | 161.1 | 37.717 | -0.18689 | -0.83668 | 62.855 | 62.855 | 24.9352 | 77.4084 |  |  |  | -0.26431 | -1.1833 | 66.1735 | 66.1735 | 36.7406 | 77.4084 |  |  |  | 0 | 0 | 55.0663 | 55.0663 | 0 | #DIV/0! |  |  |  | 0 | 0 | 55.0663 | 55.0663 | 0 | #DIV/0! |  |  |  | 0 | 0 | 55.0663 | 55.0663 | 0 | #DIV/0!
[13 empty] | 161.2 | 161.2 | 37.6223 | -0.18861 | -0.8363 | 62.9275 | 62.9275 | 24.9614 | 77.291 |  |  |  | -0.26673 | -1.1827 | 66.2792 | 66.2792 | 36.7381 | 77.291 |  |  |  | 0 | 0 | 55.0663 | 55.0663 | 0 | #DIV/0! |  |  |  | 0 | 0 | 55.0663 | 55.0663 | 0 | #DIV/0! |  |  |  | 0 | 0 | 55.0663 | 55.0663 | 0 | #DIV/0!
[13 empty] | 161.3 | 161.3 | 37.5258 | -0.19032 | -0.83591 | 63.0001 | 63.0001 | 24.9867 | 77.1735 |  |  |  | -0.26916 | -1.1822 | 66.385 | 66.385 | 36.7334 | 77.1735 |  |  |  | 0 | 0 | 55.0663 | 55.0663 | 0 | #DIV/0! |  |  |  | 0 | 0 | 55.0663 | 55.0663 | 0 | #DIV/0! |  |  |  | 0 | 0 | 55.0663 | 55.0663 | 0 | #DIV/0!
[13 empty] | 161.4 | 161.4 | 37.4275 | -0.19204 | -0.83552 | 63.0727 | 63.0727 | 25.0113 | 77.0559 |  |  |  | -0.27158 | -1.1816 | 66.491 | 66.491 | 36.7265 | 77.0559 |  |  |  | 0 | 0 | 55.0663 | 55.0663 | 0 | #DIV/0! |  |  |  | 0 | 0 | 55.0663 | 55.0663 | 0 | #DIV/0! |  |  |  | 0 | 0 | 55.0663 | 55.0663 | 0 | #DIV/0!
[13 empty] | 161.5 | 161.5 | 37.3272 | -0.19375 | -0.83512 | 63.1453 | 63.1453 | 25.0351 | 76.9383 |  |  |  | -0.274 | -1.181 | 66.597 | 66.597 | 36.7174 | 76.9383 |  |  |  | 0 | 0 | 55.0663 | 55.0663 | 0 | #DIV/0! |  |  |  | 0 | 0 | 55.0663 | 55.0663 | 0 | #DIV/0! |  |  |  | 0 | 0 | 55.0663 | 55.0663 | 0 | #DIV/0!
[13 empty] | 161.6 | 161.6 | 37.2251 | -0.19547 | -0.83472 | 63.218 | 63.218 | 25.0582 | 76.8206 |  |  |  | -0.27643 | -1.1805 | 66.7032 | 66.7032 | 36.7061 | 76.8206 |  |  |  | 0 | 0 | 55.0663 | 55.0663 | 0 | #DIV/0! |  |  |  | 0 | 0 | 55.0663 | 55.0663 | 0 | #DIV/0! |  |  |  | 0 | 0 | 55.0663 | 55.0663 | 0 | #DIV/0!
[13 empty] | 161.7 | 161.7 | 37.1212 | -0.19718 | -0.83432 | 63.2907 | 63.2907 | 25.0804 | 76.7029 |  |  |  | -0.27885 | -1.1799 | 66.8095 | 66.8095 | 36.6926 | 76.7029 |  |  |  | 0 | 0 | 55.0663 | 55.0663 | 0 | #DIV/0! |  |  |  | 0 | 0 | 55.0663 | 55.0663 | 0 | #DIV/0! |  |  |  | 0 | 0 | 55.0663 | 55.0663 | 0 | #DIV/0!
[13 empty] | 161.8 | 161.8 | 37.0155 | -0.19889 | -0.83391 | 63.3635 | 63.3635 | 25.1019 | 76.5852 |  |  |  | -0.28128 | -1.1793 | 66.9159 | 66.9159 | 36.6769 | 76.5852 |  |  |  | 0 | 0 | 55.0663 | 55.0663 | 0 | #DIV/0! |  |  |  | 0 | 0 | 55.0663 | 55.0663 | 0 | #DIV/0! |  |  |  | 0 | 0 | 55.0663 | 55.0663 | 0 | #DIV/0!
[13 empty] | 161.9 | 161.9 | 36.9079 | -0.20061 | -0.8335 | 63.4362 | 63.4362 | 25.1225 | 76.4673 |  |  |  | -0.2837 | -1.1788 | 67.0225 | 67.0225 | 36.6589 | 76.4673 |  |  |  | 0 | 0 | 55.0663 | 55.0663 | 0 | #DIV/0! |  |  |  | 0 | 0 | 55.0663 | 55.0663 | 0 | #DIV/0! |  |  |  | 0 | 0 | 55.0663 | 55.0663 | 0 | #DIV/0!
[13 empty] | 162 | 162 | 36.7985 | -0.20232 | -0.83309 | 63.5091 | 63.5091 | 25.1424 | 76.3494 |  |  |  | -0.28613 | -1.1782 | 67.1292 | 67.1292 | 36.6387 | 76.3494 |  |  |  | 0 | 0 | 55.0663 | 55.0663 | 0 | #DIV/0! |  |  |  | 0 | 0 | 55.0663 | 55.0663 | 0 | #DIV/0! |  |  |  | 0 | 0 | 55.0663 | 55.0663 | 0 | #DIV/0!
[13 empty] | 162.1 | 162.1 | 36.6872 | -0.20404 | -0.83267 | 63.5819 | 63.5819 | 25.1615 | 76.2315 |  |  |  | -0.28855 | -1.1776 | 67.236 | 67.236 | 36.6163 | 76.2315 |  |  |  | 0 | 0 | 55.0663 | 55.0663 | 0 | #DIV/0! |  |  |  | 0 | 0 | 55.0663 | 55.0663 | 0 | #DIV/0! |  |  |  | 0 | 0 | 55.0663 | 55.0663 | 0 | #DIV/0!
[13 empty] | 162.2 | 162.2 | 36.5742 | -0.20575 | -0.83225 | 63.6549 | 63.6549 | 25.1799 | 76.1135 |  |  |  | -0.29098 | -1.177 | 67.343 | 67.343 | 36.5917 | 76.1135 |  |  |  | 0 | 0 | 55.0663 | 55.0663 | 0 | #DIV/0! |  |  |  | 0 | 0 | 55.0663 | 55.0663 | 0 | #DIV/0! |  |  |  | 0 | 0 | 55.0663 | 55.0663 | 0 | #DIV/0!
[13 empty] | 162.3 | 162.3 | 36.4593 | -0.20747 | -0.83182 | 63.7278 | 63.7278 | 25.1974 | 75.9954 |  |  |  | -0.2934 | -1.1764 | 67.4501 | 67.4501 | 36.5648 | 75.9954 |  |  |  | 0 | 0 | 55.0663 | 55.0663 | 0 | #DIV/0! |  |  |  | 0 | 0 | 55.0663 | 55.0663 | 0 | #DIV/0! |  |  |  | 0 | 0 | 55.0663 | 55.0663 | 0 | #DIV/0!
[13 empty] | 162.4 | 162.4 | 36.3426 | -0.20918 | -0.83139 | 63.8008 | 63.8008 | 25.2141 | 75.8773 |  |  |  | -0.29583 | -1.1758 | 67.5573 | 67.5573 | 36.5356 | 75.8773 |  |  |  | 0 | 0 | 55.0663 | 55.0663 | 0 | #DIV/0! |  |  |  | 0 | 0 | 55.0663 | 55.0663 | 0 | #DIV/0! |  |  |  | 0 | 0 | 55.0663 | 55.0663 | 0 | #DIV/0!
[13 empty] | 162.5 | 162.5 | 36.2242 | -0.2109 | -0.83096 | 63.8738 | 63.8738 | 25.2301 | 75.7591 |  |  |  | -0.29825 | -1.1752 | 67.6647 | 67.6647 | 36.5042 | 75.7591 |  |  |  | 0 | 0 | 55.0663 | 55.0663 | 0 | #DIV/0! |  |  |  | 0 | 0 | 55.0663 | 55.0663 | 0 | #DIV/0! |  |  |  | 0 | 0 | 55.0663 | 55.0663 | 0 | #DIV/0!
[13 empty] | 162.6 | 162.6 | 36.1039 | -0.21261 | -0.83052 | 63.9469 | 63.9469 | 25.2452 | 75.6408 |  |  |  | -0.30068 | -1.1745 | 67.7722 | 67.7722 | 36.4706 | 75.6408 |  |  |  | 0 | 0 | 55.0663 | 55.0663 | 0 | #DIV/0! |  |  |  | 0 | 0 | 55.0663 | 55.0663 | 0 | #DIV/0! |  |  |  | 0 | 0 | 55.0663 | 55.0663 | 0 | #DIV/0!
[13 empty] | 162.7 | 162.7 | 35.9819 | -0.21433 | -0.83008 | 64.02 | 64.02 | 25.2596 | 75.5225 |  |  |  | -0.3031 | -1.1739 | 67.8799 | 67.8799 | 36.4347 | 75.5225 |  |  |  | 0 | 0 | 55.0663 | 55.0663 | 0 | #DIV/0! |  |  |  | 0 | 0 | 55.0663 | 55.0663 | 0 | #DIV/0! |  |  |  | 0 | 0 | 55.0663 | 55.0663 | 0 | #DIV/0!
[13 empty] | 162.8 | 162.8 | 35.858 | -0.21604 | -0.82964 | 64.0932 | 64.0932 | 25.2731 | 75.4041 |  |  |  | -0.30553 | -1.1733 | 67.9877 | 67.9877 | 36.3965 | 75.4041 |  |  |  | 0 | 0 | 55.0663 | 55.0663 | 0 | #DIV/0! |  |  |  | 0 | 0 | 55.0663 | 55.0663 | 0 | #DIV/0! |  |  |  | 0 | 0 | 55.0663 | 55.0663 | 0 | #DIV/0!
[13 empty] | 162.9 | 162.9 | 35.7324 | -0.21776 | -0.82919 | 64.1664 | 64.1664 | 25.2859 | 75.2857 |  |  |  | -0.30795 | -1.1726 | 68.0956 | 68.0956 | 36.3561 | 75.2857 |  |  |  | 0 | 0 | 55.0663 | 55.0663 | 0 | #DIV/0! |  |  |  | 0 | 0 | 55.0663 | 55.0663 | 0 | #DIV/0! |  |  |  | 0 | 0 | 55.0663 | 55.0663 | 0 | #DIV/0!
[13 empty] | 163 | 163 | 35.6051 | -0.21947 | -0.82874 | 64.2397 | 64.2397 | 25.2978 | 75.1672 |  |  |  | -0.31038 | -1.172 | 68.2037 | 68.2037 | 36.3134 | 75.1672 |  |  |  | 0 | 0 | 55.0663 | 55.0663 | 0 | #DIV/0! |  |  |  | 0 | 0 | 55.0663 | 55.0663 | 0 | #DIV/0! |  |  |  | 0 | 0 | 55.0663 | 55.0663 | 0 | #DIV/0!
[13 empty] | 163.1 | 163.1 | 35.4759 | -0.22118 | -0.82828 | 64.313 | 64.313 | 25.309 | 75.0486 |  |  |  | -0.3128 | -1.1714 | 68.312 | 68.312 | 36.2684 | 75.0486 |  |  |  | 0 | 0 | 55.0663 | 55.0663 | 0 | #DIV/0! |  |  |  | 0 | 0 | 55.0663 | 55.0663 | 0 | #DIV/0! |  |  |  | 0 | 0 | 55.0663 | 55.0663 | 0 | #DIV/0!
[13 empty] | 163.2 | 163.2 | 35.345 | -0.2229 | -0.82782 | 64.3864 | 64.3864 | 25.3193 | 74.9299 |  |  |  | -0.31523 | -1.1707 | 68.4204 | 68.4204 | 36.2211 | 74.9299 |  |  |  | 0 | 0 | 55.0663 | 55.0663 | 0 | #DIV/0! |  |  |  | 0 | 0 | 55.0663 | 55.0663 | 0 | #DIV/0! |  |  |  | 0 | 0 | 55.0663 | 55.0663 | 0 | #DIV/0!
[13 empty] | 163.3 | 163.3 | 35.2124 | -0.22461 | -0.82736 | 64.4598 | 64.4598 | 25.3289 | 74.8112 |  |  |  | -0.31765 | -1.1701 | 68.5289 | 68.5289 | 36.1716 | 74.8112 |  |  |  | 0 | 0 | 55.0663 | 55.0663 | 0 | #DIV/0! |  |  |  | 0 | 0 | 55.0663 | 55.0663 | 0 | #DIV/0! |  |  |  | 0 | 0 | 55.0663 | 55.0663 | 0 | #DIV/0!
[13 empty] | 163.4 | 163.4 | 35.078 | -0.22633 | -0.82689 | 64.5332 | 64.5332 | 25.3376 | 74.6925 |  |  |  | -0.32008 | -1.1694 | 68.6376 | 68.6376 | 36.1197 | 74.6925 |  |  |  | 0 | 0 | 55.0663 | 55.0663 | 0 | #DIV/0! |  |  |  | 0 | 0 | 55.0663 | 55.0663 | 0 | #DIV/0! |  |  |  | 0 | 0 | 55.0663 | 55.0663 | 0 | #DIV/0!
[13 empty] | 163.5 | 163.5 | 34.9419 | -0.22804 | -0.82642 | 64.6067 | 64.6067 | 25.3456 | 74.5736 |  |  |  | -0.3225 | -1.1687 | 68.7464 | 68.7464 | 36.0656 | 74.5736 |  |  |  | 0 | 0 | 55.0663 | 55.0663 | 0 | #DIV/0! |  |  |  | 0 | 0 | 55.0663 | 55.0663 | 0 | #DIV/0! |  |  |  | 0 | 0 | 55.0663 | 55.0663 | 0 | #DIV/0!
[13 empty] | 163.6 | 163.6 | 34.804 | -0.22976 | -0.82594 | 64.6803 | 64.6803 | 25.3527 | 74.4547 |  |  |  | -0.32493 | -1.1681 | 68.8554 | 68.8554 | 36.0092 | 74.4547 |  |  |  | 0 | 0 | 55.0663 | 55.0663 | 0 | #DIV/0! |  |  |  | 0 | 0 | 55.0663 | 55.0663 | 0 | #DIV/0! |  |  |  | 0 | 0 | 55.0663 | 55.0663 | 0 | #DIV/0!
[13 empty] | 163.7 | 163.7 | 34.6644 | -0.23147 | -0.82546 | 64.7539 | 64.7539 | 25.3591 | 74.3357 |  |  |  | -0.32735 | -1.1674 | 68.9646 | 68.9646 | 35.9504 | 74.3357 |  |  |  | 0 | 0 | 55.0663 | 55.0663 | 0 | #DIV/0! |  |  |  | 0 | 0 | 55.0663 | 55.0663 | 0 | #DIV/0! |  |  |  | 0 | 0 | 55.0663 | 55.0663 | 0 | #DIV/0!
[13 empty] | 163.8 | 163.8 | 34.5232 | -0.23319 | -0.82498 | 64.8275 | 64.8275 | 25.3646 | 74.2167 |  |  |  | -0.32978 | -1.1667 | 69.0739 | 69.0739 | 35.8894 | 74.2167 |  |  |  | 0 | 0 | 55.0663 | 55.0663 | 0 | #DIV/0! |  |  |  | 0 | 0 | 55.0663 | 55.0663 | 0 | #DIV/0! |  |  |  | 0 | 0 | 55.0663 | 55.0663 | 0 | #DIV/0!
[13 empty] | 163.9 | 163.9 | 34.3802 | -0.2349 | -0.82449 | 64.9012 | 64.9012 | 25.3693 | 74.0976 |  |  |  | -0.3322 | -1.166 | 69.1833 | 69.1833 | 35.8261 | 74.0976 |  |  |  | 0 | 0 | 55.0663 | 55.0663 | 0 | #DIV/0! |  |  |  | 0 | 0 | 55.0663 | 55.0663 | 0 | #DIV/0! |  |  |  | 0 | 0 | 55.0663 | 55.0663 | 0 | #DIV/0!
[13 empty] | 164 | 164 | 34.2355 | -0.23662 | -0.824 | 64.975 | 64.975 | 25.3732 | 73.9784 |  |  |  | -0.33463 | -1.1653 | 69.2929 | 69.2929 | 35.7605 | 73.9784 |  |  |  | 0 | 0 | 55.0663 | 55.0663 | 0 | #DIV/0! |  |  |  | 0 | 0 | 55.0663 | 55.0663 | 0 | #DIV/0! |  |  |  | 0 | 0 | 55.0663 | 55.0663 | 0 | #DIV/0!
[13 empty] | 164.1 | 164.1 | 34.0891 | -0.23833 | -0.82351 | 65.0488 | 65.0488 | 25.3763 | 73.8591 |  |  |  | -0.33705 | -1.1646 | 69.4027 | 69.4027 | 35.6925 | 73.8591 |  |  |  | 0 | 0 | 55.0663 | 55.0663 | 0 | #DIV/0! |  |  |  | 0 | 0 | 55.0663 | 55.0663 | 0 | #DIV/0! |  |  |  | 0 | 0 | 55.0663 | 55.0663 | 0 | #DIV/0!
[13 empty] | 164.2 | 164.2 | 33.941 | -0.24005 | -0.82301 | 65.1226 | 65.1226 | 25.3786 | 73.7398 |  |  |  | -0.33947 | -1.1639 | 69.5127 | 69.5127 | 35.6223 | 73.7398 |  |  |  | 0 | 0 | 55.0663 | 55.0663 | 0 | #DIV/0! |  |  |  | 0 | 0 | 55.0663 | 55.0663 | 0 | #DIV/0! |  |  |  | 0 | 0 | 55.0663 | 55.0663 | 0 | #DIV/0!
[13 empty] | 164.3 | 164.3 | 33.7912 | -0.24176 | -0.82251 | 65.1965 | 65.1965 | 25.38 | 73.6204 |  |  |  | -0.3419 | -1.1632 | 69.6228 | 69.6228 | 35.5497 | 73.6204 |  |  |  | 0 | 0 | 55.0663 | 55.0663 | 0 | #DIV/0! |  |  |  | 0 | 0 | 55.0663 | 55.0663 | 0 | #DIV/0! |  |  |  | 0 | 0 | 55.0663 | 55.0663 | 0 | #DIV/0!
[13 empty] | 164.4 | 164.4 | 33.6398 | -0.24347 | -0.822 | 65.2705 | 65.2705 | 25.3807 | 73.5009 |  |  |  | -0.34432 | -1.1625 | 69.733 | 69.733 | 35.4748 | 73.5009 |  |  |  | 0 | 0 | 55.0663 | 55.0663 | 0 | #DIV/0! |  |  |  | 0 | 0 | 55.0663 | 55.0663 | 0 | #DIV/0! |  |  |  | 0 | 0 | 55.0663 | 55.0663 | 0 | #DIV/0!
[13 empty] | 164.5 | 164.5 | 33.4867 | -0.24519 | -0.82149 | 65.3445 | 65.3445 | 25.3805 | 73.3814 |  |  |  | -0.34675 | -1.1618 | 69.8434 | 69.8434 | 35.3976 | 73.3814 |  |  |  | 0 | 0 | 55.0663 | 55.0663 | 0 | #DIV/0! |  |  |  | 0 | 0 | 55.0663 | 55.0663 | 0 | #DIV/0! |  |  |  | 0 | 0 | 55.0663 | 55.0663 | 0 | #DIV/0!
[13 empty] | 164.6 | 164.6 | 33.3319 | -0.2469 | -0.82098 | 65.4186 | 65.4186 | 25.3795 | 73.2617 |  |  |  | -0.34917 | -1.161 | 69.954 | 69.954 | 35.3181 | 73.2617 |  |  |  | 0 | 0 | 55.0663 | 55.0663 | 0 | #DIV/0! |  |  |  | 0 | 0 | 55.0663 | 55.0663 | 0 | #DIV/0! |  |  |  | 0 | 0 | 55.0663 | 55.0663 | 0 | #DIV/0!
[13 empty] | 164.7 | 164.7 | 33.1755 | -0.24862 | -0.82046 | 65.4927 | 65.4927 | 25.3777 | 73.142 |  |  |  | -0.3516 | -1.1603 | 70.0648 | 70.0648 | 35.2362 | 73.142 |  |  |  | 0 | 0 | 55.0663 | 55.0663 | 0 | #DIV/0! |  |  |  | 0 | 0 | 55.0663 | 55.0663 | 0 | #DIV/0! |  |  |  | 0 | 0 | 55.0663 | 55.0663 | 0 | #DIV/0!
[13 empty] | 164.8 | 164.8 | 33.0174 | -0.25033 | -0.81994 | 65.5669 | 65.5669 | 25.3751 | 73.0223 |  |  |  | -0.35402 | -1.1596 | 70.1757 | 70.1757 | 35.1521 | 73.0223 |  |  |  | 0 | 0 | 55.0663 | 55.0663 | 0 | #DIV/0! |  |  |  | 0 | 0 | 55.0663 | 55.0663 | 0 | #DIV/0! |  |  |  | 0 | 0 | 55.0663 | 55.0663 | 0 | #DIV/0!
[13 empty] | 164.9 | 164.9 | 32.8577 | -0.25205 | -0.81942 | 65.6411 | 65.6411 | 25.3717 | 72.9024 |  |  |  | -0.35645 | -1.1588 | 70.2868 | 70.2868 | 35.0656 | 72.9024 |  |  |  | 0 | 0 | 55.0663 | 55.0663 | 0 | #DIV/0! |  |  |  | 0 | 0 | 55.0663 | 55.0663 | 0 | #DIV/0! |  |  |  | 0 | 0 | 55.0663 | 55.0663 | 0 | #DIV/0!
[13 empty] | 165 | 165 | 32.6964 | -0.25376 | -0.81889 | 65.7154 | 65.7154 | 25.3674 | 72.7825 |  |  |  | -0.35887 | -1.1581 | 70.398 | 70.398 | 34.9767 | 72.7825 |  |  |  | 0 | 0 | 55.0663 | 55.0663 | 0 | #DIV/0! |  |  |  | 0 | 0 | 55.0663 | 55.0663 | 0 | #DIV/0! |  |  |  | 0 | 0 | 55.0663 | 55.0663 | 0 | #DIV/0!
[13 empty] | 165.1 | 165.1 | 32.5335 | -0.25548 | -0.81835 | 65.7898 | 65.7898 | 25.3623 | 72.6625 |  |  |  | -0.3613 | -1.1573 | 70.5095 | 70.5095 | 34.8856 | 72.6625 |  |  |  | 0 | 0 | 55.0663 | 55.0663 | 0 | #DIV/0! |  |  |  | 0 | 0 | 55.0663 | 55.0663 | 0 | #DIV/0! |  |  |  | 0 | 0 | 55.0663 | 55.0663 | 0 | #DIV/0!
[13 empty] | 165.2 | 165.2 | 32.3689 | -0.25719 | -0.81782 | 65.8642 | 65.8642 | 25.3564 | 72.5424 |  |  |  | -0.36372 | -1.1566 | 70.621 | 70.621 | 34.7921 | 72.5424 |  |  |  | 0 | 0 | 55.0663 | 55.0663 | 0 | #DIV/0! |  |  |  | 0 | 0 | 55.0663 | 55.0663 | 0 | #DIV/0! |  |  |  | 0 | 0 | 55.0663 | 55.0663 | 0 | #DIV/0!
[13 empty] | 165.3 | 165.3 | 32.2028 | -0.25891 | -0.81727 | 65.9386 | 65.9386 | 25.3497 | 72.4222 |  |  |  | -0.36615 | -1.1558 | 70.7328 | 70.7328 | 34.6963 | 72.4222 |  |  |  | 0 | 0 | 55.0663 | 55.0663 | 0 | #DIV/0! |  |  |  | 0 | 0 | 55.0663 | 55.0663 | 0 | #DIV/0! |  |  |  | 0 | 0 | 55.0663 | 55.0663 | 0 | #DIV/0!
[13 empty] | 165.4 | 165.4 | 32.0351 | -0.26062 | -0.81673 | 66.0132 | 66.0132 | 25.3421 | 72.302 |  |  |  | -0.36857 | -1.155 | 70.8447 | 70.8447 | 34.5981 | 72.302 |  |  |  | 0 | 0 | 55.0663 | 55.0663 | 0 | #DIV/0! |  |  |  | 0 | 0 | 55.0663 | 55.0663 | 0 | #DIV/0! |  |  |  | 0 | 0 | 55.0663 | 55.0663 | 0 | #DIV/0!
[13 empty] | 165.5 | 165.5 | 31.8657 | -0.26233 | -0.81618 | 66.0878 | 66.0878 | 25.3338 | 72.1817 |  |  |  | -0.371 | -1.1543 | 70.9569 | 70.9569 | 34.4976 | 72.1817 |  |  |  | 0 | 0 | 55.0663 | 55.0663 | 0 | #DIV/0! |  |  |  | 0 | 0 | 55.0663 | 55.0663 | 0 | #DIV/0! |  |  |  | 0 | 0 | 55.0663 | 55.0663 | 0 | #DIV/0!
[13 empty] | 165.6 | 165.6 | 31.6948 | -0.26405 | -0.81563 | 66.1624 | 66.1624 | 25.3246 | 72.0613 |  |  |  | -0.37342 | -1.1535 | 71.0691 | 71.0691 | 34.3948 | 72.0613 |  |  |  | 0 | 0 | 55.0663 | 55.0663 | 0 | #DIV/0! |  |  |  | 0 | 0 | 55.0663 | 55.0663 | 0 | #DIV/0! |  |  |  | 0 | 0 | 55.0663 | 55.0663 | 0 | #DIV/0!
[13 empty] | 165.7 | 165.7 | 31.5224 | -0.26576 | -0.81507 | 66.2371 | 66.2371 | 25.3145 | 71.9408 |  |  |  | -0.37585 | -1.1527 | 71.1816 | 71.1816 | 34.2897 | 71.9408 |  |  |  | 0 | 0 | 55.0663 | 55.0663 | 0 | #DIV/0! |  |  |  | 0 | 0 | 55.0663 | 55.0663 | 0 | #DIV/0! |  |  |  | 0 | 0 | 55.0663 | 55.0663 | 0 | #DIV/0!
[13 empty] | 165.8 | 165.8 | 31.3483 | -0.26748 | -0.81451 | 66.3119 | 66.3119 | 25.3037 | 71.8202 |  |  |  | -0.37827 | -1.1519 | 71.2942 | 71.2942 | 34.1822 | 71.8202 |  |  |  | 0 | 0 | 55.0663 | 55.0663 | 0 | #DIV/0! |  |  |  | 0 | 0 | 55.0663 | 55.0663 | 0 | #DIV/0! |  |  |  | 0 | 0 | 55.0663 | 55.0663 | 0 | #DIV/0!
[13 empty] | 165.9 | 165.9 | 31.1727 | -0.26919 | -0.81394 | 66.3867 | 66.3867 | 25.292 | 71.6995 |  |  |  | -0.3807 | -1.1511 | 71.4071 | 71.4071 | 34.0723 | 71.6995 |  |  |  | 0 | 0 | 55.0663 | 55.0663 | 0 | #DIV/0! |  |  |  | 0 | 0 | 55.0663 | 55.0663 | 0 | #DIV/0! |  |  |  | 0 | 0 | 55.0663 | 55.0663 | 0 | #DIV/0!
[13 empty] | 166 | 166 | 30.9956 | -0.27091 | -0.81337 | 66.4616 | 66.4616 | 25.2795 | 71.5788 |  |  |  | -0.38312 | -1.1503 | 71.52 | 71.52 | 33.9602 | 71.5788 |  |  |  | 0 | 0 | 55.0663 | 55.0663 | 0 | #DIV/0! |  |  |  | 0 | 0 | 55.0663 | 55.0663 | 0 | #DIV/0! |  |  |  | 0 | 0 | 55.0663 | 55.0663 | 0 | #DIV/0!
[13 empty] | 166.1 | 166.1 | 30.8169 | -0.27262 | -0.8128 | 66.5365 | 66.5365 | 25.2661 | 71.458 |  |  |  | -0.38555 | -1.1495 | 71.6332 | 71.6332 | 33.8457 | 71.458 |  |  |  | 0 | 0 | 55.0663 | 55.0663 | 0 | #DIV/0! |  |  |  | 0 | 0 | 55.0663 | 55.0663 | 0 | #DIV/0! |  |  |  | 0 | 0 | 55.0663 | 55.0663 | 0 | #DIV/0!
[13 empty] | 166.2 | 166.2 | 30.6368 | -0.27434 | -0.81222 | 66.6116 | 66.6116 | 25.2519 | 71.3371 |  |  |  | -0.38797 | -1.1487 | 71.7466 | 71.7466 | 33.7289 | 71.3371 |  |  |  | 0 | 0 | 55.0663 | 55.0663 | 0 | #DIV/0! |  |  |  | 0 | 0 | 55.0663 | 55.0663 | 0 | #DIV/0! |  |  |  | 0 | 0 | 55.0663 | 55.0663 | 0 | #DIV/0!
[13 empty] | 166.3 | 166.3 | 30.455 | -0.27605 | -0.81164 | 66.6866 | 66.6866 | 25.2369 | 71.2161 |  |  |  | -0.3904 | -1.1478 | 71.8601 | 71.8601 | 33.6097 | 71.2161 |  |  |  | 0 | 0 | 55.0663 | 55.0663 | 0 | #DIV/0! |  |  |  | 0 | 0 | 55.0663 | 55.0663 | 0 | #DIV/0! |  |  |  | 0 | 0 | 55.0663 | 55.0663 | 0 | #DIV/0!
[13 empty] | 166.4 | 166.4 | 30.2718 | -0.27777 | -0.81106 | 66.7618 | 66.7618 | 25.2211 | 71.095 |  |  |  | -0.39282 | -1.147 | 71.9738 | 71.9738 | 33.4882 | 71.095 |  |  |  | 0 | 0 | 55.0663 | 55.0663 | 0 | #DIV/0! |  |  |  | 0 | 0 | 55.0663 | 55.0663 | 0 | #DIV/0! |  |  |  | 0 | 0 | 55.0663 | 55.0663 | 0 | #DIV/0!
[13 empty] | 166.5 | 166.5 | 30.0871 | -0.27948 | -0.81047 | 66.837 | 66.837 | 25.2044 | 70.9738 |  |  |  | -0.39525 | -1.1462 | 72.0877 | 72.0877 | 33.3644 | 70.9738 |  |  |  | 0 | 0 | 55.0663 | 55.0663 | 0 | #DIV/0! |  |  |  | 0 | 0 | 55.0663 | 55.0663 | 0 | #DIV/0! |  |  |  | 0 | 0 | 55.0663 | 55.0663 | 0 | #DIV/0!
[13 empty] | 166.6 | 166.6 | 29.9009 | -0.2812 | -0.80988 | 66.9122 | 66.9122 | 25.1869 | 70.8526 |  |  |  | -0.39767 | -1.1453 | 72.2018 | 72.2018 | 33.2383 | 70.8526 |  |  |  | 0 | 0 | 55.0663 | 55.0663 | 0 | #DIV/0! |  |  |  | 0 | 0 | 55.0663 | 55.0663 | 0 | #DIV/0! |  |  |  | 0 | 0 | 55.0663 | 55.0663 | 0 | #DIV/0!
[13 empty] | 166.7 | 166.7 | 29.7132 | -0.28291 | -0.80928 | 66.9876 | 66.9876 | 25.1686 | 70.7312 |  |  |  | -0.4001 | -1.1445 | 72.316 | 72.316 | 33.1098 | 70.7312 |  |  |  | 0 | 0 | 55.0663 | 55.0663 | 0 | #DIV/0! |  |  |  | 0 | 0 | 55.0663 | 55.0663 | 0 | #DIV/0! |  |  |  | 0 | 0 | 55.0663 | 55.0663 | 0 | #DIV/0!
[13 empty] | 166.8 | 166.8 | 29.5241 | -0.28462 | -0.80868 | 67.063 | 67.063 | 25.1494 | 70.6098 |  |  |  | -0.40252 | -1.1436 | 72.4305 | 72.4305 | 32.979 | 70.6098 |  |  |  | 0 | 0 | 55.0663 | 55.0663 | 0 | #DIV/0! |  |  |  | 0 | 0 | 55.0663 | 55.0663 | 0 | #DIV/0! |  |  |  | 0 | 0 | 55.0663 | 55.0663 | 0 | #DIV/0!
[13 empty] | 166.9 | 166.9 | 29.3335 | -0.28634 | -0.80807 | 67.1385 | 67.1385 | 25.1294 | 70.4883 |  |  |  | -0.40495 | -1.1428 | 72.5451 | 72.5451 | 32.8459 | 70.4883 |  |  |  | 0 | 0 | 55.0663 | 55.0663 | 0 | #DIV/0! |  |  |  | 0 | 0 | 55.0663 | 55.0663 | 0 | #DIV/0! |  |  |  | 0 | 0 | 55.0663 | 55.0663 | 0 | #DIV/0!
[13 empty] | 167 | 167 | 29.1414 | -0.28805 | -0.80746 | 67.214 | 67.214 | 25.1085 | 70.3666 |  |  |  | -0.40737 | -1.1419 | 72.6599 | 72.6599 | 32.7105 | 70.3666 |  |  |  | 0 | 0 | 55.0663 | 55.0663 | 0 | #DIV/0! |  |  |  | 0 | 0 | 55.0663 | 55.0663 | 0 | #DIV/0! |  |  |  | 0 | 0 | 55.0663 | 55.0663 | 0 | #DIV/0!
[13 empty] | 167.1 | 167.1 | 28.9479 | -0.28977 | -0.80685 | 67.2896 | 67.2896 | 25.0868 | 70.2449 |  |  |  | -0.40979 | -1.1411 | 72.7749 | 72.7749 | 32.5727 | 70.2449 |  |  |  | 0 | 0 | 55.0663 | 55.0663 | 0 | #DIV/0! |  |  |  | 0 | 0 | 55.0663 | 55.0663 | 0 | #DIV/0! |  |  |  | 0 | 0 | 55.0663 | 55.0663 | 0 | #DIV/0!
[13 empty] | 167.2 | 167.2 | 28.7529 | -0.29148 | -0.80623 | 67.3653 | 67.3653 | 25.0643 | 70.1231 |  |  |  | -0.41222 | -1.1402 | 72.8901 | 72.8901 | 32.4327 | 70.1231 |  |  |  | 0 | 0 | 55.0663 | 55.0663 | 0 | #DIV/0! |  |  |  | 0 | 0 | 55.0663 | 55.0663 | 0 | #DIV/0! |  |  |  | 0 | 0 | 55.0663 | 55.0663 | 0 | #DIV/0!
[13 empty] | 167.3 | 167.3 | 28.5566 | -0.2932 | -0.80561 | 67.441 | 67.441 | 25.041 | 70.0012 |  |  |  | -0.41464 | -1.1393 | 73.0055 | 73.0055 | 32.2903 | 70.0012 |  |  |  | 0 | 0 | 55.0663 | 55.0663 | 0 | #DIV/0! |  |  |  | 0 | 0 | 55.0663 | 55.0663 | 0 | #DIV/0! |  |  |  | 0 | 0 | 55.0663 | 55.0663 | 0 | #DIV/0!
[13 empty] | 167.4 | 167.4 | 28.3588 | -0.29491 | -0.80498 | 67.5168 | 67.5168 | 25.0168 | 69.8792 |  |  |  | -0.41707 | -1.1384 | 73.1211 | 73.1211 | 32.1456 | 69.8792 |  |  |  | 0 | 0 | 55.0663 | 55.0663 | 0 | #DIV/0! |  |  |  | 0 | 0 | 55.0663 | 55.0663 | 0 | #DIV/0! |  |  |  | 0 | 0 | 55.0663 | 55.0663 | 0 | #DIV/0!
[13 empty] | 167.5 | 167.5 | 28.1596 | -0.29663 | -0.80435 | 67.5927 | 67.5927 | 24.9917 | 69.7571 |  |  |  | -0.41949 | -1.1375 | 73.2368 | 73.2368 | 31.9986 | 69.7571 |  |  |  | 0 | 0 | 55.0663 | 55.0663 | 0 | #DIV/0! |  |  |  | 0 | 0 | 55.0663 | 55.0663 | 0 | #DIV/0! |  |  |  | 0 | 0 | 55.0663 | 55.0663 | 0 | #DIV/0!
[13 empty] | 167.6 | 167.6 | 27.959 | -0.29834 | -0.80372 | 67.6686 | 67.6686 | 24.9659 | 69.635 |  |  |  | -0.42192 | -1.1366 | 73.3528 | 73.3528 | 31.8494 | 69.635 |  |  |  | 0 | 0 | 55.0663 | 55.0663 | 0 | #DIV/0! |  |  |  | 0 | 0 | 55.0663 | 55.0663 | 0 | #DIV/0! |  |  |  | 0 | 0 | 55.0663 | 55.0663 | 0 | #DIV/0!
[13 empty] | 167.7 | 167.7 | 27.7571 | -0.30006 | -0.80308 | 67.7447 | 67.7447 | 24.9391 | 69.5127 |  |  |  | -0.42434 | -1.1357 | 73.4689 | 73.4689 | 31.6978 | 69.5127 |  |  |  | 0 | 0 | 55.0663 | 55.0663 | 0 | #DIV/0! |  |  |  | 0 | 0 | 55.0663 | 55.0663 | 0 | #DIV/0! |  |  |  | 0 | 0 | 55.0663 | 55.0663 | 0 | #DIV/0!
[13 empty] | 167.8 | 167.8 | 27.5537 | -0.30177 | -0.80244 | 67.8207 | 67.8207 | 24.9116 | 69.3903 |  |  |  | -0.42677 | -1.1348 | 73.5852 | 73.5852 | 31.5439 | 69.3903 |  |  |  | 0 | 0 | 55.0663 | 55.0663 | 0 | #DIV/0! |  |  |  | 0 | 0 | 55.0663 | 55.0663 | 0 | #DIV/0! |  |  |  | 0 | 0 | 55.0663 | 55.0663 | 0 | #DIV/0!
[13 empty] | 167.9 | 167.9 | 27.349 | -0.30349 | -0.80179 | 67.8969 | 67.8969 | 24.8832 | 69.2678 |  |  |  | -0.42919 | -1.1339 | 73.7017 | 73.7017 | 31.3878 | 69.2678 |  |  |  | 0 | 0 | 55.0663 | 55.0663 | 0 | #DIV/0! |  |  |  | 0 | 0 | 55.0663 | 55.0663 | 0 | #DIV/0! |  |  |  | 0 | 0 | 55.0663 | 55.0663 | 0 | #DIV/0!
[13 empty] | 168 | 168 | 27.143 | -0.3052 | -0.80114 | 67.9731 | 67.9731 | 24.854 | 69.1453 |  |  |  | -0.43162 | -1.133 | 73.8185 | 73.8185 | 31.2293 | 69.1453 |  |  |  | 0 | 0 | 55.0663 | 55.0663 | 0 | #DIV/0! |  |  |  | 0 | 0 | 55.0663 | 55.0663 | 0 | #DIV/0! |  |  |  | 0 | 0 | 55.0663 | 55.0663 | 0 | #DIV/0!
[13 empty] | 168.1 | 168.1 | 26.9356 | -0.30691 | -0.80048 | 68.0494 | 68.0494 | 24.8239 | 69.0226 |  |  |  | -0.43404 | -1.1321 | 73.9354 | 73.9354 | 31.0686 | 69.0226 |  |  |  | 0 | 0 | 55.0663 | 55.0663 | 0 | #DIV/0! |  |  |  | 0 | 0 | 55.0663 | 55.0663 | 0 | #DIV/0! |  |  |  | 0 | 0 | 55.0663 | 55.0663 | 0 | #DIV/0!
[13 empty] | 168.2 | 168.2 | 26.7269 | -0.30863 | -0.79982 | 68.1258 | 68.1258 | 24.793 | 68.8998 |  |  |  | -0.43647 | -1.1311 | 74.0524 | 74.0524 | 30.9056 | 68.8998 |  |  |  | 0 | 0 | 55.0663 | 55.0663 | 0 | #DIV/0! |  |  |  | 0 | 0 | 55.0663 | 55.0663 | 0 | #DIV/0! |  |  |  | 0 | 0 | 55.0663 | 55.0663 | 0 | #DIV/0!
[13 empty] | 168.3 | 168.3 | 26.5168 | -0.31034 | -0.79916 | 68.2023 | 68.2023 | 24.7613 | 68.7769 |  |  |  | -0.43889 | -1.1302 | 74.1697 | 74.1697 | 30.7404 | 68.7769 |  |  |  | 0 | 0 | 55.0663 | 55.0663 | 0 | #DIV/0! |  |  |  | 0 | 0 | 55.0663 | 55.0663 | 0 | #DIV/0! |  |  |  | 0 | 0 | 55.0663 | 55.0663 | 0 | #DIV/0!
[13 empty] | 168.4 | 168.4 | 26.3054 | -0.31206 | -0.79849 | 68.2788 | 68.2788 | 24.7287 | 68.6539 |  |  |  | -0.44132 | -1.1292 | 74.2872 | 74.2872 | 30.5729 | 68.6539 |  |  |  | 0 | 0 | 55.0663 | 55.0663 | 0 | #DIV/0! |  |  |  | 0 | 0 | 55.0663 | 55.0663 | 0 | #DIV/0! |  |  |  | 0 | 0 | 55.0663 | 55.0663 | 0 | #DIV/0!
[13 empty] | 168.5 | 168.5 | 26.0928 | -0.31377 | -0.79782 | 68.3554 | 68.3554 | 24.6953 | 68.5309 |  |  |  | -0.44374 | -1.1283 | 74.4049 | 74.4049 | 30.4031 | 68.5309 |  |  |  | 0 | 0 | 55.0663 | 55.0663 | 0 | #DIV/0! |  |  |  | 0 | 0 | 55.0663 | 55.0663 | 0 | #DIV/0! |  |  |  | 0 | 0 | 55.0663 | 55.0663 | 0 | #DIV/0!
[13 empty] | 168.6 | 168.6 | 25.8788 | -0.31549 | -0.79714 | 68.432 | 68.432 | 24.661 | 68.4077 |  |  |  | -0.44617 | -1.1273 | 74.5228 | 74.5228 | 30.2311 | 68.4077 |  |  |  | 0 | 0 | 55.0663 | 55.0663 | 0 | #DIV/0! |  |  |  | 0 | 0 | 55.0663 | 55.0663 | 0 | #DIV/0! |  |  |  | 0 | 0 | 55.0663 | 55.0663 | 0 | #DIV/0!
[13 empty] | 168.7 | 168.7 | 25.6636 | -0.3172 | -0.79646 | 68.5088 | 68.5088 | 24.6259 | 68.2844 |  |  |  | -0.44859 | -1.1264 | 74.6408 | 74.6408 | 30.0569 | 68.2844 |  |  |  | 0 | 0 | 55.0663 | 55.0663 | 0 | #DIV/0! |  |  |  | 0 | 0 | 55.0663 | 55.0663 | 0 | #DIV/0! |  |  |  | 0 | 0 | 55.0663 | 55.0663 | 0 | #DIV/0!
[13 empty] | 168.8 | 168.8 | 25.447 | -0.31892 | -0.79578 | 68.5856 | 68.5856 | 24.5899 | 68.161 |  |  |  | -0.45102 | -1.1254 | 74.7591 | 74.7591 | 29.8804 | 68.161 |  |  |  | 0 | 0 | 55.0663 | 55.0663 | 0 | #DIV/0! |  |  |  | 0 | 0 | 55.0663 | 55.0663 | 0 | #DIV/0! |  |  |  | 0 | 0 | 55.0663 | 55.0663 | 0 | #DIV/0!
[13 empty] | 168.9 | 168.9 | 25.2293 | -0.32063 | -0.79509 | 68.6625 | 68.6625 | 24.5532 | 68.0375 |  |  |  | -0.45344 | -1.1244 | 74.8776 | 74.8776 | 29.7017 | 68.0375 |  |  |  | 0 | 0 | 55.0663 | 55.0663 | 0 | #DIV/0! |  |  |  | 0 | 0 | 55.0663 | 55.0663 | 0 | #DIV/0! |  |  |  | 0 | 0 | 55.0663 | 55.0663 | 0 | #DIV/0!
[13 empty] | 169 | 169 | 25.0103 | -0.32235 | -0.79439 | 68.7395 | 68.7395 | 24.5155 | 67.9139 |  |  |  | -0.45587 | -1.1234 | 74.9962 | 74.9962 | 29.5208 | 67.9139 |  |  |  | 0 | 0 | 55.0663 | 55.0663 | 0 | #DIV/0! |  |  |  | 0 | 0 | 55.0663 | 55.0663 | 0 | #DIV/0! |  |  |  | 0 | 0 | 55.0663 | 55.0663 | 0 | #DIV/0!
[13 empty] | 169.1 | 169.1 | 24.79 | -0.32406 | -0.7937 | 68.8165 | 68.8165 | 24.4771 | 67.7901 |  |  |  | -0.45829 | -1.1225 | 75.1151 | 75.1151 | 29.3377 | 67.7901 |  |  |  | 0 | 0 | 55.0663 | 55.0663 | 0 | #DIV/0! |  |  |  | 0 | 0 | 55.0663 | 55.0663 | 0 | #DIV/0! |  |  |  | 0 | 0 | 55.0663 | 55.0663 | 0 | #DIV/0!
[13 empty] | 169.2 | 169.2 | 24.5685 | -0.32578 | -0.79299 | 68.8936 | 68.8936 | 24.4377 | 67.6663 |  |  |  | -0.46072 | -1.1215 | 75.2342 | 75.2342 | 29.1524 | 67.6663 |  |  |  | 0 | 0 | 55.0663 | 55.0663 | 0 | #DIV/0! |  |  |  | 0 | 0 | 55.0663 | 55.0663 | 0 | #DIV/0! |  |  |  | 0 | 0 | 55.0663 | 55.0663 | 0 | #DIV/0!
[13 empty] | 169.3 | 169.3 | 24.3458 | -0.32749 | -0.79229 | 68.9708 | 68.9708 | 24.3976 | 67.5424 |  |  |  | -0.46314 | -1.1205 | 75.3534 | 75.3534 | 28.9649 | 67.5424 |  |  |  | 0 | 0 | 55.0663 | 55.0663 | 0 | #DIV/0! |  |  |  | 0 | 0 | 55.0663 | 55.0663 | 0 | #DIV/0! |  |  |  | 0 | 0 | 55.0663 | 55.0663 | 0 | #DIV/0!
[13 empty] | 169.4 | 169.4 | 24.1219 | -0.3292 | -0.79158 | 69.0481 | 69.0481 | 24.3566 | 67.4183 |  |  |  | -0.46557 | -1.1195 | 75.4729 | 75.4729 | 28.7752 | 67.4183 |  |  |  | 0 | 0 | 55.0663 | 55.0663 | 0 | #DIV/0! |  |  |  | 0 | 0 | 55.0663 | 55.0663 | 0 | #DIV/0! |  |  |  | 0 | 0 | 55.0663 | 55.0663 | 0 | #DIV/0!
[13 empty] | 169.5 | 169.5 | 23.8968 | -0.33092 | -0.79086 | 69.1255 | 69.1255 | 24.3148 | 67.2942 |  |  |  | -0.46799 | -1.1184 | 75.5925 | 75.5925 | 28.5833 | 67.2942 |  |  |  | 0 | 0 | 55.0663 | 55.0663 | 0 | #DIV/0! |  |  |  | 0 | 0 | 55.0663 | 55.0663 | 0 | #DIV/0! |  |  |  | 0 | 0 | 55.0663 | 55.0663 | 0 | #DIV/0!
[13 empty] | 169.6 | 169.6 | 23.6705 | -0.33263 | -0.79014 | 69.2029 | 69.2029 | 24.2721 | 67.1699 |  |  |  | -0.47042 | -1.1174 | 75.7124 | 75.7124 | 28.3893 | 67.1699 |  |  |  | 0 | 0 | 55.0663 | 55.0663 | 0 | #DIV/0! |  |  |  | 0 | 0 | 55.0663 | 55.0663 | 0 | #DIV/0! |  |  |  | 0 | 0 | 55.0663 | 55.0663 | 0 | #DIV/0!
[13 empty] | 169.7 | 169.7 | 23.4431 | -0.33435 | -0.78942 | 69.2804 | 69.2804 | 24.2286 | 67.0455 |  |  |  | -0.47284 | -1.1164 | 75.8324 | 75.8324 | 28.1931 | 67.0455 |  |  |  | 0 | 0 | 55.0663 | 55.0663 | 0 | #DIV/0! |  |  |  | 0 | 0 | 55.0663 | 55.0663 | 0 | #DIV/0! |  |  |  | 0 | 0 | 55.0663 | 55.0663 | 0 | #DIV/0!
[13 empty] | 169.8 | 169.8 | 23.2144 | -0.33606 | -0.78869 | 69.358 | 69.358 | 24.1843 | 66.921 |  |  |  | -0.47526 | -1.1154 | 75.9527 | 75.9527 | 27.9948 | 66.921 |  |  |  | 0 | 0 | 55.0663 | 55.0663 | 0 | #DIV/0! |  |  |  | 0 | 0 | 55.0663 | 55.0663 | 0 | #DIV/0! |  |  |  | 0 | 0 | 55.0663 | 55.0663 | 0 | #DIV/0!
[13 empty] | 169.9 | 169.9 | 22.9847 | -0.33778 | -0.78796 | 69.4357 | 69.4357 | 24.1391 | 66.7964 |  |  |  | -0.47769 | -1.1143 | 76.0731 | 76.0731 | 27.7943 | 66.7964 |  |  |  | 0 | 0 | 55.0663 | 55.0663 | 0 | #DIV/0! |  |  |  | 0 | 0 | 55.0663 | 55.0663 | 0 | #DIV/0! |  |  |  | 0 | 0 | 55.0663 | 55.0663 | 0 | #DIV/0!
[13 empty] | 170 | 170 | 22.7538 | -0.33949 | -0.78722 | 69.5134 | 69.5134 | 24.0931 | 66.6716 |  |  |  | -0.48011 | -1.1133 | 76.1938 | 76.1938 | 27.5918 | 66.6716 |  |  |  | 0 | 0 | 55.0663 | 55.0663 | 0 | #DIV/0! |  |  |  | 0 | 0 | 55.0663 | 55.0663 | 0 | #DIV/0! |  |  |  | 0 | 0 | 55.0663 | 55.0663 | 0 | #DIV/0!
[13 empty] | 170.1 | 170.1 | 22.5217 | -0.34121 | -0.78648 | 69.5913 | 69.5913 | 24.0462 | 66.5468 |  |  |  | -0.48254 | -1.1122 | 76.3146 | 76.3146 | 27.3871 | 66.5468 |  |  |  | 0 | 0 | 55.0663 | 55.0663 | 0 | #DIV/0! |  |  |  | 0 | 0 | 55.0663 | 55.0663 | 0 | #DIV/0! |  |  |  | 0 | 0 | 55.0663 | 55.0663 | 0 | #DIV/0!
[13 empty] | 170.2 | 170.2 | 22.2886 | -0.34292 | -0.78573 | 69.6692 | 69.6692 | 23.9985 | 66.4218 |  |  |  | -0.48496 | -1.1112 | 76.4357 | 76.4357 | 27.1803 | 66.4218 |  |  |  | 0 | 0 | 55.0663 | 55.0663 | 0 | #DIV/0! |  |  |  | 0 | 0 | 55.0663 | 55.0663 | 0 | #DIV/0! |  |  |  | 0 | 0 | 55.0663 | 55.0663 | 0 | #DIV/0!
[13 empty] | 170.3 | 170.3 | 22.0543 | -0.34464 | -0.78498 | 69.7472 | 69.7472 | 23.95 | 66.2967 |  |  |  | -0.48739 | -1.1101 | 76.5569 | 76.5569 | 26.9714 | 66.2967 |  |  |  | 0 | 0 | 55.0663 | 55.0663 | 0 | #DIV/0! |  |  |  | 0 | 0 | 55.0663 | 55.0663 | 0 | #DIV/0! |  |  |  | 0 | 0 | 55.0663 | 55.0663 | 0 | #DIV/0!
[13 empty] | 170.4 | 170.4 | 21.819 | -0.34635 | -0.78423 | 69.8253 | 69.8253 | 23.9006 | 66.1715 |  |  |  | -0.48981 | -1.1091 | 76.6784 | 76.6784 | 26.7605 | 66.1715 |  |  |  | 0 | 0 | 55.0663 | 55.0663 | 0 | #DIV/0! |  |  |  | 0 | 0 | 55.0663 | 55.0663 | 0 | #DIV/0! |  |  |  | 0 | 0 | 55.0663 | 55.0663 | 0 | #DIV/0!
[13 empty] | 170.5 | 170.5 | 21.5826 | -0.34807 | -0.78347 | 69.9034 | 69.9034 | 23.8504 | 66.0462 |  |  |  | -0.49224 | -1.108 | 76.8001 | 76.8001 | 26.5475 | 66.0462 |  |  |  | 0 | 0 | 55.0663 | 55.0663 | 0 | #DIV/0! |  |  |  | 0 | 0 | 55.0663 | 55.0663 | 0 | #DIV/0! |  |  |  | 0 | 0 | 55.0663 | 55.0663 | 0 | #DIV/0!
[13 empty] | 170.6 | 170.6 | 21.3451 | -0.34978 | -0.7827 | 69.9817 | 69.9817 | 23.7994 | 65.9207 |  |  |  | -0.49466 | -1.1069 | 76.9219 | 76.9219 | 26.3325 | 65.9207 |  |  |  | 0 | 0 | 55.0663 | 55.0663 | 0 | #DIV/0! |  |  |  | 0 | 0 | 55.0663 | 55.0663 | 0 | #DIV/0! |  |  |  | 0 | 0 | 55.0663 | 55.0663 | 0 | #DIV/0!
[13 empty] | 170.7 | 170.7 | 21.1065 | -0.35149 | -0.78193 | 70.06 | 70.06 | 23.7475 | 65.7952 |  |  |  | -0.49709 | -1.1058 | 77.044 | 77.044 | 26.1154 | 65.7952 |  |  |  | 0 | 0 | 55.0663 | 55.0663 | 0 | #DIV/0! |  |  |  | 0 | 0 | 55.0663 | 55.0663 | 0 | #DIV/0! |  |  |  | 0 | 0 | 55.0663 | 55.0663 | 0 | #DIV/0!
[13 empty] | 170.8 | 170.8 | 20.8669 | -0.35321 | -0.78116 | 70.1384 | 70.1384 | 23.6948 | 65.6695 |  |  |  | -0.49951 | -1.1047 | 77.1663 | 77.1663 | 25.8963 | 65.6695 |  |  |  | 0 | 0 | 55.0663 | 55.0663 | 0 | #DIV/0! |  |  |  | 0 | 0 | 55.0663 | 55.0663 | 0 | #DIV/0! |  |  |  | 0 | 0 | 55.0663 | 55.0663 | 0 | #DIV/0!
[13 empty] | 170.9 | 170.9 | 20.6263 | -0.35492 | -0.78038 | 70.2169 | 70.2169 | 23.6413 | 65.5436 |  |  |  | -0.50194 | -1.1036 | 77.2888 | 77.2888 | 25.6752 | 65.5436 |  |  |  | 0 | 0 | 55.0663 | 55.0663 | 0 | #DIV/0! |  |  |  | 0 | 0 | 55.0663 | 55.0663 | 0 | #DIV/0! |  |  |  | 0 | 0 | 55.0663 | 55.0663 | 0 | #DIV/0!
[13 empty] | 171 | 171 | 20.3847 | -0.35664 | -0.7796 | 70.2955 | 70.2955 | 23.5869 | 65.4177 |  |  |  | -0.50436 | -1.1025 | 77.4114 | 77.4114 | 25.4521 | 65.4177 |  |  |  | 0 | 0 | 55.0663 | 55.0663 | 0 | #DIV/0! |  |  |  | 0 | 0 | 55.0663 | 55.0663 | 0 | #DIV/0! |  |  |  | 0 | 0 | 55.0663 | 55.0663 | 0 | #DIV/0!
[13 empty] | 171.1 | 171.1 | 20.142 | -0.35835 | -0.77882 | 70.3741 | 70.3741 | 23.5317 | 65.2916 |  |  |  | -0.50679 | -1.1014 | 77.5343 | 77.5343 | 25.227 | 65.2916 |  |  |  | 0 | 0 | 55.0663 | 55.0663 | 0 | #DIV/0! |  |  |  | 0 | 0 | 55.0663 | 55.0663 | 0 | #DIV/0! |  |  |  | 0 | 0 | 55.0663 | 55.0663 | 0 | #DIV/0!
[13 empty] | 171.2 | 171.2 | 19.8984 | -0.36007 | -0.77802 | 70.4529 | 70.4529 | 23.4757 | 65.1654 |  |  |  | -0.50921 | -1.1003 | 77.6574 | 77.6574 | 25 | 65.1654 |  |  |  | 0 | 0 | 55.0663 | 55.0663 | 0 | #DIV/0! |  |  |  | 0 | 0 | 55.0663 | 55.0663 | 0 | #DIV/0! |  |  |  | 0 | 0 | 55.0663 | 55.0663 | 0 | #DIV/0!
[13 empty] | 171.3 | 171.3 | 19.6537 | -0.36178 | -0.77723 | 70.5317 | 70.5317 | 23.4188 | 65.0391 |  |  |  | -0.51164 | -1.0992 | 77.7807 | 77.7807 | 24.771 | 65.0391 |  |  |  | 0 | 0 | 55.0663 | 55.0663 | 0 | #DIV/0! |  |  |  | 0 | 0 | 55.0663 | 55.0663 | 0 | #DIV/0! |  |  |  | 0 | 0 | 55.0663 | 55.0663 | 0 | #DIV/0!
[13 empty] | 171.4 | 171.4 | 19.4081 | -0.3635 | -0.77643 | 70.6106 | 70.6106 | 23.3612 | 64.9126 |  |  |  | -0.51406 | -1.098 | 77.9042 | 77.9042 | 24.54 | 64.9126 |  |  |  | 0 | 0 | 55.0663 | 55.0663 | 0 | #DIV/0! |  |  |  | 0 | 0 | 55.0663 | 55.0663 | 0 | #DIV/0! |  |  |  | 0 | 0 | 55.0663 | 55.0663 | 0 | #DIV/0!
[13 empty] | 171.5 | 171.5 | 19.1615 | -0.36521 | -0.77562 | 70.6896 | 70.6896 | 23.3027 | 64.786 |  |  |  | -0.51649 | -1.0969 | 78.0279 | 78.0279 | 24.3072 | 64.786 |  |  |  | 0 | 0 | 55.0663 | 55.0663 | 0 | #DIV/0! |  |  |  | 0 | 0 | 55.0663 | 55.0663 | 0 | #DIV/0! |  |  |  | 0 | 0 | 55.0663 | 55.0663 | 0 | #DIV/0!
[13 empty] | 171.6 | 171.6 | 18.914 | -0.36693 | -0.77481 | 70.7687 | 70.7687 | 23.2433 | 64.6593 |  |  |  | -0.51891 | -1.0958 | 78.1518 | 78.1518 | 24.0725 | 64.6593 |  |  |  | 0 | 0 | 55.0663 | 55.0663 | 0 | #DIV/0! |  |  |  | 0 | 0 | 55.0663 | 55.0663 | 0 | #DIV/0! |  |  |  | 0 | 0 | 55.0663 | 55.0663 | 0 | #DIV/0!
[13 empty] | 171.7 | 171.7 | 18.6656 | -0.36864 | -0.774 | 70.8479 | 70.8479 | 23.1832 | 64.5324 |  |  |  | -0.52134 | -1.0946 | 78.2759 | 78.2759 | 23.8359 | 64.5324 |  |  |  | 0 | 0 | 55.0663 | 55.0663 | 0 | #DIV/0! |  |  |  | 0 | 0 | 55.0663 | 55.0663 | 0 | #DIV/0! |  |  |  | 0 | 0 | 55.0663 | 55.0663 | 0 | #DIV/0!
[13 empty] | 171.8 | 171.8 | 18.4162 | -0.37036 | -0.77318 | 70.9271 | 70.9271 | 23.1222 | 64.4054 |  |  |  | -0.52376 | -1.0934 | 78.4002 | 78.4002 | 23.5974 | 64.4054 |  |  |  | 0 | 0 | 55.0663 | 55.0663 | 0 | #DIV/0! |  |  |  | 0 | 0 | 55.0663 | 55.0663 | 0 | #DIV/0! |  |  |  | 0 | 0 | 55.0663 | 55.0663 | 0 | #DIV/0!
[13 empty] | 171.9 | 171.9 | 18.1659 | -0.37207 | -0.77236 | 71.0065 | 71.0065 | 23.0604 | 64.2783 |  |  |  | -0.52619 | -1.0923 | 78.5247 | 78.5247 | 23.357 | 64.2783 |  |  |  | 0 | 0 | 55.0663 | 55.0663 | 0 | #DIV/0! |  |  |  | 0 | 0 | 55.0663 | 55.0663 | 0 | #DIV/0! |  |  |  | 0 | 0 | 55.0663 | 55.0663 | 0 | #DIV/0!
[13 empty] | 172 | 172 | 17.9147 | -0.37378 | -0.77153 | 71.0859 | 71.0859 | 22.9978 | 64.1511 |  |  |  | -0.52861 | -1.0911 | 78.6494 | 78.6494 | 23.1149 | 64.1511 |  |  |  | 0 | 0 | 55.0663 | 55.0663 | 0 | #DIV/0! |  |  |  | 0 | 0 | 55.0663 | 55.0663 | 0 | #DIV/0! |  |  |  | 0 | 0 | 55.0663 | 55.0663 | 0 | #DIV/0!
[13 empty] | 172.1 | 172.1 | 17.6626 | -0.3755 | -0.77069 | 71.1654 | 71.1654 | 22.9343 | 64.0237 |  |  |  | -0.53104 | -1.0899 | 78.7743 | 78.7743 | 22.8709 | 64.0237 |  |  |  | 0 | 0 | 55.0663 | 55.0663 | 0 | #DIV/0! |  |  |  | 0 | 0 | 55.0663 | 55.0663 | 0 | #DIV/0! |  |  |  | 0 | 0 | 55.0663 | 55.0663 | 0 | #DIV/0!
[13 empty] | 172.2 | 172.2 | 17.4097 | -0.37721 | -0.76986 | 71.2451 | 71.2451 | 22.8701 | 63.8961 |  |  |  | -0.53346 | -1.0887 | 78.8995 | 78.8995 | 22.6252 | 63.8961 |  |  |  | 0 | 0 | 55.0663 | 55.0663 | 0 | #DIV/0! |  |  |  | 0 | 0 | 55.0663 | 55.0663 | 0 | #DIV/0! |  |  |  | 0 | 0 | 55.0663 | 55.0663 | 0 | #DIV/0!
[13 empty] | 172.3 | 172.3 | 17.1559 | -0.37893 | -0.76901 | 71.3248 | 71.3248 | 22.805 | 63.7684 |  |  |  | -0.53589 | -1.0876 | 79.0248 | 79.0248 | 22.3776 | 63.7684 |  |  |  | 0 | 0 | 55.0663 | 55.0663 | 0 | #DIV/0! |  |  |  | 0 | 0 | 55.0663 | 55.0663 | 0 | #DIV/0! |  |  |  | 0 | 0 | 55.0663 | 55.0663 | 0 | #DIV/0!
[13 empty] | 172.4 | 172.4 | 16.9012 | -0.38064 | -0.76817 | 71.4045 | 71.4045 | 22.7391 | 63.6406 |  |  |  | -0.53831 | -1.0864 | 79.1503 | 79.1503 | 22.1283 | 63.6406 |  |  |  | 0 | 0 | 55.0663 | 55.0663 | 0 | #DIV/0! |  |  |  | 0 | 0 | 55.0663 | 55.0663 | 0 | #DIV/0! |  |  |  | 0 | 0 | 55.0663 | 55.0663 | 0 | #DIV/0!
[13 empty] | 172.5 | 172.5 | 16.6457 | -0.38236 | -0.76732 | 71.4844 | 71.4844 | 22.6724 | 63.5127 |  |  |  | -0.54074 | -1.0851 | 79.2761 | 79.2761 | 21.8773 | 63.5127 |  |  |  | 0 | 0 | 55.0663 | 55.0663 | 0 | #DIV/0! |  |  |  | 0 | 0 | 55.0663 | 55.0663 | 0 | #DIV/0! |  |  |  | 0 | 0 | 55.0663 | 55.0663 | 0 | #DIV/0!
[13 empty] | 172.6 | 172.6 | 16.3894 | -0.38407 | -0.76646 | 71.5644 | 71.5644 | 22.6049 | 63.3846 |  |  |  | -0.54316 | -1.0839 | 79.402 | 79.402 | 21.6246 | 63.3846 |  |  |  | 0 | 0 | 55.0663 | 55.0663 | 0 | #DIV/0! |  |  |  | 0 | 0 | 55.0663 | 55.0663 | 0 | #DIV/0! |  |  |  | 0 | 0 | 55.0663 | 55.0663 | 0 | #DIV/0!
[13 empty] | 172.7 | 172.7 | 16.1322 | -0.38579 | -0.7656 | 71.6444 | 71.6444 | 22.5365 | 63.2563 |  |  |  | -0.54558 | -1.0827 | 79.5282 | 79.5282 | 21.3701 | 63.2563 |  |  |  | 0 | 0 | 55.0663 | 55.0663 | 0 | #DIV/0! |  |  |  | 0 | 0 | 55.0663 | 55.0663 | 0 | #DIV/0! |  |  |  | 0 | 0 | 55.0663 | 55.0663 | 0 | #DIV/0!
[13 empty] | 172.8 | 172.8 | 15.8743 | -0.3875 | -0.76473 | 71.7246 | 71.7246 | 22.4674 | 63.1279 |  |  |  | -0.54801 | -1.0815 | 79.6545 | 79.6545 | 21.114 | 63.1279 |  |  |  | 0 | 0 | 55.0663 | 55.0663 | 0 | #DIV/0! |  |  |  | 0 | 0 | 55.0663 | 55.0663 | 0 | #DIV/0! |  |  |  | 0 | 0 | 55.0663 | 55.0663 | 0 | #DIV/0!
[13 empty] | 172.9 | 172.9 | 15.6156 | -0.38922 | -0.76386 | 71.8048 | 71.8048 | 22.3975 | 62.9994 |  |  |  | -0.55043 | -1.0803 | 79.7811 | 79.7811 | 20.8562 | 62.9994 |  |  |  | 0 | 0 | 55.0663 | 55.0663 | 0 | #DIV/0! |  |  |  | 0 | 0 | 55.0663 | 55.0663 | 0 | #DIV/0! |  |  |  | 0 | 0 | 55.0663 | 55.0663 | 0 | #DIV/0!
[13 empty] | 173 | 173 | 15.3561 | -0.39093 | -0.76298 | 71.8851 | 71.8851 | 22.3267 | 62.8707 |  |  |  | -0.55286 | -1.079 | 79.9079 | 79.9079 | 20.5968 | 62.8707 |  |  |  | 0 | 0 | 55.0663 | 55.0663 | 0 | #DIV/0! |  |  |  | 0 | 0 | 55.0663 | 55.0663 | 0 | #DIV/0! |  |  |  | 0 | 0 | 55.0663 | 55.0663 | 0 | #DIV/0!
[13 empty] | 173.1 | 173.1 | 15.0958 | -0.39265 | -0.7621 | 71.9656 | 71.9656 | 22.2552 | 62.7419 |  |  |  | -0.55528 | -1.0778 | 80.0348 | 80.0348 | 20.3358 | 62.7419 |  |  |  | 0 | 0 | 55.0663 | 55.0663 | 0 | #DIV/0! |  |  |  | 0 | 0 | 55.0663 | 55.0663 | 0 | #DIV/0! |  |  |  | 0 | 0 | 55.0663 | 55.0663 | 0 | #DIV/0!
[13 empty] | 173.2 | 173.2 | 14.8348 | -0.39436 | -0.76122 | 72.0461 | 72.0461 | 22.1828 | 62.6129 |  |  |  | -0.55771 | -1.0765 | 80.162 | 80.162 | 20.0732 | 62.6129 |  |  |  | 0 | 0 | 55.0663 | 55.0663 | 0 | #DIV/0! |  |  |  | 0 | 0 | 55.0663 | 55.0663 | 0 | #DIV/0! |  |  |  | 0 | 0 | 55.0663 | 55.0663 | 0 | #DIV/0!
[13 empty] | 173.3 | 173.3 | 14.5731 | -0.39607 | -0.76033 | 72.1267 | 72.1267 | 22.1097 | 62.4838 |  |  |  | -0.56013 | -1.0753 | 80.2894 | 80.2894 | 19.8091 | 62.4838 |  |  |  | 0 | 0 | 55.0663 | 55.0663 | 0 | #DIV/0! |  |  |  | 0 | 0 | 55.0663 | 55.0663 | 0 | #DIV/0! |  |  |  | 0 | 0 | 55.0663 | 55.0663 | 0 | #DIV/0!
[13 empty] | 173.4 | 173.4 | 14.3106 | -0.39779 | -0.75943 | 72.2074 | 72.2074 | 22.0357 | 62.3545 |  |  |  | -0.56256 | -1.074 | 80.417 | 80.417 | 19.5434 | 62.3545 |  |  |  | 0 | 0 | 55.0663 | 55.0663 | 0 | #DIV/0! |  |  |  | 0 | 0 | 55.0663 | 55.0663 | 0 | #DIV/0! |  |  |  | 0 | 0 | 55.0663 | 55.0663 | 0 | #DIV/0!
[13 empty] | 173.5 | 173.5 | 14.0475 | -0.3995 | -0.75853 | 72.2881 | 72.2881 | 21.961 | 62.225 |  |  |  | -0.56498 | -1.0727 | 80.5447 | 80.5447 | 19.2762 | 62.225 |  |  |  | 0 | 0 | 55.0663 | 55.0663 | 0 | #DIV/0! |  |  |  | 0 | 0 | 55.0663 | 55.0663 | 0 | #DIV/0! |  |  |  | 0 | 0 | 55.0663 | 55.0663 | 0 | #DIV/0!
[13 empty] | 173.6 | 173.6 | 13.7836 | -0.40122 | -0.75762 | 72.369 | 72.369 | 21.8854 | 62.0954 |  |  |  | -0.56741 | -1.0714 | 80.6727 | 80.6727 | 19.0075 | 62.0954 |  |  |  | 0 | 0 | 55.0663 | 55.0663 | 0 | #DIV/0! |  |  |  | 0 | 0 | 55.0663 | 55.0663 | 0 | #DIV/0! |  |  |  | 0 | 0 | 55.0663 | 55.0663 | 0 | #DIV/0!
[13 empty] | 173.7 | 173.7 | 13.5191 | -0.40293 | -0.75671 | 72.45 | 72.45 | 21.8091 | 61.9657 |  |  |  | -0.56983 | -1.0702 | 80.8009 | 80.8009 | 18.7373 | 61.9657 |  |  |  | 0 | 0 | 55.0663 | 55.0663 | 0 | #DIV/0! |  |  |  | 0 | 0 | 55.0663 | 55.0663 | 0 | #DIV/0! |  |  |  | 0 | 0 | 55.0663 | 55.0663 | 0 | #DIV/0!
[13 empty] | 173.8 | 173.8 | 13.2538 | -0.40465 | -0.7558 | 72.531 | 72.531 | 21.732 | 61.8358 |  |  |  | -0.57226 | -1.0689 | 80.9293 | 80.9293 | 18.4657 | 61.8358 |  |  |  | 0 | 0 | 55.0663 | 55.0663 | 0 | #DIV/0! |  |  |  | 0 | 0 | 55.0663 | 55.0663 | 0 | #DIV/0! |  |  |  | 0 | 0 | 55.0663 | 55.0663 | 0 | #DIV/0!
[13 empty] | 173.9 | 173.9 | 12.988 | -0.40636 | -0.75488 | 72.6122 | 72.6122 | 21.6541 | 61.7057 |  |  |  | -0.57468 | -1.0676 | 81.0579 | 81.0579 | 18.1926 | 61.7057 |  |  |  | 0 | 0 | 55.0663 | 55.0663 | 0 | #DIV/0! |  |  |  | 0 | 0 | 55.0663 | 55.0663 | 0 | #DIV/0! |  |  |  | 0 | 0 | 55.0663 | 55.0663 | 0 | #DIV/0!
[13 empty] | 174 | 174 | 12.7215 | -0.40808 | -0.75395 | 72.6934 | 72.6934 | 21.5754 | 61.5755 |  |  |  | -0.57711 | -1.0662 | 81.1867 | 81.1867 | 17.9182 | 61.5755 |  |  |  | 0 | 0 | 55.0663 | 55.0663 | 0 | #DIV/0! |  |  |  | 0 | 0 | 55.0663 | 55.0663 | 0 | #DIV/0! |  |  |  | 0 | 0 | 55.0663 | 55.0663 | 0 | #DIV/0!
[13 empty] | 174.1 | 174.1 | 12.4543 | -0.40979 | -0.75302 | 72.7748 | 72.7748 | 21.496 | 61.4451 |  |  |  | -0.57953 | -1.0649 | 81.3158 | 81.3158 | 17.6423 | 61.4451 |  |  |  | 0 | 0 | 55.0663 | 55.0663 | 0 | #DIV/0! |  |  |  | 0 | 0 | 55.0663 | 55.0663 | 0 | #DIV/0! |  |  |  | 0 | 0 | 55.0663 | 55.0663 | 0 | #DIV/0!
[13 empty] | 174.2 | 174.2 | 12.1866 | -0.41151 | -0.75209 | 72.8562 | 72.8562 | 21.4157 | 61.3146 |  |  |  | -0.58196 | -1.0636 | 81.445 | 81.445 | 17.3652 | 61.3146 |  |  |  | 0 | 0 | 55.0663 | 55.0663 | 0 | #DIV/0! |  |  |  | 0 | 0 | 55.0663 | 55.0663 | 0 | #DIV/0! |  |  |  | 0 | 0 | 55.0663 | 55.0663 | 0 | #DIV/0!
[13 empty] | 174.3 | 174.3 | 11.9182 | -0.41322 | -0.75114 | 72.9377 | 72.9377 | 21.3347 | 61.1839 |  |  |  | -0.58438 | -1.0623 | 81.5744 | 81.5744 | 17.0867 | 61.1839 |  |  |  | 0 | 0 | 55.0663 | 55.0663 | 0 | #DIV/0! |  |  |  | 0 | 0 | 55.0663 | 55.0663 | 0 | #DIV/0! |  |  |  | 0 | 0 | 55.0663 | 55.0663 | 0 | #DIV/0!
[13 empty] | 174.4 | 174.4 | 11.6493 | -0.41494 | -0.7502 | 73.0193 | 73.0193 | 21.2529 | 61.053 |  |  |  | -0.58681 | -1.0609 | 81.704 | 81.704 | 16.8069 | 61.053 |  |  |  | 0 | 0 | 55.0663 | 55.0663 | 0 | #DIV/0! |  |  |  | 0 | 0 | 55.0663 | 55.0663 | 0 | #DIV/0! |  |  |  | 0 | 0 | 55.0663 | 55.0663 | 0 | #DIV/0!
[13 empty] | 174.5 | 174.5 | 11.3797 | -0.41665 | -0.74925 | 73.1011 | 73.1011 | 21.1703 | 60.922 |  |  |  | -0.58923 | -1.0596 | 81.8338 | 81.8338 | 16.5259 | 60.922 |  |  |  | 0 | 0 | 55.0663 | 55.0663 | 0 | #DIV/0! |  |  |  | 0 | 0 | 55.0663 | 55.0663 | 0 | #DIV/0! |  |  |  | 0 | 0 | 55.0663 | 55.0663 | 0 | #DIV/0!
[13 empty] | 174.6 | 174.6 | 11.1096 | -0.41836 | -0.74829 | 73.1829 | 73.1829 | 21.087 | 60.7908 |  |  |  | -0.59166 | -1.0582 | 81.9639 | 81.9639 | 16.2436 | 60.7908 |  |  |  | 0 | 0 | 55.0663 | 55.0663 | 0 | #DIV/0! |  |  |  | 0 | 0 | 55.0663 | 55.0663 | 0 | #DIV/0! |  |  |  | 0 | 0 | 55.0663 | 55.0663 | 0 | #DIV/0!
[13 empty] | 174.7 | 174.7 | 10.839 | -0.42008 | -0.74733 | 73.2648 | 73.2648 | 21.0029 | 60.6594 |  |  |  | -0.59408 | -1.0569 | 82.0941 | 82.0941 | 15.9601 | 60.6594 |  |  |  | 0 | 0 | 55.0663 | 55.0663 | 0 | #DIV/0! |  |  |  | 0 | 0 | 55.0663 | 55.0663 | 0 | #DIV/0! |  |  |  | 0 | 0 | 55.0663 | 55.0663 | 0 | #DIV/0!
[13 empty] | 174.8 | 174.8 | 10.5678 | -0.42179 | -0.74636 | 73.3468 | 73.3468 | 20.9181 | 60.5279 |  |  |  | -0.59651 | -1.0555 | 82.2245 | 82.2245 | 15.6755 | 60.5279 |  |  |  | 0 | 0 | 55.0663 | 55.0663 | 0 | #DIV/0! |  |  |  | 0 | 0 | 55.0663 | 55.0663 | 0 | #DIV/0! |  |  |  | 0 | 0 | 55.0663 | 55.0663 | 0 | #DIV/0!
[13 empty] | 174.9 | 174.9 | 10.2961 | -0.42351 | -0.74539 | 73.4289 | 73.4289 | 20.8324 | 60.3962 |  |  |  | -0.59893 | -1.0541 | 82.3552 | 82.3552 | 15.3896 | 60.3962 |  |  |  | 0 | 0 | 55.0663 | 55.0663 | 0 | #DIV/0! |  |  |  | 0 | 0 | 55.0663 | 55.0663 | 0 | #DIV/0! |  |  |  | 0 | 0 | 55.0663 | 55.0663 | 0 | #DIV/0!
[13 empty] | 175 | 175 | 10.0239 | -0.42522 | -0.74442 | 73.511 | 73.511 | 20.7461 | 60.2643 |  |  |  | -0.60136 | -1.0528 | 82.486 | 82.486 | 15.1027 | 60.2643 |  |  |  | 0 | 0 | 55.0663 | 55.0663 | 0 | #DIV/0! |  |  |  | 0 | 0 | 55.0663 | 55.0663 | 0 | #DIV/0! |  |  |  | 0 | 0 | 55.0663 | 55.0663 | 0 | #DIV/0!
[13 empty] | 175.1 | 175.1 | 9.7512 | -0.42694 | -0.74343 | 73.5933 | 73.5933 | 20.6589 | 60.1322 |  |  |  | -0.60378 | -1.0514 | 82.617 | 82.617 | 14.8146 | 60.1322 |  |  |  | 0 | 0 | 55.0663 | 55.0663 | 0 | #DIV/0! |  |  |  | 0 | 0 | 55.0663 | 55.0663 | 0 | #DIV/0! |  |  |  | 0 | 0 | 55.0663 | 55.0663 | 0 | #DIV/0!
[13 empty] | 175.2 | 175.2 | 9.478 | -0.42865 | -0.74245 | 73.6757 | 73.6757 | 20.5711 | 60 |  |  |  | -0.60621 | -1.05 | 82.7483 | 82.7483 | 14.5255 | 60 |  |  |  | 0 | 0 | 55.0663 | 55.0663 | 0 | #DIV/0! |  |  |  | 0 | 0 | 55.0663 | 55.0663 | 0 | #DIV/0! |  |  |  | 0 | 0 | 55.0663 | 55.0663 | 0 | #DIV/0!
[13 empty] | 175.3 | 175.3 | 9.2043 | -0.43037 | -0.74145 | 73.7582 | 73.7582 | 20.4824 | 59.8676 |  |  |  | -0.60863 | -1.0486 | 82.8797 | 82.8797 | 14.2354 | 59.8676 |  |  |  | 0 | 0 | 55.0663 | 55.0663 | 0 | #DIV/0! |  |  |  | 0 | 0 | 55.0663 | 55.0663 | 0 | #DIV/0! |  |  |  | 0 | 0 | 55.0663 | 55.0663 | 0 | #DIV/0!
[13 empty] | 175.4 | 175.4 | 8.9302 | -0.43208 | -0.74046 | 73.8408 | 73.8408 | 20.3931 | 59.735 |  |  |  | -0.61105 | -1.0472 | 83.0114 | 83.0114 | 13.9442 | 59.735 |  |  |  | 0 | 0 | 55.0663 | 55.0663 | 0 | #DIV/0! |  |  |  | 0 | 0 | 55.0663 | 55.0663 | 0 | #DIV/0! |  |  |  | 0 | 0 | 55.0663 | 55.0663 | 0 | #DIV/0!
[13 empty] | 175.5 | 175.5 | 8.6557 | -0.4338 | -0.73945 | 73.9234 | 73.9234 | 20.303 | 59.6022 |  |  |  | -0.61348 | -1.0457 | 83.1432 | 83.1432 | 13.6521 | 59.6022 |  |  |  | 0 | 0 | 55.0663 | 55.0663 | 0 | #DIV/0! |  |  |  | 0 | 0 | 55.0663 | 55.0663 | 0 | #DIV/0! |  |  |  | 0 | 0 | 55.0663 | 55.0663 | 0 | #DIV/0!
[13 empty] | 175.6 | 175.6 | 8.3807 | -0.43551 | -0.73844 | 74.0062 | 74.0062 | 20.2121 | 59.4693 |  |  |  | -0.6159 | -1.0443 | 83.2753 | 83.2753 | 13.359 | 59.4693 |  |  |  | 0 | 0 | 55.0663 | 55.0663 | 0 | #DIV/0! |  |  |  | 0 | 0 | 55.0663 | 55.0663 | 0 | #DIV/0! |  |  |  | 0 | 0 | 55.0663 | 55.0663 | 0 | #DIV/0!
[13 empty] | 175.7 | 175.7 | 8.1053 | -0.43722 | -0.73743 | 74.089 | 74.089 | 20.1205 | 59.3362 |  |  |  | -0.61833 | -1.0429 | 83.4075 | 83.4075 | 13.065 | 59.3362 |  |  |  | 0 | 0 | 55.0663 | 55.0663 | 0 | #DIV/0! |  |  |  | 0 | 0 | 55.0663 | 55.0663 | 0 | #DIV/0! |  |  |  | 0 | 0 | 55.0663 | 55.0663 | 0 | #DIV/0!
[13 empty] | 175.8 | 175.8 | 7.8295 | -0.43894 | -0.73641 | 74.172 | 74.172 | 20.0282 | 59.2029 |  |  |  | -0.62075 | -1.0414 | 83.54 | 83.54 | 12.7701 | 59.2029 |  |  |  | 0 | 0 | 55.0663 | 55.0663 | 0 | #DIV/0! |  |  |  | 0 | 0 | 55.0663 | 55.0663 | 0 | #DIV/0! |  |  |  | 0 | 0 | 55.0663 | 55.0663 | 0 | #DIV/0!
[13 empty] | 175.9 | 175.9 | 7.5533 | -0.44065 | -0.73539 | 74.2551 | 74.2551 | 19.9352 | 59.0694 |  |  |  | -0.62318 | -1.04 | 83.6726 | 83.6726 | 12.4744 | 59.0694 |  |  |  | 0 | 0 | 55.0663 | 55.0663 | 0 | #DIV/0! |  |  |  | 0 | 0 | 55.0663 | 55.0663 | 0 | #DIV/0! |  |  |  | 0 | 0 | 55.0663 | 55.0663 | 0 | #DIV/0!
[13 empty] | 176 | 176 | 7.2767 | -0.44237 | -0.73436 | 74.3382 | 74.3382 | 19.8414 | 58.9357 |  |  |  | -0.6256 | -1.0385 | 83.8055 | 83.8055 | 12.1778 | 58.9357 |  |  |  | 0 | 0 | 55.0663 | 55.0663 | 0 | #DIV/0! |  |  |  | 0 | 0 | 55.0663 | 55.0663 | 0 | #DIV/0! |  |  |  | 0 | 0 | 55.0663 | 55.0663 | 0 | #DIV/0!
[13 empty] | 176.1 | 176.1 | 6.9998 | -0.44408 | -0.73332 | 74.4215 | 74.4215 | 19.747 | 58.8018 |  |  |  | -0.62803 | -1.0371 | 83.9385 | 83.9385 | 11.8804 | 58.8018 |  |  |  | 0 | 0 | 55.0663 | 55.0663 | 0 | #DIV/0! |  |  |  | 0 | 0 | 55.0663 | 55.0663 | 0 | #DIV/0! |  |  |  | 0 | 0 | 55.0663 | 55.0663 | 0 | #DIV/0!
[13 empty] | 176.2 | 176.2 | 6.7225 | -0.4458 | -0.73228 | 74.5048 | 74.5048 | 19.6518 | 58.6677 |  |  |  | -0.63045 | -1.0356 | 84.0718 | 84.0718 | 11.5823 | 58.6677 |  |  |  | 0 | 0 | 55.0663 | 55.0663 | 0 | #DIV/0! |  |  |  | 0 | 0 | 55.0663 | 55.0663 | 0 | #DIV/0! |  |  |  | 0 | 0 | 55.0663 | 55.0663 | 0 | #DIV/0!
[13 empty] | 176.3 | 176.3 | 6.4449 | -0.44751 | -0.73123 | 74.5883 | 74.5883 | 19.5559 | 58.5335 |  |  |  | -0.63288 | -1.0341 | 84.2052 | 84.2052 | 11.2835 | 58.5335 |  |  |  | 0 | 0 | 55.0663 | 55.0663 | 0 | #DIV/0! |  |  |  | 0 | 0 | 55.0663 | 55.0663 | 0 | #DIV/0! |  |  |  | 0 | 0 | 55.0663 | 55.0663 | 0 | #DIV/0!
[13 empty] | 176.4 | 176.4 | 6.167 | -0.44923 | -0.73018 | 74.6718 | 74.6718 | 19.4593 | 58.3991 |  |  |  | -0.6353 | -1.0326 | 84.3389 | 84.3389 | 10.984 | 58.3991 |  |  |  | 0 | 0 | 55.0663 | 55.0663 | 0 | #DIV/0! |  |  |  | 0 | 0 | 55.0663 | 55.0663 | 0 | #DIV/0! |  |  |  | 0 | 0 | 55.0663 | 55.0663 | 0 | #DIV/0!
[13 empty] | 176.5 | 176.5 | 5.8888 | -0.45094 | -0.72912 | 74.7555 | 74.7555 | 19.362 | 58.2644 |  |  |  | -0.63773 | -1.0311 | 84.4727 | 84.4727 | 10.6838 | 58.2644 |  |  |  | 0 | 0 | 55.0663 | 55.0663 | 0 | #DIV/0! |  |  |  | 0 | 0 | 55.0663 | 55.0663 | 0 | #DIV/0! |  |  |  | 0 | 0 | 55.0663 | 55.0663 | 0 | #DIV/0!
[13 empty] | 176.6 | 176.6 | 5.6103 | -0.45266 | -0.72806 | 74.8392 | 74.8392 | 19.2639 | 58.1296 |  |  |  | -0.64015 | -1.0296 | 84.6068 | 84.6068 | 10.383 | 58.1296 |  |  |  | 0 | 0 | 55.0663 | 55.0663 | 0 | #DIV/0! |  |  |  | 0 | 0 | 55.0663 | 55.0663 | 0 | #DIV/0! |  |  |  | 0 | 0 | 55.0663 | 55.0663 | 0 | #DIV/0!
[13 empty] | 176.7 | 176.7 | 5.3315 | -0.45437 | -0.72699 | 74.923 | 74.923 | 19.1652 | 57.9945 |  |  |  | -0.64258 | -1.0281 | 84.741 | 84.741 | 10.0816 | 57.9945 |  |  |  | 0 | 0 | 55.0663 | 55.0663 | 0 | #DIV/0! |  |  |  | 0 | 0 | 55.0663 | 55.0663 | 0 | #DIV/0! |  |  |  | 0 | 0 | 55.0663 | 55.0663 | 0 | #DIV/0!
[13 empty] | 176.8 | 176.8 | 5.0524 | -0.45609 | -0.72592 | 75.007 | 75.007 | 19.0658 | 57.8593 |  |  |  | -0.645 | -1.0266 | 84.8754 | 84.8754 | 9.7797 | 57.8593 |  |  |  | 0 | 0 | 55.0663 | 55.0663 | 0 | #DIV/0! |  |  |  | 0 | 0 | 55.0663 | 55.0663 | 0 | #DIV/0! |  |  |  | 0 | 0 | 55.0663 | 55.0663 | 0 | #DIV/0!
[13 empty] | 176.9 | 176.9 | 4.7731 | -0.4578 | -0.72484 | 75.091 | 75.091 | 18.9658 | 57.7239 |  |  |  | -0.64743 | -1.0251 | 85.0101 | 85.0101 | 9.4772 | 57.7239 |  |  |  | 0 | 0 | 55.0663 | 55.0663 | 0 | #DIV/0! |  |  |  | 0 | 0 | 55.0663 | 55.0663 | 0 | #DIV/0! |  |  |  | 0 | 0 | 55.0663 | 55.0663 | 0 | #DIV/0!
[13 empty] | 177 | 177 | 4.4936 | -0.45951 | -0.72375 | 75.1751 | 75.1751 | 18.865 | 57.5882 |  |  |  | -0.64985 | -1.0235 | 85.1449 | 85.1449 | 9.1742 | 57.5882 |  |  |  | 0 | 0 | 55.0663 | 55.0663 | 0 | #DIV/0! |  |  |  | 0 | 0 | 55.0663 | 55.0663 | 0 | #DIV/0! |  |  |  | 0 | 0 | 55.0663 | 55.0663 | 0 | #DIV/0!
[13 empty] | 177.1 | 177.1 | 4.2138 | -0.46123 | -0.72266 | 75.2594 | 75.2594 | 18.7636 | 57.4524 |  |  |  | -0.65228 | -1.022 | 85.2799 | 85.2799 | 8.8708 | 57.4524 |  |  |  | 0 | 0 | 55.0663 | 55.0663 | 0 | #DIV/0! |  |  |  | 0 | 0 | 55.0663 | 55.0663 | 0 | #DIV/0! |  |  |  | 0 | 0 | 55.0663 | 55.0663 | 0 | #DIV/0!
[13 empty] | 177.2 | 177.2 | 3.9338 | -0.46294 | -0.72156 | 75.3437 | 75.3437 | 18.6614 | 57.3164 |  |  |  | -0.6547 | -1.0204 | 85.4152 | 85.4152 | 8.567 | 57.3164 |  |  |  | 0 | 0 | 55.0663 | 55.0663 | 0 | #DIV/0! |  |  |  | 0 | 0 | 55.0663 | 55.0663 | 0 | #DIV/0! |  |  |  | 0 | 0 | 55.0663 | 55.0663 | 0 | #DIV/0!
[13 empty] | 177.3 | 177.3 | 3.6536 | -0.46466 | -0.72046 | 75.4282 | 75.4282 | 18.5587 | 57.1801 |  |  |  | -0.65713 | -1.0189 | 85.5506 | 85.5506 | 8.2628 | 57.1801 |  |  |  | 0 | 0 | 55.0663 | 55.0663 | 0 | #DIV/0! |  |  |  | 0 | 0 | 55.0663 | 55.0663 | 0 | #DIV/0! |  |  |  | 0 | 0 | 55.0663 | 55.0663 | 0 | #DIV/0!
[13 empty] | 177.4 | 177.4 | 3.3733 | -0.46637 | -0.71935 | 75.5127 | 75.5127 | 18.4552 | 57.0436 |  |  |  | -0.65955 | -1.0173 | 85.6862 | 85.6862 | 7.9583 | 57.0436 |  |  |  | 0 | 0 | 55.0663 | 55.0663 | 0 | #DIV/0! |  |  |  | 0 | 0 | 55.0663 | 55.0663 | 0 | #DIV/0! |  |  |  | 0 | 0 | 55.0663 | 55.0663 | 0 | #DIV/0!
[13 empty] | 177.5 | 177.5 | 3.0928 | -0.46809 | -0.71824 | 75.5973 | 75.5973 | 18.3511 | 56.907 |  |  |  | -0.66198 | -1.0157 | 85.822 | 85.822 | 7.6534 | 56.907 |  |  |  | 0 | 0 | 55.0663 | 55.0663 | 0 | #DIV/0! |  |  |  | 0 | 0 | 55.0663 | 55.0663 | 0 | #DIV/0! |  |  |  | 0 | 0 | 55.0663 | 55.0663 | 0 | #DIV/0!
[13 empty] | 177.6 | 177.6 | 2.8121 | -0.4698 | -0.71712 | 75.6821 | 75.6821 | 18.2464 | 56.7701 |  |  |  | -0.6644 | -1.0142 | 85.958 | 85.958 | 7.3483 | 56.7701 |  |  |  | 0 | 0 | 55.0663 | 55.0663 | 0 | #DIV/0! |  |  |  | 0 | 0 | 55.0663 | 55.0663 | 0 | #DIV/0! |  |  |  | 0 | 0 | 55.0663 | 55.0663 | 0 | #DIV/0!
[13 empty] | 177.7 | 177.7 | 2.5313 | -0.47152 | -0.71599 | 75.7669 | 75.7669 | 18.1409 | 56.633 |  |  |  | -0.66683 | -1.0126 | 86.0942 | 86.0942 | 7.043 | 56.633 |  |  |  | 0 | 0 | 55.0663 | 55.0663 | 0 | #DIV/0! |  |  |  | 0 | 0 | 55.0663 | 55.0663 | 0 | #DIV/0! |  |  |  | 0 | 0 | 55.0663 | 55.0663 | 0 | #DIV/0!
[13 empty] | 177.8 | 177.8 | 2.2503 | -0.47323 | -0.71486 | 75.8518 | 75.8518 | 18.0349 | 56.4957 |  |  |  | -0.66925 | -1.011 | 86.2306 | 86.2306 | 6.7374 | 56.4957 |  |  |  | 0 | 0 | 55.0663 | 55.0663 | 0 | #DIV/0! |  |  |  | 0 | 0 | 55.0663 | 55.0663 | 0 | #DIV/0! |  |  |  | 0 | 0 | 55.0663 | 55.0663 | 0 | #DIV/0!
[13 empty] | 177.9 | 177.9 | 1.9693 | -0.47495 | -0.71372 | 75.9369 | 75.9369 | 17.9282 | 56.3581 |  |  |  | -0.67168 | -1.0094 | 86.3672 | 86.3672 | 6.4317 | 56.3581 |  |  |  | 0 | 0 | 55.0663 | 55.0663 | 0 | #DIV/0! |  |  |  | 0 | 0 | 55.0663 | 55.0663 | 0 | #DIV/0! |  |  |  | 0 | 0 | 55.0663 | 55.0663 | 0 | #DIV/0!
[13 empty] | 178 | 178 | 1.6881 | -0.47666 | -0.71258 | 76.022 | 76.022 | 17.8209 | 56.2204 |  |  |  | -0.6741 | -1.0077 | 86.504 | 86.504 | 6.1259 | 56.2204 |  |  |  | 0 | 0 | 55.0663 | 55.0663 | 0 | #DIV/0! |  |  |  | 0 | 0 | 55.0663 | 55.0663 | 0 | #DIV/0! |  |  |  | 0 | 0 | 55.0663 | 55.0663 | 0 | #DIV/0!
[13 empty] | 178.1 | 178.1 | 1.4069 | -0.47838 | -0.71143 | 76.1072 | 76.1072 | 17.7129 | 56.0824 |  |  |  | -0.67653 | -1.0061 | 86.641 | 86.641 | 5.82 | 56.0824 |  |  |  | 0 | 0 | 55.0663 | 55.0663 | 0 | #DIV/0! |  |  |  | 0 | 0 | 55.0663 | 55.0663 | 0 | #DIV/0! |  |  |  | 0 | 0 | 55.0663 | 55.0663 | 0 | #DIV/0!
[13 empty] | 178.2 | 178.2 | 1.1256 | -0.48009 | -0.71027 | 76.1926 | 76.1926 | 17.6044 | 55.9442 |  |  |  | -0.67895 | -1.0045 | 86.7781 | 86.7781 | 5.514 | 55.9442 |  |  |  | 0 | 0 | 55.0663 | 55.0663 | 0 | #DIV/0! |  |  |  | 0 | 0 | 55.0663 | 55.0663 | 0 | #DIV/0! |  |  |  | 0 | 0 | 55.0663 | 55.0663 | 0 | #DIV/0!
[13 empty] | 178.3 | 178.3 | 0.84426 | -0.4818 | -0.70911 | 76.278 | 76.278 | 17.4952 | 55.8058 |  |  |  | -0.68137 | -1.0028 | 86.9155 | 86.9155 | 5.208 | 55.8058 |  |  |  | 0 | 0 | 55.0663 | 55.0663 | 0 | #DIV/0! |  |  |  | 0 | 0 | 55.0663 | 55.0663 | 0 | #DIV/0! |  |  |  | 0 | 0 | 55.0663 | 55.0663 | 0 | #DIV/0!
[13 empty] | 178.4 | 178.4 | 0.56286 | -0.48352 | -0.70794 | 76.3635 | 76.3635 | 17.3854 | 55.6671 |  |  |  | -0.6838 | -1.0012 | 87.0531 | 87.0531 | 4.9021 | 55.6671 |  |  |  | 0 | 0 | 55.0663 | 55.0663 | 0 | #DIV/0! |  |  |  | 0 | 0 | 55.0663 | 55.0663 | 0 | #DIV/0! |  |  |  | 0 | 0 | 55.0663 | 55.0663 | 0 | #DIV/0!
[13 empty] | 178.5 | 178.5 | 0.28144 | -0.48523 | -0.70677 | 76.4492 | 76.4492 | 17.2749 | 55.5282 |  |  |  | -0.68622 | -0.99952 | 87.1908 | 87.1908 | 4.5962 | 55.5282 |  |  |  | 0 | 0 | 55.0663 | 55.0663 | 0 | #DIV/0! |  |  |  | 0 | 0 | 55.0663 | 55.0663 | 0 | #DIV/0! |  |  |  | 0 | 0 | 55.0663 | 55.0663 | 0 | #DIV/0!
[13 empty] | 178.6 | 178.6 | 1.6507e-11 | -0.48695 | -0.70559 | 76.5349 | 76.5349 | 17.1639 | 55.3891 |  |  |  | -0.68865 | -0.99785 | 87.3287 | 87.3287 | 4.2905 | 55.3891 |  |  |  | 0 | 0 | 55.0663 | 55.0663 | 0 | #DIV/0! |  |  |  | 0 | 0 | 55.0663 | 55.0663 | 0 | #DIV/0! |  |  |  | 0 | 0 | 55.0663 | 55.0663 | 0 | #DIV/0!
[13 empty] | 178.7 | 178.7 | 0.28144 | -0.48866 | -0.7044 | 76.6207 | 76.6207 | 17.0523 | 55.2498 |  |  |  | -0.69107 | -0.99617 | 87.4669 | 87.4669 | 3.9848 | 55.2498 |  |  |  | 0 | 0 | 55.0663 | 55.0663 | 0 | #DIV/0! |  |  |  | 0 | 0 | 55.0663 | 55.0663 | 0 | #DIV/0! |  |  |  | 0 | 0 | 55.0663 | 55.0663 | 0 | #DIV/0!
[13 empty] | 178.8 | 178.8 | 0.56286 | -0.49038 | -0.70321 | 76.7067 | 76.7067 | 16.9401 | 55.1102 |  |  |  | -0.6935 | -0.99448 | 87.6052 | 87.6052 | 3.6794 | 55.1102 |  |  |  | 0 | 0 | 55.0663 | 55.0663 | 0 | #DIV/0! |  |  |  | 0 | 0 | 55.0663 | 55.0663 | 0 | #DIV/0! |  |  |  | 0 | 0 | 55.0663 | 55.0663 | 0 | #DIV/0!
[13 empty] | 178.9 | 178.9 | 0.84426 | -0.49209 | -0.70201 | 76.7927 | 76.7927 | 16.8274 | 54.9704 |  |  |  | -0.69592 | -0.99279 | 87.7437 | 87.7437 | 3.3742 | 54.9704 |  |  |  | 0 | 0 | 55.0663 | 55.0663 | 0 | #DIV/0! |  |  |  | 0 | 0 | 55.0663 | 55.0663 | 0 | #DIV/0! |  |  |  | 0 | 0 | 55.0663 | 55.0663 | 0 | #DIV/0!
[13 empty] | 179 | 179 | 1.1256 | -0.49381 | -0.7008 | 76.8789 | 76.8789 | 16.714 | 54.8303 |  |  |  | -0.69835 | -0.99108 | 87.8824 | 87.8824 | 3.0693 | 54.8303 |  |  |  | 0 | 0 | 55.0663 | 55.0663 | 0 | #DIV/0! |  |  |  | 0 | 0 | 55.0663 | 55.0663 | 0 | #DIV/0! |  |  |  | 0 | 0 | 55.0663 | 55.0663 | 0 | #DIV/0!
[13 empty] | 179.1 | 179.1 | 1.4069 | -0.49552 | -0.69959 | 76.9651 | 76.9651 | 16.6001 | 54.69 |  |  |  | -0.70077 | -0.98937 | 88.0213 | 88.0213 | 2.7646 | 54.69 |  |  |  | 0 | 0 | 55.0663 | 55.0663 | 0 | #DIV/0! |  |  |  | 0 | 0 | 55.0663 | 55.0663 | 0 | #DIV/0! |  |  |  | 0 | 0 | 55.0663 | 55.0663 | 0 | #DIV/0!
[13 empty] | 179.2 | 179.2 | 1.6881 | -0.49724 | -0.69837 | 77.0515 | 77.0515 | 16.4856 | 54.5495 |  |  |  | -0.7032 | -0.98765 | 88.1604 | 88.1604 | 2.4603 | 54.5495 |  |  |  | 0 | 0 | 55.0663 | 55.0663 | 0 | #DIV/0! |  |  |  | 0 | 0 | 55.0663 | 55.0663 | 0 | #DIV/0! |  |  |  | 0 | 0 | 55.0663 | 55.0663 | 0 | #DIV/0!
[13 empty] | 179.3 | 179.3 | 1.9693 | -0.49895 | -0.69715 | 77.1379 | 77.1379 | 16.3705 | 54.4087 |  |  |  | -0.70562 | -0.98592 | 88.2996 | 88.2996 | 2.1564 | 54.4087 |  |  |  | 0 | 0 | 55.0663 | 55.0663 | 0 | #DIV/0! |  |  |  | 0 | 0 | 55.0663 | 55.0663 | 0 | #DIV/0! |  |  |  | 0 | 0 | 55.0663 | 55.0663 | 0 | #DIV/0!
[13 empty] | 179.4 | 179.4 | 2.2503 | -0.50067 | -0.69592 | 77.2244 | 77.2244 | 16.2549 | 54.2676 |  |  |  | -0.70805 | -0.98418 | 88.4391 | 88.4391 | 1.8529 | 54.2676 |  |  |  | 0 | 0 | 55.0663 | 55.0663 | 0 | #DIV/0! |  |  |  | 0 | 0 | 55.0663 | 55.0663 | 0 | #DIV/0! |  |  |  | 0 | 0 | 55.0663 | 55.0663 | 0 | #DIV/0!
[13 empty] | 179.5 | 179.5 | 2.5313 | -0.50238 | -0.69468 | 77.3111 | 77.3111 | 16.1387 | 54.1263 |  |  |  | -0.71047 | -0.98243 | 88.5787 | 88.5787 | 1.5499 | 54.1263 |  |  |  | 0 | 0 | 55.0663 | 55.0663 | 0 | #DIV/0! |  |  |  | 0 | 0 | 55.0663 | 55.0663 | 0 | #DIV/0! |  |  |  | 0 | 0 | 55.0663 | 55.0663 | 0 | #DIV/0!
[13 empty] | 179.6 | 179.6 | 2.8121 | -0.50409 | -0.69344 | 77.3978 | 77.3978 | 16.0221 | 53.9848 |  |  |  | -0.7129 | -0.98067 | 88.7186 | 88.7186 | 1.2474 | 53.9848 |  |  |  | 0 | 0 | 55.0663 | 55.0663 | 0 | #DIV/0! |  |  |  | 0 | 0 | 55.0663 | 55.0663 | 0 | #DIV/0! |  |  |  | 0 | 0 | 55.0663 | 55.0663 | 0 | #DIV/0!
[13 empty] | 179.7 | 179.7 | 3.0928 | -0.50581 | -0.69219 | 77.4847 | 77.4847 | 15.9048 | 53.843 |  |  |  | -0.71532 | -0.9789 | 88.8586 | 88.8586 | 0.94542 | 53.843 |  |  |  | 0 | 0 | 55.0663 | 55.0663 | 0 | #DIV/0! |  |  |  | 0 | 0 | 55.0663 | 55.0663 | 0 | #DIV/0! |  |  |  | 0 | 0 | 55.0663 | 55.0663 | 0 | #DIV/0!
[13 empty] | 179.8 | 179.8 | 3.3733 | -0.50752 | -0.69093 | 77.5717 | 77.5717 | 15.7871 | 53.7009 |  |  |  | -0.71775 | -0.97713 | 88.9988 | 88.9988 | 0.64403 | 53.7009 |  |  |  | 0 | 0 | 55.0663 | 55.0663 | 0 | #DIV/0! |  |  |  | 0 | 0 | 55.0663 | 55.0663 | 0 | #DIV/0! |  |  |  | 0 | 0 | 55.0663 | 55.0663 | 0 | #DIV/0!
[13 empty] | 179.9 | 179.9 | 3.6536 | -0.50924 | -0.68967 | 77.6587 | 77.6587 | 15.6688 | 53.5586 |  |  |  | -0.72017 | -0.97534 | 89.1392 | 89.1392 | 0.34327 | 53.5586 |  |  |  | 0 | 0 | 55.0663 | 55.0663 | 0 | #DIV/0! |  |  |  | 0 | 0 | 55.0663 | 55.0663 | 0 | #DIV/0! |  |  |  | 0 | 0 | 55.0663 | 55.0663 | 0 | #DIV/0!
[13 empty] | 180 | 180 | 3.9338 | -0.51095 | -0.6884 | 77.7459 | 77.7459 | 15.55 | 53.416 |  |  |  | -0.7226 | -0.97355 | 89.2797 | 89.2797 | 0.043185 | 53.416 |  |  |  | 0 | 0 | 55.0663 | 55.0663 | 0 | #DIV/0! |  |  |  | 0 | 0 | 55.0663 | 55.0663 | 0 | #DIV/0! |  |  |  | 0 | 0 | 55.0663 | 55.0663 | 0 | #DIV/0!
[13 empty] | 180.1 | 180.1 | 4.2138 | -0.51267 | -0.68713 | 77.8331 | 77.8331 | 15.4307 | 53.2732 |  |  |  | -0.72502 | -0.97174 | 89.4205 | 89.4205 | 0.2562 | 53.2732 |  |  |  | 0 | 0 | 55.0663 | 55.0663 | 0 | #DIV/0! |  |  |  | 0 | 0 | 55.0663 | 55.0663 | 0 | #DIV/0! |  |  |  | 0 | 0 | 55.0663 | 55.0663 | 0 | #DIV/0!
[13 empty] | 180.2 | 180.2 | 4.4936 | -0.51438 | -0.68584 | 77.9205 | 77.9205 | 15.3109 | 53.1301 |  |  |  | -0.72745 | -0.96993 | 89.5614 | 89.5614 | 0.55482 | 53.1301 |  |  |  | 0 | 0 | 55.0663 | 55.0663 | 0 | #DIV/0! |  |  |  | 0 | 0 | 55.0663 | 55.0663 | 0 | #DIV/0! |  |  |  | 0 | 0 | 55.0663 | 55.0663 | 0 | #DIV/0!
[13 empty] | 180.3 | 180.3 | 4.7731 | -0.5161 | -0.68455 | 78.008 | 78.008 | 15.1906 | 52.9867 |  |  |  | -0.72987 | -0.96811 | 89.7026 | 89.7026 | 0.85266 | 52.9867 |  |  |  | 0 | 0 | 55.0663 | 55.0663 | 0 | #DIV/0! |  |  |  | 0 | 0 | 55.0663 | 55.0663 | 0 | #DIV/0! |  |  |  | 0 | 0 | 55.0663 | 55.0663 | 0 | #DIV/0!
[13 empty] | 180.4 | 180.4 | 5.0524 | -0.51781 | -0.68326 | 78.0955 | 78.0955 | 15.0698 | 52.8431 |  |  |  | -0.7323 | -0.96627 | 89.8439 | 89.8439 | 1.1497 | 52.8431 |  |  |  | 0 | 0 | 55.0663 | 55.0663 | 0 | #DIV/0! |  |  |  | 0 | 0 | 55.0663 | 55.0663 | 0 | #DIV/0! |  |  |  | 0 | 0 | 55.0663 | 55.0663 | 0 | #DIV/0!
[13 empty] | 180.5 | 180.5 | 5.3315 | -0.51953 | -0.68195 | 78.1832 | 78.1832 | 14.9486 | 52.6992 |  |  |  | -0.73472 | -0.96443 | 89.9854 | 89.9854 | 1.4458 | 52.6992 |  |  |  | 0 | 0 | 55.0663 | 55.0663 | 0 | #DIV/0! |  |  |  | 0 | 0 | 55.0663 | 55.0663 | 0 | #DIV/0! |  |  |  | 0 | 0 | 55.0663 | 55.0663 | 0 | #DIV/0!
[13 empty] | 180.6 | 180.6 | 5.6103 | -0.52124 | -0.68065 | 78.271 | 78.271 | 14.8269 | 52.555 |  |  |  | -0.73715 | -0.96258 | 90.127 | 90.127 | 1.741 | 52.555 |  |  |  | 0 | 0 | 55.0663 | 55.0663 | 0 | #DIV/0! |  |  |  | 0 | 0 | 55.0663 | 55.0663 | 0 | #DIV/0! |  |  |  | 0 | 0 | 55.0663 | 55.0663 | 0 | #DIV/0!
[13 empty] | 180.7 | 180.7 | 5.8888 | -0.52296 | -0.67933 | 78.3588 | 78.3588 | 14.7047 | 52.4105 |  |  |  | -0.73957 | -0.96072 | 90.2689 | 90.2689 | 2.0353 | 52.4105 |  |  |  | 0 | 0 | 55.0663 | 55.0663 | 0 | #DIV/0! |  |  |  | 0 | 0 | 55.0663 | 55.0663 | 0 | #DIV/0! |  |  |  | 0 | 0 | 55.0663 | 55.0663 | 0 | #DIV/0!
[13 empty] | 180.8 | 180.8 | 6.167 | -0.52467 | -0.67801 | 78.4468 | 78.4468 | 14.582 | 52.2657 |  |  |  | -0.742 | -0.95884 | 90.4109 | 90.4109 | 2.3285 | 52.2657 |  |  |  | 0 | 0 | 55.0663 | 55.0663 | 0 | #DIV/0! |  |  |  | 0 | 0 | 55.0663 | 55.0663 | 0 | #DIV/0! |  |  |  | 0 | 0 | 55.0663 | 55.0663 | 0 | #DIV/0!
[13 empty] | 180.9 | 180.9 | 6.4449 | -0.52638 | -0.67668 | 78.5349 | 78.5349 | 14.4589 | 52.1207 |  |  |  | -0.74442 | -0.95696 | 90.5532 | 90.5532 | 2.6207 | 52.1207 |  |  |  | 0 | 0 | 55.0663 | 55.0663 | 0 | #DIV/0! |  |  |  | 0 | 0 | 55.0663 | 55.0663 | 0 | #DIV/0! |  |  |  | 0 | 0 | 55.0663 | 55.0663 | 0 | #DIV/0!
[13 empty] | 181 | 181 | 6.7225 | -0.5281 | -0.67534 | 78.6231 | 78.6231 | 14.3354 | 51.9754 |  |  |  | -0.74684 | -0.95507 | 90.6956 | 90.6956 | 2.9119 | 51.9754 |  |  |  | 0 | 0 | 55.0663 | 55.0663 | 0 | #DIV/0! |  |  |  | 0 | 0 | 55.0663 | 55.0663 | 0 | #DIV/0! |  |  |  | 0 | 0 | 55.0663 | 55.0663 | 0 | #DIV/0!
[13 empty] | 181.1 | 181.1 | 6.9998 | -0.52981 | -0.67399 | 78.7114 | 78.7114 | 14.2114 | 51.8298 |  |  |  | -0.74927 | -0.95317 | 90.8381 | 90.8381 | 3.2019 | 51.8298 |  |  |  | 0 | 0 | 55.0663 | 55.0663 | 0 | #DIV/0! |  |  |  | 0 | 0 | 55.0663 | 55.0663 | 0 | #DIV/0! |  |  |  | 0 | 0 | 55.0663 | 55.0663 | 0 | #DIV/0!
[13 empty] | 181.2 | 181.2 | 7.2767 | -0.53153 | -0.67264 | 78.7997 | 78.7997 | 14.087 | 51.6839 |  |  |  | -0.75169 | -0.95126 | 90.9809 | 90.9809 | 3.4907 | 51.6839 |  |  |  | 0 | 0 | 55.0663 | 55.0663 | 0 | #DIV/0! |  |  |  | 0 | 0 | 55.0663 | 55.0663 | 0 | #DIV/0! |  |  |  | 0 | 0 | 55.0663 | 55.0663 | 0 | #DIV/0!
[13 empty] | 181.3 | 181.3 | 7.5533 | -0.53324 | -0.67128 | 78.8882 | 78.8882 | 13.9622 | 51.5377 |  |  |  | -0.75412 | -0.94934 | 91.1238 | 91.1238 | 3.7784 | 51.5377 |  |  |  | 0 | 0 | 55.0663 | 55.0663 | 0 | #DIV/0! |  |  |  | 0 | 0 | 55.0663 | 55.0663 | 0 | #DIV/0! |  |  |  | 0 | 0 | 55.0663 | 55.0663 | 0 | #DIV/0!
[13 empty] | 181.4 | 181.4 | 7.8295 | -0.53496 | -0.66992 | 78.9768 | 78.9768 | 13.837 | 51.3912 |  |  |  | -0.75654 | -0.94741 | 91.267 | 91.267 | 4.0648 | 51.3912 |  |  |  | 0 | 0 | 55.0663 | 55.0663 | 0 | #DIV/0! |  |  |  | 0 | 0 | 55.0663 | 55.0663 | 0 | #DIV/0! |  |  |  | 0 | 0 | 55.0663 | 55.0663 | 0 | #DIV/0!
[13 empty] | 181.5 | 181.5 | 8.1053 | -0.53667 | -0.66855 | 79.0655 | 79.0655 | 13.7114 | 51.2444 |  |  |  | -0.75897 | -0.94547 | 91.4103 | 91.4103 | 4.3498 | 51.2444 |  |  |  | 0 | 0 | 55.0663 | 55.0663 | 0 | #DIV/0! |  |  |  | 0 | 0 | 55.0663 | 55.0663 | 0 | #DIV/0! |  |  |  | 0 | 0 | 55.0663 | 55.0663 | 0 | #DIV/0!
[13 empty] | 181.6 | 181.6 | 8.3807 | -0.53839 | -0.66717 | 79.1543 | 79.1543 | 13.5854 | 51.0973 |  |  |  | -0.76139 | -0.94351 | 91.5537 | 91.5537 | 4.6336 | 51.0973 |  |  |  | 0 | 0 | 55.0663 | 55.0663 | 0 | #DIV/0! |  |  |  | 0 | 0 | 55.0663 | 55.0663 | 0 | #DIV/0! |  |  |  | 0 | 0 | 55.0663 | 55.0663 | 0 | #DIV/0!
[13 empty] | 181.7 | 181.7 | 8.6557 | -0.5401 | -0.66578 | 79.2432 | 79.2432 | 13.459 | 50.9499 |  |  |  | -0.76382 | -0.94155 | 91.6974 | 91.6974 | 4.916 | 50.9499 |  |  |  | 0 | 0 | 55.0663 | 55.0663 | 0 | #DIV/0! |  |  |  | 0 | 0 | 55.0663 | 55.0663 | 0 | #DIV/0! |  |  |  | 0 | 0 | 55.0663 | 55.0663 | 0 | #DIV/0!
[13 empty] | 181.8 | 181.8 | 8.9302 | -0.54182 | -0.66438 | 79.3322 | 79.3322 | 13.3322 | 50.8022 |  |  |  | -0.76624 | -0.93958 | 91.8412 | 91.8412 | 5.197 | 50.8022 |  |  |  | 0 | 0 | 55.0663 | 55.0663 | 0 | #DIV/0! |  |  |  | 0 | 0 | 55.0663 | 55.0663 | 0 | #DIV/0! |  |  |  | 0 | 0 | 55.0663 | 55.0663 | 0 | #DIV/0!
[13 empty] | 181.9 | 181.9 | 9.2043 | -0.54353 | -0.66298 | 79.4213 | 79.4213 | 13.205 | 50.6541 |  |  |  | -0.76867 | -0.9376 | 91.9852 | 91.9852 | 5.4765 | 50.6541 |  |  |  | 0 | 0 | 55.0663 | 55.0663 | 0 | #DIV/0! |  |  |  | 0 | 0 | 55.0663 | 55.0663 | 0 | #DIV/0! |  |  |  | 0 | 0 | 55.0663 | 55.0663 | 0 | #DIV/0!
[13 empty] | 182 | 182 | 9.478 | -0.54525 | -0.66157 | 79.5105 | 79.5105 | 13.0775 | 50.5058 |  |  |  | -0.77109 | -0.9356 | 92.1294 | 92.1294 | 5.7545 | 50.5058 |  |  |  | 0 | 0 | 55.0663 | 55.0663 | 0 | #DIV/0! |  |  |  | 0 | 0 | 55.0663 | 55.0663 | 0 | #DIV/0! |  |  |  | 0 | 0 | 55.0663 | 55.0663 | 0 | #DIV/0!
[13 empty] | 182.1 | 182.1 | 9.7512 | -0.54696 | -0.66016 | 79.5998 | 79.5998 | 12.9497 | 50.3572 |  |  |  | -0.77352 | -0.9336 | 92.2738 | 92.2738 | 6.0309 | 50.3572 |  |  |  | 0 | 0 | 55.0663 | 55.0663 | 0 | #DIV/0! |  |  |  | 0 | 0 | 55.0663 | 55.0663 | 0 | #DIV/0! |  |  |  | 0 | 0 | 55.0663 | 55.0663 | 0 | #DIV/0!
[13 empty] | 182.2 | 182.2 | 10.0239 | -0.54867 | -0.65873 | 79.6892 | 79.6892 | 12.8215 | 50.2082 |  |  |  | -0.77594 | -0.93159 | 92.4183 | 92.4183 | 6.3058 | 50.2082 |  |  |  | 0 | 0 | 55.0663 | 55.0663 | 0 | #DIV/0! |  |  |  | 0 | 0 | 55.0663 | 55.0663 | 0 | #DIV/0! |  |  |  | 0 | 0 | 55.0663 | 55.0663 | 0 | #DIV/0!
[13 empty] | 182.3 | 182.3 | 10.2961 | -0.55039 | -0.6573 | 79.7787 | 79.7787 | 12.6929 | 50.0589 |  |  |  | -0.77837 | -0.92956 | 92.563 | 92.563 | 6.5791 | 50.0589 |  |  |  | 0 | 0 | 55.0663 | 55.0663 | 0 | #DIV/0! |  |  |  | 0 | 0 | 55.0663 | 55.0663 | 0 | #DIV/0! |  |  |  | 0 | 0 | 55.0663 | 55.0663 | 0 | #DIV/0!
[13 empty] | 182.4 | 182.4 | 10.5678 | -0.5521 | -0.65586 | 79.8683 | 79.8683 | 12.5641 | 49.9093 |  |  |  | -0.78079 | -0.92753 | 92.7079 | 92.7079 | 6.8507 | 49.9093 |  |  |  | 0 | 0 | 55.0663 | 55.0663 | 0 | #DIV/0! |  |  |  | 0 | 0 | 55.0663 | 55.0663 | 0 | #DIV/0! |  |  |  | 0 | 0 | 55.0663 | 55.0663 | 0 | #DIV/0!
[13 empty] | 182.5 | 182.5 | 10.839 | -0.55382 | -0.65441 | 79.958 | 79.958 | 12.4349 | 49.7593 |  |  |  | -0.78322 | -0.92548 | 92.853 | 92.853 | 7.1206 | 49.7593 |  |  |  | 0 | 0 | 55.0663 | 55.0663 | 0 | #DIV/0! |  |  |  | 0 | 0 | 55.0663 | 55.0663 | 0 | #DIV/0! |  |  |  | 0 | 0 | 55.0663 | 55.0663 | 0 | #DIV/0!
[13 empty] | 182.6 | 182.6 | 11.1096 | -0.55553 | -0.65296 | 80.0479 | 80.0479 | 12.3054 | 49.609 |  |  |  | -0.78564 | -0.92342 | 92.9982 | 92.9982 | 7.3887 | 49.609 |  |  |  | 0 | 0 | 55.0663 | 55.0663 | 0 | #DIV/0! |  |  |  | 0 | 0 | 55.0663 | 55.0663 | 0 | #DIV/0! |  |  |  | 0 | 0 | 55.0663 | 55.0663 | 0 | #DIV/0!
[13 empty] | 182.7 | 182.7 | 11.3797 | -0.55725 | -0.65149 | 80.1378 | 80.1378 | 12.1756 | 49.4584 |  |  |  | -0.78807 | -0.92135 | 93.1436 | 93.1436 | 7.655 | 49.4584 |  |  |  | 0 | 0 | 55.0663 | 55.0663 | 0 | #DIV/0! |  |  |  | 0 | 0 | 55.0663 | 55.0663 | 0 | #DIV/0! |  |  |  | 0 | 0 | 55.0663 | 55.0663 | 0 | #DIV/0!
[13 empty] | 182.8 | 182.8 | 11.6493 | -0.55896 | -0.65002 | 80.2278 | 80.2278 | 12.0456 | 49.3074 |  |  |  | -0.79049 | -0.91927 | 93.2892 | 93.2892 | 7.9195 | 49.3074 |  |  |  | 0 | 0 | 55.0663 | 55.0663 | 0 | #DIV/0! |  |  |  | 0 | 0 | 55.0663 | 55.0663 | 0 | #DIV/0! |  |  |  | 0 | 0 | 55.0663 | 55.0663 | 0 | #DIV/0!
[13 empty] | 182.9 | 182.9 | 11.9182 | -0.56068 | -0.64855 | 80.3179 | 80.3179 | 11.9152 | 49.1561 |  |  |  | -0.79292 | -0.91718 | 93.4349 | 93.4349 | 8.1822 | 49.1561 |  |  |  | 0 | 0 | 55.0663 | 55.0663 | 0 | #DIV/0! |  |  |  | 0 | 0 | 55.0663 | 55.0663 | 0 | #DIV/0! |  |  |  | 0 | 0 | 55.0663 | 55.0663 | 0 | #DIV/0!
[13 empty] | 183 | 183 | 12.1866 | -0.56239 | -0.64706 | 80.4081 | 80.4081 | 11.7846 | 49.0045 |  |  |  | -0.79534 | -0.91508 | 93.5809 | 93.5809 | 8.4429 | 49.0045 |  |  |  | 0 | 0 | 55.0663 | 55.0663 | 0 | #DIV/0! |  |  |  | 0 | 0 | 55.0663 | 55.0663 | 0 | #DIV/0! |  |  |  | 0 | 0 | 55.0663 | 55.0663 | 0 | #DIV/0!
[13 empty] | 183.1 | 183.1 | 12.4543 | -0.56411 | -0.64557 | 80.4985 | 80.4985 | 11.6537 | 48.8525 |  |  |  | -0.79777 | -0.91297 | 93.7269 | 93.7269 | 8.7017 | 48.8525 |  |  |  | 0 | 0 | 55.0663 | 55.0663 | 0 | #DIV/0! |  |  |  | 0 | 0 | 55.0663 | 55.0663 | 0 | #DIV/0! |  |  |  | 0 | 0 | 55.0663 | 55.0663 | 0 | #DIV/0!
[13 empty] | 183.2 | 183.2 | 12.7215 | -0.56582 | -0.64406 | 80.5889 | 80.5889 | 11.5226 | 48.7001 |  |  |  | -0.80019 | -0.91084 | 93.8732 | 93.8732 | 8.9585 | 48.7001 |  |  |  | 0 | 0 | 55.0663 | 55.0663 | 0 | #DIV/0! |  |  |  | 0 | 0 | 55.0663 | 55.0663 | 0 | #DIV/0! |  |  |  | 0 | 0 | 55.0663 | 55.0663 | 0 | #DIV/0!
[13 empty] | 183.3 | 183.3 | 12.988 | -0.56754 | -0.64255 | 80.6794 | 80.6794 | 11.3912 | 48.5474 |  |  |  | -0.80262 | -0.90871 | 94.0196 | 94.0196 | 9.2132 | 48.5474 |  |  |  | 0 | 0 | 55.0663 | 55.0663 | 0 | #DIV/0! |  |  |  | 0 | 0 | 55.0663 | 55.0663 | 0 | #DIV/0! |  |  |  | 0 | 0 | 55.0663 | 55.0663 | 0 | #DIV/0!
[13 empty] | 183.4 | 183.4 | 13.2538 | -0.56925 | -0.64103 | 80.7701 | 80.7701 | 11.2596 | 48.3943 |  |  |  | -0.80504 | -0.90656 | 94.1662 | 94.1662 | 9.4659 | 48.3943 |  |  |  | 0 | 0 | 55.0663 | 55.0663 | 0 | #DIV/0! |  |  |  | 0 | 0 | 55.0663 | 55.0663 | 0 | #DIV/0! |  |  |  | 0 | 0 | 55.0663 | 55.0663 | 0 | #DIV/0!
[13 empty] | 183.5 | 183.5 | 13.5191 | -0.57096 | -0.63951 | 80.8608 | 80.8608 | 11.1278 | 48.2409 |  |  |  | -0.80747 | -0.9044 | 94.313 | 94.313 | 9.7164 | 48.2409 |  |  |  | 0 | 0 | 55.0663 | 55.0663 | 0 | #DIV/0! |  |  |  | 0 | 0 | 55.0663 | 55.0663 | 0 | #DIV/0! |  |  |  | 0 | 0 | 55.0663 | 55.0663 | 0 | #DIV/0!
[13 empty] | 183.6 | 183.6 | 13.7836 | -0.57268 | -0.63797 | 80.9517 | 80.9517 | 10.9957 | 48.0871 |  |  |  | -0.80989 | -0.90223 | 94.46 | 94.46 | 9.9648 | 48.0871 |  |  |  | 0 | 0 | 55.0663 | 55.0663 | 0 | #DIV/0! |  |  |  | 0 | 0 | 55.0663 | 55.0663 | 0 | #DIV/0! |  |  |  | 0 | 0 | 55.0663 | 55.0663 | 0 | #DIV/0!
[13 empty] | 183.7 | 183.7 | 14.0475 | -0.57439 | -0.63643 | 81.0426 | 81.0426 | 10.8635 | 47.9329 |  |  |  | -0.81232 | -0.90005 | 94.6071 | 94.6071 | 10.211 | 47.9329 |  |  |  | 0 | 0 | 55.0663 | 55.0663 | 0 | #DIV/0! |  |  |  | 0 | 0 | 55.0663 | 55.0663 | 0 | #DIV/0! |  |  |  | 0 | 0 | 55.0663 | 55.0663 | 0 | #DIV/0!
[13 empty] | 183.8 | 183.8 | 14.3106 | -0.57611 | -0.63488 | 81.1336 | 81.1336 | 10.731 | 47.7784 |  |  |  | -0.81474 | -0.89785 | 94.7543 | 94.7543 | 10.4549 | 47.7784 |  |  |  | 0 | 0 | 55.0663 | 55.0663 | 0 | #DIV/0! |  |  |  | 0 | 0 | 55.0663 | 55.0663 | 0 | #DIV/0! |  |  |  | 0 | 0 | 55.0663 | 55.0663 | 0 | #DIV/0!
[13 empty] | 183.9 | 183.9 | 14.5731 | -0.57782 | -0.63332 | 81.2248 | 81.2248 | 10.5984 | 47.6235 |  |  |  | -0.81716 | -0.89565 | 94.9018 | 94.9018 | 10.6966 | 47.6235 |  |  |  | 0 | 0 | 55.0663 | 55.0663 | 0 | #DIV/0! |  |  |  | 0 | 0 | 55.0663 | 55.0663 | 0 | #DIV/0! |  |  |  | 0 | 0 | 55.0663 | 55.0663 | 0 | #DIV/0!
[13 empty] | 184 | 184 | 14.8348 | -0.57954 | -0.63175 | 81.316 | 81.316 | 10.4656 | 47.4681 |  |  |  | -0.81959 | -0.89343 | 95.0494 | 95.0494 | 10.936 | 47.4681 |  |  |  | 0 | 0 | 55.0663 | 55.0663 | 0 | #DIV/0! |  |  |  | 0 | 0 | 55.0663 | 55.0663 | 0 | #DIV/0! |  |  |  | 0 | 0 | 55.0663 | 55.0663 | 0 | #DIV/0!
[13 empty] | 184.1 | 184.1 | 15.0958 | -0.58125 | -0.63017 | 81.4074 | 81.4074 | 10.3327 | 47.3124 |  |  |  | -0.82201 | -0.8912 | 95.1972 | 95.1972 | 11.173 | 47.3124 |  |  |  | 0 | 0 | 55.0663 | 55.0663 | 0 | #DIV/0! |  |  |  | 0 | 0 | 55.0663 | 55.0663 | 0 | #DIV/0! |  |  |  | 0 | 0 | 55.0663 | 55.0663 | 0 | #DIV/0!
[13 empty] | 184.2 | 184.2 | 15.3561 | -0.58297 | -0.62859 | 81.4988 | 81.4988 | 10.1996 | 47.1564 |  |  |  | -0.82444 | -0.88895 | 95.3451 | 95.3451 | 11.4077 | 47.1564 |  |  |  | 0 | 0 | 55.0663 | 55.0663 | 0 | #DIV/0! |  |  |  | 0 | 0 | 55.0663 | 55.0663 | 0 | #DIV/0! |  |  |  | 0 | 0 | 55.0663 | 55.0663 | 0 | #DIV/0!
[13 empty] | 184.3 | 184.3 | 15.6156 | -0.58468 | -0.62699 | 81.5904 | 81.5904 | 10.0663 | 46.9999 |  |  |  | -0.82686 | -0.8867 | 95.4932 | 95.4932 | 11.6399 | 46.9999 |  |  |  | 0 | 0 | 55.0663 | 55.0663 | 0 | #DIV/0! |  |  |  | 0 | 0 | 55.0663 | 55.0663 | 0 | #DIV/0! |  |  |  | 0 | 0 | 55.0663 | 55.0663 | 0 | #DIV/0!
[13 empty] | 184.4 | 184.4 | 15.8743 | -0.5864 | -0.62539 | 81.682 | 81.682 | 9.933 | 46.843 |  |  |  | -0.82929 | -0.88443 | 95.6415 | 95.6415 | 11.8696 | 46.843 |  |  |  | 0 | 0 | 55.0663 | 55.0663 | 0 | #DIV/0! |  |  |  | 0 | 0 | 55.0663 | 55.0663 | 0 | #DIV/0! |  |  |  | 0 | 0 | 55.0663 | 55.0663 | 0 | #DIV/0!
[13 empty] | 184.5 | 184.5 | 16.1322 | -0.58811 | -0.62378 | 81.7738 | 81.7738 | 9.7995 | 46.6857 |  |  |  | -0.83171 | -0.88215 | 95.7899 | 95.7899 | 12.0968 | 46.6857 |  |  |  | 0 | 0 | 55.0663 | 55.0663 | 0 | #DIV/0! |  |  |  | 0 | 0 | 55.0663 | 55.0663 | 0 | #DIV/0! |  |  |  | 0 | 0 | 55.0663 | 55.0663 | 0 | #DIV/0!
[13 empty] | 184.6 | 184.6 | 16.3894 | -0.58983 | -0.62215 | 81.8656 | 81.8656 | 9.6659 | 46.528 |  |  |  | -0.83414 | -0.87986 | 95.9385 | 95.9385 | 12.3215 | 46.528 |  |  |  | 0 | 0 | 55.0663 | 55.0663 | 0 | #DIV/0! |  |  |  | 0 | 0 | 55.0663 | 55.0663 | 0 | #DIV/0! |  |  |  | 0 | 0 | 55.0663 | 55.0663 | 0 | #DIV/0!
[13 empty] | 184.7 | 184.7 | 16.6457 | -0.59154 | -0.62052 | 81.9576 | 81.9576 | 9.5322 | 46.3699 |  |  |  | -0.83656 | -0.87755 | 96.0872 | 96.0872 | 12.5436 | 46.3699 |  |  |  | 0 | 0 | 55.0663 | 55.0663 | 0 | #DIV/0! |  |  |  | 0 | 0 | 55.0663 | 55.0663 | 0 | #DIV/0! |  |  |  | 0 | 0 | 55.0663 | 55.0663 | 0 | #DIV/0!
[13 empty] | 184.8 | 184.8 | 16.9012 | -0.59325 | -0.61889 | 82.0497 | 82.0497 | 9.3984 | 46.2114 |  |  |  | -0.83899 | -0.87524 | 96.2362 | 96.2362 | 12.7631 | 46.2114 |  |  |  | 0 | 0 | 55.0663 | 55.0663 | 0 | #DIV/0! |  |  |  | 0 | 0 | 55.0663 | 55.0663 | 0 | #DIV/0! |  |  |  | 0 | 0 | 55.0663 | 55.0663 | 0 | #DIV/0!
[13 empty] | 184.9 | 184.9 | 17.1559 | -0.59497 | -0.61724 | 82.1418 | 82.1418 | 9.2646 | 46.0524 |  |  |  | -0.84141 | -0.87291 | 96.3852 | 96.3852 | 12.9799 | 46.0524 |  |  |  | 0 | 0 | 55.0663 | 55.0663 | 0 | #DIV/0! |  |  |  | 0 | 0 | 55.0663 | 55.0663 | 0 | #DIV/0! |  |  |  | 0 | 0 | 55.0663 | 55.0663 | 0 | #DIV/0!
[13 empty] | 185 | 185 | 17.4097 | -0.59668 | -0.61558 | 82.2341 | 82.2341 | 9.1306 | 45.893 |  |  |  | -0.84384 | -0.87056 | 96.5345 | 96.5345 | 13.194 | 45.893 |  |  |  | 0 | 0 | 55.0663 | 55.0663 | 0 | #DIV/0! |  |  |  | 0 | 0 | 55.0663 | 55.0663 | 0 | #DIV/0! |  |  |  | 0 | 0 | 55.0663 | 55.0663 | 0 | #DIV/0!
[13 empty] | 185.1 | 185.1 | 17.6626 | -0.5984 | -0.61391 | 82.3264 | 82.3264 | 8.9967 | 45.7332 |  |  |  | -0.84626 | -0.8682 | 96.6839 | 96.6839 | 13.4054 | 45.7332 |  |  |  | 0 | 0 | 55.0663 | 55.0663 | 0 | #DIV/0! |  |  |  | 0 | 0 | 55.0663 | 55.0663 | 0 | #DIV/0! |  |  |  | 0 | 0 | 55.0663 | 55.0663 | 0 | #DIV/0!
[13 empty] | 185.2 | 185.2 | 17.9147 | -0.60011 | -0.61224 | 82.4189 | 82.4189 | 8.8627 | 45.573 |  |  |  | -0.84869 | -0.86583 | 96.8335 | 96.8335 | 13.614 | 45.573 |  |  |  | 0 | 0 | 55.0663 | 55.0663 | 0 | #DIV/0! |  |  |  | 0 | 0 | 55.0663 | 55.0663 | 0 | #DIV/0! |  |  |  | 0 | 0 | 55.0663 | 55.0663 | 0 | #DIV/0!
[13 empty] | 185.3 | 185.3 | 18.1659 | -0.60183 | -0.61055 | 82.5115 | 82.5115 | 8.7286 | 45.4123 |  |  |  | -0.85111 | -0.86345 | 96.9832 | 96.9832 | 13.8199 | 45.4123 |  |  |  | 0 | 0 | 55.0663 | 55.0663 | 0 | #DIV/0! |  |  |  | 0 | 0 | 55.0663 | 55.0663 | 0 | #DIV/0! |  |  |  | 0 | 0 | 55.0663 | 55.0663 | 0 | #DIV/0!
[13 empty] | 185.4 | 185.4 | 18.4162 | -0.60354 | -0.60886 | 82.6041 | 82.6041 | 8.5946 | 45.2512 |  |  |  | -0.85354 | -0.86105 | 97.1331 | 97.1331 | 14.0229 | 45.2512 |  |  |  | 0 | 0 | 55.0663 | 55.0663 | 0 | #DIV/0! |  |  |  | 0 | 0 | 55.0663 | 55.0663 | 0 | #DIV/0! |  |  |  | 0 | 0 | 55.0663 | 55.0663 | 0 | #DIV/0!
[13 empty] | 185.5 | 185.5 | 18.6656 | -0.60526 | -0.60715 | 82.6969 | 82.6969 | 8.4605 | 45.0896 |  |  |  | -0.85596 | -0.85864 | 97.2831 | 97.2831 | 14.223 | 45.0896 |  |  |  | 0 | 0 | 55.0663 | 55.0663 | 0 | #DIV/0! |  |  |  | 0 | 0 | 55.0663 | 55.0663 | 0 | #DIV/0! |  |  |  | 0 | 0 | 55.0663 | 55.0663 | 0 | #DIV/0!
[13 empty] | 185.6 | 185.6 | 18.914 | -0.60697 | -0.60544 | 82.7898 | 82.7898 | 8.3264 | 44.9276 |  |  |  | -0.85839 | -0.85622 | 97.4333 | 97.4333 | 14.4202 | 44.9276 |  |  |  | 0 | 0 | 55.0663 | 55.0663 | 0 | #DIV/0! |  |  |  | 0 | 0 | 55.0663 | 55.0663 | 0 | #DIV/0! |  |  |  | 0 | 0 | 55.0663 | 55.0663 | 0 | #DIV/0!
[13 empty] | 185.7 | 185.7 | 19.1615 | -0.60869 | -0.60371 | 82.8827 | 82.8827 | 8.1924 | 44.7651 |  |  |  | -0.86081 | -0.85378 | 97.5837 | 97.5837 | 14.6145 | 44.7651 |  |  |  | 0 | 0 | 55.0663 | 55.0663 | 0 | #DIV/0! |  |  |  | 0 | 0 | 55.0663 | 55.0663 | 0 | #DIV/0! |  |  |  | 0 | 0 | 55.0663 | 55.0663 | 0 | #DIV/0!
[13 empty] | 185.8 | 185.8 | 19.4081 | -0.6104 | -0.60198 | 82.9758 | 82.9758 | 8.0584 | 44.6021 |  |  |  | -0.86324 | -0.85133 | 97.7342 | 97.7342 | 14.8058 | 44.6021 |  |  |  | 0 | 0 | 55.0663 | 55.0663 | 0 | #DIV/0! |  |  |  | 0 | 0 | 55.0663 | 55.0663 | 0 | #DIV/0! |  |  |  | 0 | 0 | 55.0663 | 55.0663 | 0 | #DIV/0!
[13 empty] | 185.9 | 185.9 | 19.6537 | -0.61211 | -0.60024 | 83.069 | 83.069 | 7.9244 | 44.4387 |  |  |  | -0.86566 | -0.84886 | 97.8849 | 97.8849 | 14.9941 | 44.4387 |  |  |  | 0 | 0 | 55.0663 | 55.0663 | 0 | #DIV/0! |  |  |  | 0 | 0 | 55.0663 | 55.0663 | 0 | #DIV/0! |  |  |  | 0 | 0 | 55.0663 | 55.0663 | 0 | #DIV/0!
[13 empty] | 186 | 186 | 19.8984 | -0.61383 | -0.59848 | 83.1623 | 83.1623 | 7.7905 | 44.2748 |  |  |  | -0.86809 | -0.84638 | 98.0357 | 98.0357 | 15.1794 | 44.2748 |  |  |  | 0 | 0 | 55.0663 | 55.0663 | 0 | #DIV/0! |  |  |  | 0 | 0 | 55.0663 | 55.0663 | 0 | #DIV/0! |  |  |  | 0 | 0 | 55.0663 | 55.0663 | 0 | #DIV/0!
[13 empty] | 186.1 | 186.1 | 20.142 | -0.61554 | -0.59672 | 83.2556 | 83.2556 | 7.6567 | 44.1104 |  |  |  | -0.87051 | -0.84389 | 98.1867 | 98.1867 | 15.3616 | 44.1104 |  |  |  | 0 | 0 | 55.0663 | 55.0663 | 0 | #DIV/0! |  |  |  | 0 | 0 | 55.0663 | 55.0663 | 0 | #DIV/0! |  |  |  | 0 | 0 | 55.0663 | 55.0663 | 0 | #DIV/0!
[13 empty] | 186.2 | 186.2 | 20.3847 | -0.61726 | -0.59495 | 83.3491 | 83.3491 | 7.5229 | 43.9455 |  |  |  | -0.87294 | -0.84138 | 98.3378 | 98.3378 | 15.5407 | 43.9455 |  |  |  | 0 | 0 | 55.0663 | 55.0663 | 0 | #DIV/0! |  |  |  | 0 | 0 | 55.0663 | 55.0663 | 0 | #DIV/0! |  |  |  | 0 | 0 | 55.0663 | 55.0663 | 0 | #DIV/0!
[13 empty] | 186.3 | 186.3 | 20.6263 | -0.61897 | -0.59316 | 83.4427 | 83.4427 | 7.3892 | 43.7801 |  |  |  | -0.87536 | -0.83886 | 98.4891 | 98.4891 | 15.7166 | 43.7801 |  |  |  | 0 | 0 | 55.0663 | 55.0663 | 0 | #DIV/0! |  |  |  | 0 | 0 | 55.0663 | 55.0663 | 0 | #DIV/0! |  |  |  | 0 | 0 | 55.0663 | 55.0663 | 0 | #DIV/0!
[13 empty] | 186.4 | 186.4 | 20.8669 | -0.62069 | -0.59137 | 83.5363 | 83.5363 | 7.2556 | 43.6143 |  |  |  | -0.87779 | -0.83632 | 98.6405 | 98.6405 | 15.8894 | 43.6143 |  |  |  | 0 | 0 | 55.0663 | 55.0663 | 0 | #DIV/0! |  |  |  | 0 | 0 | 55.0663 | 55.0663 | 0 | #DIV/0! |  |  |  | 0 | 0 | 55.0663 | 55.0663 | 0 | #DIV/0!
[13 empty] | 186.5 | 186.5 | 21.1065 | -0.6224 | -0.58956 | 83.6301 | 83.6301 | 7.1222 | 43.4479 |  |  |  | -0.88021 | -0.83377 | 98.7922 | 98.7922 | 16.059 | 43.4479 |  |  |  | 0 | 0 | 55.0663 | 55.0663 | 0 | #DIV/0! |  |  |  | 0 | 0 | 55.0663 | 55.0663 | 0 | #DIV/0! |  |  |  | 0 | 0 | 55.0663 | 55.0663 | 0 | #DIV/0!
[13 empty] | 186.6 | 186.6 | 21.3451 | -0.62412 | -0.58775 | 83.724 | 83.724 | 6.9888 | 43.281 |  |  |  | -0.88263 | -0.8312 | 98.9439 | 98.9439 | 16.2253 | 43.281 |  |  |  | 0 | 0 | 55.0663 | 55.0663 | 0 | #DIV/0! |  |  |  | 0 | 0 | 55.0663 | 55.0663 | 0 | #DIV/0! |  |  |  | 0 | 0 | 55.0663 | 55.0663 | 0 | #DIV/0!
[13 empty] | 186.7 | 186.7 | 21.5826 | -0.62583 | -0.58592 | 83.818 | 83.818 | 6.8556 | 43.1136 |  |  |  | -0.88506 | -0.82862 | 99.0958 | 99.0958 | 16.3884 | 43.1136 |  |  |  | 0 | 0 | 55.0663 | 55.0663 | 0 | #DIV/0! |  |  |  | 0 | 0 | 55.0663 | 55.0663 | 0 | #DIV/0! |  |  |  | 0 | 0 | 55.0663 | 55.0663 | 0 | #DIV/0!
[13 empty] | 186.8 | 186.8 | 21.819 | -0.62755 | -0.58409 | 83.912 | 83.912 | 6.7226 | 42.9457 |  |  |  | -0.88748 | -0.82602 | 99.2479 | 99.2479 | 16.5482 | 42.9457 |  |  |  | 0 | 0 | 55.0663 | 55.0663 | 0 | #DIV/0! |  |  |  | 0 | 0 | 55.0663 | 55.0663 | 0 | #DIV/0! |  |  |  | 0 | 0 | 55.0663 | 55.0663 | 0 | #DIV/0!
[13 empty] | 186.9 | 186.9 | 22.0543 | -0.62926 | -0.58224 | 84.0062 | 84.0062 | 6.5897 | 42.7772 |  |  |  | -0.88991 | -0.82341 | 99.4001 | 99.4001 | 16.7047 | 42.7772 |  |  |  | 0 | 0 | 55.0663 | 55.0663 | 0 | #DIV/0! |  |  |  | 0 | 0 | 55.0663 | 55.0663 | 0 | #DIV/0! |  |  |  | 0 | 0 | 55.0663 | 55.0663 | 0 | #DIV/0!
[13 empty] | 187 | 187 | 22.2886 | -0.63098 | -0.58038 | 84.1005 | 84.1005 | 6.457 | 42.6082 |  |  |  | -0.89233 | -0.82078 | 99.5525 | 99.5525 | 16.8578 | 42.6082 |  |  |  | 0 | 0 | 55.0663 | 55.0663 | 0 | #DIV/0! |  |  |  | 0 | 0 | 55.0663 | 55.0663 | 0 | #DIV/0! |  |  |  | 0 | 0 | 55.0663 | 55.0663 | 0 | #DIV/0!
[13 empty] | 187.1 | 187.1 | 22.5217 | -0.63269 | -0.57851 | 84.1949 | 84.1949 | 6.3245 | 42.4387 |  |  |  | -0.89476 | -0.81814 | 99.705 | 99.705 | 17.0076 | 42.4387 |  |  |  | 0 | 0 | 55.0663 | 55.0663 | 0 | #DIV/0! |  |  |  | 0 | 0 | 55.0663 | 55.0663 | 0 | #DIV/0! |  |  |  | 0 | 0 | 55.0663 | 55.0663 | 0 | #DIV/0!
[13 empty] | 187.2 | 187.2 | 22.7538 | -0.6344 | -0.57663 | 84.2893 | 84.2893 | 6.1922 | 42.2686 |  |  |  | -0.89718 | -0.81548 | 99.8576 | 99.8576 | 17.1539 | 42.2686 |  |  |  | 0 | 0 | 55.0663 | 55.0663 | 0 | #DIV/0! |  |  |  | 0 | 0 | 55.0663 | 55.0663 | 0 | #DIV/0! |  |  |  | 0 | 0 | 55.0663 | 55.0663 | 0 | #DIV/0!
[13 empty] | 187.3 | 187.3 | 22.9847 | -0.63612 | -0.57474 | 84.3839 | 84.3839 | 6.0602 | 42.0979 |  |  |  | -0.89961 | -0.8128 | 100.0105 | 100.0105 | 17.2968 | 42.0979 |  |  |  | 0 | 0 | 55.0663 | 55.0663 | 0 | #DIV/0! |  |  |  | 0 | 0 | 55.0663 | 55.0663 | 0 | #DIV/0! |  |  |  | 0 | 0 | 55.0663 | 55.0663 | 0 | #DIV/0!
[13 empty] | 187.4 | 187.4 | 23.2144 | -0.63783 | -0.57283 | 84.4786 | 84.4786 | 5.9283 | 41.9267 |  |  |  | -0.90203 | -0.81011 | 100.1634 | 100.1634 | 17.4363 | 41.9267 |  |  |  | 0 | 0 | 55.0663 | 55.0663 | 0 | #DIV/0! |  |  |  | 0 | 0 | 55.0663 | 55.0663 | 0 | #DIV/0! |  |  |  | 0 | 0 | 55.0663 | 55.0663 | 0 | #DIV/0!
[13 empty] | 187.5 | 187.5 | 23.4431 | -0.63955 | -0.57092 | 84.5733 | 84.5733 | 5.7967 | 41.7549 |  |  |  | -0.90446 | -0.8074 | 100.3165 | 100.3165 | 17.5723 | 41.7549 |  |  |  | 0 | 0 | 55.0663 | 55.0663 | 0 | #DIV/0! |  |  |  | 0 | 0 | 55.0663 | 55.0663 | 0 | #DIV/0! |  |  |  | 0 | 0 | 55.0663 | 55.0663 | 0 | #DIV/0!
[13 empty] | 187.6 | 187.6 | 23.6705 | -0.64126 | -0.56899 | 84.6682 | 84.6682 | 5.6654 | 41.5826 |  |  |  | -0.90688 | -0.80468 | 100.4698 | 100.4698 | 17.7047 | 41.5826 |  |  |  | 0 | 0 | 55.0663 | 55.0663 | 0 | #DIV/0! |  |  |  | 0 | 0 | 55.0663 | 55.0663 | 0 | #DIV/0! |  |  |  | 0 | 0 | 55.0663 | 55.0663 | 0 | #DIV/0!
[13 empty] | 187.7 | 187.7 | 23.8968 | -0.64298 | -0.56705 | 84.7632 | 84.7632 | 5.5343 | 41.4096 |  |  |  | -0.90931 | -0.80193 | 100.6232 | 100.6232 | 17.8336 | 41.4096 |  |  |  | 0 | 0 | 55.0663 | 55.0663 | 0 | #DIV/0! |  |  |  | 0 | 0 | 55.0663 | 55.0663 | 0 | #DIV/0! |  |  |  | 0 | 0 | 55.0663 | 55.0663 | 0 | #DIV/0!
[13 empty] | 187.8 | 187.8 | 24.1219 | -0.64469 | -0.5651 | 84.8582 | 84.8582 | 5.4036 | 41.2361 |  |  |  | -0.91173 | -0.79918 | 100.7768 | 100.7768 | 17.959 | 41.2361 |  |  |  | 0 | 0 | 55.0663 | 55.0663 | 0 | #DIV/0! |  |  |  | 0 | 0 | 55.0663 | 55.0663 | 0 | #DIV/0! |  |  |  | 0 | 0 | 55.0663 | 55.0663 | 0 | #DIV/0!
[13 empty] | 187.9 | 187.9 | 24.3458 | -0.64641 | -0.56314 | 84.9534 | 84.9534 | 5.2731 | 41.0619 |  |  |  | -0.91416 | -0.7964 | 100.9305 | 100.9305 | 18.0807 | 41.0619 |  |  |  | 0 | 0 | 55.0663 | 55.0663 | 0 | #DIV/0! |  |  |  | 0 | 0 | 55.0663 | 55.0663 | 0 | #DIV/0! |  |  |  | 0 | 0 | 55.0663 | 55.0663 | 0 | #DIV/0!
[13 empty] | 188 | 188 | 24.5685 | -0.64812 | -0.56117 | 85.0487 | 85.0487 | 5.1429 | 40.8872 |  |  |  | -0.91658 | -0.79361 | 101.0843 | 101.0843 | 18.1989 | 40.8872 |  |  |  | 0 | 0 | 55.0663 | 55.0663 | 0 | #DIV/0! |  |  |  | 0 | 0 | 55.0663 | 55.0663 | 0 | #DIV/0! |  |  |  | 0 | 0 | 55.0663 | 55.0663 | 0 | #DIV/0!
[13 empty] | 188.1 | 188.1 | 24.79 | -0.64984 | -0.55918 | 85.144 | 85.144 | 5.0131 | 40.7118 |  |  |  | -0.91901 | -0.7908 | 101.2383 | 101.2383 | 18.3134 | 40.7118 |  |  |  | 0 | 0 | 55.0663 | 55.0663 | 0 | #DIV/0! |  |  |  | 0 | 0 | 55.0663 | 55.0663 | 0 | #DIV/0! |  |  |  | 0 | 0 | 55.0663 | 55.0663 | 0 | #DIV/0!
[13 empty] | 188.2 | 188.2 | 25.0103 | -0.65155 | -0.55718 | 85.2395 | 85.2395 | 4.8836 | 40.5358 |  |  |  | -0.92143 | -0.78797 | 101.3925 | 101.3925 | 18.4243 | 40.5358 |  |  |  | 0 | 0 | 55.0663 | 55.0663 | 0 | #DIV/0! |  |  |  | 0 | 0 | 55.0663 | 55.0663 | 0 | #DIV/0! |  |  |  | 0 | 0 | 55.0663 | 55.0663 | 0 | #DIV/0!
[13 empty] | 188.3 | 188.3 | 25.2293 | -0.65327 | -0.55517 | 85.335 | 85.335 | 4.7545 | 40.3592 |  |  |  | -0.92386 | -0.78513 | 101.5467 | 101.5467 | 18.5315 | 40.3592 |  |  |  | 0 | 0 | 55.0663 | 55.0663 | 0 | #DIV/0! |  |  |  | 0 | 0 | 55.0663 | 55.0663 | 0 | #DIV/0! |  |  |  | 0 | 0 | 55.0663 | 55.0663 | 0 | #DIV/0!
[13 empty] | 188.4 | 188.4 | 25.447 | -0.65498 | -0.55315 | 85.4307 | 85.4307 | 4.6258 | 40.1819 |  |  |  | -0.92628 | -0.78227 | 101.7012 | 101.7012 | 18.6349 | 40.1819 |  |  |  | 0 | 0 | 55.0663 | 55.0663 | 0 | #DIV/0! |  |  |  | 0 | 0 | 55.0663 | 55.0663 | 0 | #DIV/0! |  |  |  | 0 | 0 | 55.0663 | 55.0663 | 0 | #DIV/0!
[13 empty] | 188.5 | 188.5 | 25.6636 | -0.65669 | -0.55111 | 85.5264 | 85.5264 | 4.4974 | 40.004 |  |  |  | -0.92871 | -0.77939 | 101.8557 | 101.8557 | 18.7347 | 40.004 |  |  |  | 0 | 0 | 55.0663 | 55.0663 | 0 | #DIV/0! |  |  |  | 0 | 0 | 55.0663 | 55.0663 | 0 | #DIV/0! |  |  |  | 0 | 0 | 55.0663 | 55.0663 | 0 | #DIV/0!
[13 empty] | 188.6 | 188.6 | 25.8788 | -0.65841 | -0.54906 | 85.6223 | 85.6223 | 4.3695 | 39.8254 |  |  |  | -0.93113 | -0.77649 | 102.0105 | 102.0105 | 18.8307 | 39.8254 |  |  |  | 0 | 0 | 55.0663 | 55.0663 | 0 | #DIV/0! |  |  |  | 0 | 0 | 55.0663 | 55.0663 | 0 | #DIV/0! |  |  |  | 0 | 0 | 55.0663 | 55.0663 | 0 | #DIV/0!
[13 empty] | 188.7 | 188.7 | 26.0928 | -0.66012 | -0.547 | 85.7182 | 85.7182 | 4.2419 | 39.6461 |  |  |  | -0.93356 | -0.77357 | 102.1653 | 102.1653 | 18.923 | 39.6461 |  |  |  | 0 | 0 | 55.0663 | 55.0663 | 0 | #DIV/0! |  |  |  | 0 | 0 | 55.0663 | 55.0663 | 0 | #DIV/0! |  |  |  | 0 | 0 | 55.0663 | 55.0663 | 0 | #DIV/0!
[13 empty] | 188.8 | 188.8 | 26.3054 | -0.66184 | -0.54492 | 85.8143 | 85.8143 | 4.1148 | 39.4662 |  |  |  | -0.93598 | -0.77064 | 102.3203 | 102.3203 | 19.0115 | 39.4662 |  |  |  | 0 | 0 | 55.0663 | 55.0663 | 0 | #DIV/0! |  |  |  | 0 | 0 | 55.0663 | 55.0663 | 0 | #DIV/0! |  |  |  | 0 | 0 | 55.0663 | 55.0663 | 0 | #DIV/0!
[13 empty] | 188.9 | 188.9 | 26.5168 | -0.66355 | -0.54283 | 85.9104 | 85.9104 | 3.9882 | 39.2855 |  |  |  | -0.93841 | -0.76768 | 102.4755 | 102.4755 | 19.0961 | 39.2855 |  |  |  | 0 | 0 | 55.0663 | 55.0663 | 0 | #DIV/0! |  |  |  | 0 | 0 | 55.0663 | 55.0663 | 0 | #DIV/0! |  |  |  | 0 | 0 | 55.0663 | 55.0663 | 0 | #DIV/0!
[13 empty] | 189 | 189 | 26.7269 | -0.66527 | -0.54073 | 86.0067 | 86.0067 | 3.862 | 39.1042 |  |  |  | -0.94083 | -0.76471 | 102.6308 | 102.6308 | 19.177 | 39.1042 |  |  |  | 0 | 0 | 55.0663 | 55.0663 | 0 | #DIV/0! |  |  |  | 0 | 0 | 55.0663 | 55.0663 | 0 | #DIV/0! |  |  |  | 0 | 0 | 55.0663 | 55.0663 | 0 | #DIV/0!
[13 empty] | 189.1 | 189.1 | 26.9356 | -0.66698 | -0.53861 | 86.103 | 86.103 | 3.7363 | 38.9222 |  |  |  | -0.94326 | -0.76171 | 102.7862 | 102.7862 | 19.254 | 38.9222 |  |  |  | 0 | 0 | 55.0663 | 55.0663 | 0 | #DIV/0! |  |  |  | 0 | 0 | 55.0663 | 55.0663 | 0 | #DIV/0! |  |  |  | 0 | 0 | 55.0663 | 55.0663 | 0 | #DIV/0!
[13 empty] | 189.2 | 189.2 | 27.143 | -0.6687 | -0.53648 | 86.1995 | 86.1995 | 3.611 | 38.7394 |  |  |  | -0.94568 | -0.7587 | 102.9418 | 102.9418 | 19.3272 | 38.7394 |  |  |  | 0 | 0 | 55.0663 | 55.0663 | 0 | #DIV/0! |  |  |  | 0 | 0 | 55.0663 | 55.0663 | 0 | #DIV/0! |  |  |  | 0 | 0 | 55.0663 | 55.0663 | 0 | #DIV/0!
[13 empty] | 189.3 | 189.3 | 27.349 | -0.67041 | -0.53434 | 86.296 | 86.296 | 3.4863 | 38.5559 |  |  |  | -0.94811 | -0.75567 | 103.0975 | 103.0975 | 19.3965 | 38.5559 |  |  |  | 0 | 0 | 55.0663 | 55.0663 | 0 | #DIV/0! |  |  |  | 0 | 0 | 55.0663 | 55.0663 | 0 | #DIV/0! |  |  |  | 0 | 0 | 55.0663 | 55.0663 | 0 | #DIV/0!
[13 empty] | 189.4 | 189.4 | 27.5537 | -0.67213 | -0.53218 | 86.3926 | 86.3926 | 3.3621 | 38.3717 |  |  |  | -0.95053 | -0.75262 | 103.2533 | 103.2533 | 19.4619 | 38.3717 |  |  |  | 0 | 0 | 55.0663 | 55.0663 | 0 | #DIV/0! |  |  |  | 0 | 0 | 55.0663 | 55.0663 | 0 | #DIV/0! |  |  |  | 0 | 0 | 55.0663 | 55.0663 | 0 | #DIV/0!
[13 empty] | 189.5 | 189.5 | 27.7571 | -0.67384 | -0.53001 | 86.4893 | 86.4893 | 3.2385 | 38.1867 |  |  |  | -0.95295 | -0.74954 | 103.4093 | 103.4093 | 19.5234 | 38.1867 |  |  |  | 0 | 0 | 55.0663 | 55.0663 | 0 | #DIV/0! |  |  |  | 0 | 0 | 55.0663 | 55.0663 | 0 | #DIV/0! |  |  |  | 0 | 0 | 55.0663 | 55.0663 | 0 | #DIV/0!
[13 empty] | 189.6 | 189.6 | 27.959 | -0.67556 | -0.52782 | 86.5862 | 86.5862 | 3.1154 | 38.001 |  |  |  | -0.95538 | -0.74645 | 103.5654 | 103.5654 | 19.581 | 38.001 |  |  |  | 0 | 0 | 55.0663 | 55.0663 | 0 | #DIV/0! |  |  |  | 0 | 0 | 55.0663 | 55.0663 | 0 | #DIV/0! |  |  |  | 0 | 0 | 55.0663 | 55.0663 | 0 | #DIV/0!
[13 empty] | 189.7 | 189.7 | 28.1596 | -0.67727 | -0.52562 | 86.6831 | 86.6831 | 2.9929 | 37.8145 |  |  |  | -0.9578 | -0.74334 | 103.7217 | 103.7217 | 19.6346 | 37.8145 |  |  |  | 0 | 0 | 55.0663 | 55.0663 | 0 | #DIV/0! |  |  |  | 0 | 0 | 55.0663 | 55.0663 | 0 | #DIV/0! |  |  |  | 0 | 0 | 55.0663 | 55.0663 | 0 | #DIV/0!
[13 empty] | 189.8 | 189.8 | 28.3588 | -0.67898 | -0.5234 | 86.7801 | 86.7801 | 2.871 | 37.6272 |  |  |  | -0.96023 | -0.7402 | 103.8781 | 103.8781 | 19.6844 | 37.6272 |  |  |  | 0 | 0 | 55.0663 | 55.0663 | 0 | #DIV/0! |  |  |  | 0 | 0 | 55.0663 | 55.0663 | 0 | #DIV/0! |  |  |  | 0 | 0 | 55.0663 | 55.0663 | 0 | #DIV/0!
[13 empty] | 189.9 | 189.9 | 28.5566 | -0.6807 | -0.52117 | 86.8772 | 86.8772 | 2.7497 | 37.4391 |  |  |  | -0.96265 | -0.73705 | 104.0346 | 104.0346 | 19.7301 | 37.4391 |  |  |  | 0 | 0 | 55.0663 | 55.0663 | 0 | #DIV/0! |  |  |  | 0 | 0 | 55.0663 | 55.0663 | 0 | #DIV/0! |  |  |  | 0 | 0 | 55.0663 | 55.0663 | 0 | #DIV/0!
[13 empty] | 190 | 190 | 28.7529 | -0.68241 | -0.51892 | 86.9744 | 86.9744 | 2.629 | 37.2502 |  |  |  | -0.96508 | -0.73387 | 104.1913 | 104.1913 | 19.772 | 37.2502 |  |  |  | 0 | 0 | 55.0663 | 55.0663 | 0 | #DIV/0! |  |  |  | 0 | 0 | 55.0663 | 55.0663 | 0 | #DIV/0! |  |  |  | 0 | 0 | 55.0663 | 55.0663 | 0 | #DIV/0!
[13 empty] | 190.1 | 190.1 | 28.9479 | -0.68413 | -0.51666 | 87.0717 | 87.0717 | 2.5089 | 37.0605 |  |  |  | -0.9675 | -0.73067 | 104.3481 | 104.3481 | 19.8098 | 37.0605 |  |  |  | 0 | 0 | 55.0663 | 55.0663 | 0 | #DIV/0! |  |  |  | 0 | 0 | 55.0663 | 55.0663 | 0 | #DIV/0! |  |  |  | 0 | 0 | 55.0663 | 55.0663 | 0 | #DIV/0!
[13 empty] | 190.2 | 190.2 | 29.1414 | -0.68584 | -0.51438 | 87.1691 | 87.1691 | 2.3895 | 36.8699 |  |  |  | -0.96993 | -0.72745 | 104.5051 | 104.5051 | 19.8436 | 36.8699 |  |  |  | 0 | 0 | 55.0663 | 55.0663 | 0 | #DIV/0! |  |  |  | 0 | 0 | 55.0663 | 55.0663 | 0 | #DIV/0! |  |  |  | 0 | 0 | 55.0663 | 55.0663 | 0 | #DIV/0!
[13 empty] | 190.3 | 190.3 | 29.3335 | -0.68756 | -0.51209 | 87.2666 | 87.2666 | 2.2707 | 36.6785 |  |  |  | -0.97235 | -0.7242 | 104.6621 | 104.6621 | 19.8735 | 36.6785 |  |  |  | 0 | 0 | 55.0663 | 55.0663 | 0 | #DIV/0! |  |  |  | 0 | 0 | 55.0663 | 55.0663 | 0 | #DIV/0! |  |  |  | 0 | 0 | 55.0663 | 55.0663 | 0 | #DIV/0!
[13 empty] | 190.4 | 190.4 | 29.5241 | -0.68927 | -0.50978 | 87.3642 | 87.3642 | 2.1527 | 36.4862 |  |  |  | -0.97478 | -0.72093 | 104.8194 | 104.8194 | 19.8993 | 36.4862 |  |  |  | 0 | 0 | 55.0663 | 55.0663 | 0 | #DIV/0! |  |  |  | 0 | 0 | 55.0663 | 55.0663 | 0 | #DIV/0! |  |  |  | 0 | 0 | 55.0663 | 55.0663 | 0 | #DIV/0!
[13 empty] | 190.5 | 190.5 | 29.7132 | -0.69099 | -0.50745 | 87.4619 | 87.4619 | 2.0354 | 36.2931 |  |  |  | -0.9772 | -0.71764 | 104.9767 | 104.9767 | 19.9211 | 36.2931 |  |  |  | 0 | 0 | 55.0663 | 55.0663 | 0 | #DIV/0! |  |  |  | 0 | 0 | 55.0663 | 55.0663 | 0 | #DIV/0! |  |  |  | 0 | 0 | 55.0663 | 55.0663 | 0 | #DIV/0!
[13 empty] | 190.6 | 190.6 | 29.9009 | -0.6927 | -0.50511 | 87.5597 | 87.5597 | 1.9187 | 36.099 |  |  |  | -0.97963 | -0.71433 | 105.1342 | 105.1342 | 19.9389 | 36.099 |  |  |  | 0 | 0 | 55.0663 | 55.0663 | 0 | #DIV/0! |  |  |  | 0 | 0 | 55.0663 | 55.0663 | 0 | #DIV/0! |  |  |  | 0 | 0 | 55.0663 | 55.0663 | 0 | #DIV/0!
[13 empty] | 190.7 | 190.7 | 30.0871 | -0.69442 | -0.50275 | 87.6576 | 87.6576 | 1.8029 | 35.9041 |  |  |  | -0.98205 | -0.71099 | 105.2918 | 105.2918 | 19.9527 | 35.9041 |  |  |  | 0 | 0 | 55.0663 | 55.0663 | 0 | #DIV/0! |  |  |  | 0 | 0 | 55.0663 | 55.0663 | 0 | #DIV/0! |  |  |  | 0 | 0 | 55.0663 | 55.0663 | 0 | #DIV/0!
[13 empty] | 190.8 | 190.8 | 30.2718 | -0.69613 | -0.50037 | 87.7555 | 87.7555 | 1.6877 | 35.7082 |  |  |  | -0.98448 | -0.70763 | 105.4496 | 105.4496 | 19.9624 | 35.7082 |  |  |  | 0 | 0 | 55.0663 | 55.0663 | 0 | #DIV/0! |  |  |  | 0 | 0 | 55.0663 | 55.0663 | 0 | #DIV/0! |  |  |  | 0 | 0 | 55.0663 | 55.0663 | 0 | #DIV/0!
[13 empty] | 190.9 | 190.9 | 30.455 | -0.69785 | -0.49798 | 87.8536 | 87.8536 | 1.5734 | 35.5114 |  |  |  | -0.9869 | -0.70425 | 105.6074 | 105.6074 | 19.9681 | 35.5114 |  |  |  | 0 | 0 | 55.0663 | 55.0663 | 0 | #DIV/0! |  |  |  | 0 | 0 | 55.0663 | 55.0663 | 0 | #DIV/0! |  |  |  | 0 | 0 | 55.0663 | 55.0663 | 0 | #DIV/0!
[13 empty] | 191 | 191 | 30.6368 | -0.69956 | -0.49557 | 87.9518 | 87.9518 | 1.4598 | 35.3136 |  |  |  | -0.98933 | -0.70084 | 105.7655 | 105.7655 | 19.9697 | 35.3136 |  |  |  | 0 | 0 | 55.0663 | 55.0663 | 0 | #DIV/0! |  |  |  | 0 | 0 | 55.0663 | 55.0663 | 0 | #DIV/0! |  |  |  | 0 | 0 | 55.0663 | 55.0663 | 0 | #DIV/0!
[13 empty] | 191.1 | 191.1 | 30.8169 | -0.70127 | -0.49314 | 88.05 | 88.05 | 1.3471 | 35.1149 |  |  |  | -0.99175 | -0.6974 | 105.9236 | 105.9236 | 19.9673 | 35.1149 |  |  |  | 0 | 0 | 55.0663 | 55.0663 | 0 | #DIV/0! |  |  |  | 0 | 0 | 55.0663 | 55.0663 | 0 | #DIV/0! |  |  |  | 0 | 0 | 55.0663 | 55.0663 | 0 | #DIV/0!
[13 empty] | 191.2 | 191.2 | 30.9956 | -0.70299 | -0.49069 | 88.1484 | 88.1484 | 1.2352 | 34.9152 |  |  |  | -0.99418 | -0.69394 | 106.0819 | 106.0819 | 19.9608 | 34.9152 |  |  |  | 0 | 0 | 55.0663 | 55.0663 | 0 | #DIV/0! |  |  |  | 0 | 0 | 55.0663 | 55.0663 | 0 | #DIV/0! |  |  |  | 0 | 0 | 55.0663 | 55.0663 | 0 | #DIV/0!
[13 empty] | 191.3 | 191.3 | 31.1727 | -0.7047 | -0.48822 | 88.2468 | 88.2468 | 1.1241 | 34.7145 |  |  |  | -0.9966 | -0.69045 | 106.2403 | 106.2403 | 19.9503 | 34.7145 |  |  |  | 0 | 0 | 55.0663 | 55.0663 | 0 | #DIV/0! |  |  |  | 0 | 0 | 55.0663 | 55.0663 | 0 | #DIV/0! |  |  |  | 0 | 0 | 55.0663 | 55.0663 | 0 | #DIV/0!
[13 empty] | 191.4 | 191.4 | 31.3483 | -0.70642 | -0.48574 | 88.3453 | 88.3453 | 1.0139 | 34.5128 |  |  |  | -0.99903 | -0.68694 | 106.3988 | 106.3988 | 19.9357 | 34.5128 |  |  |  | 0 | 0 | 55.0663 | 55.0663 | 0 | #DIV/0! |  |  |  | 0 | 0 | 55.0663 | 55.0663 | 0 | #DIV/0! |  |  |  | 0 | 0 | 55.0663 | 55.0663 | 0 | #DIV/0!
[13 empty] | 191.5 | 191.5 | 31.5224 | -0.70813 | -0.48324 | 88.444 | 88.444 | 0.90463 | 34.31 |  |  |  | -1.0015 | -0.6834 | 106.5575 | 106.5575 | 19.917 | 34.31 |  |  |  | 0 | 0 | 55.0663 | 55.0663 | 0 | #DIV/0! |  |  |  | 0 | 0 | 55.0663 | 55.0663 | 0 | #DIV/0! |  |  |  | 0 | 0 | 55.0663 | 55.0663 | 0 | #DIV/0!
[13 empty] | 191.6 | 191.6 | 31.6948 | -0.70985 | -0.48071 | 88.5427 | 88.5427 | 0.79622 | 34.1062 |  |  |  | -1.0039 | -0.67983 | 106.7163 | 106.7163 | 19.8943 | 34.1062 |  |  |  | 0 | 0 | 55.0663 | 55.0663 | 0 | #DIV/0! |  |  |  | 0 | 0 | 55.0663 | 55.0663 | 0 | #DIV/0! |  |  |  | 0 | 0 | 55.0663 | 55.0663 | 0 | #DIV/0!
[13 empty] | 191.7 | 191.7 | 31.8657 | -0.71156 | -0.47817 | 88.6415 | 88.6415 | 0.68874 | 33.9013 |  |  |  | -1.0063 | -0.67624 | 106.8752 | 106.8752 | 19.8675 | 33.9013 |  |  |  | 0 | 0 | 55.0663 | 55.0663 | 0 | #DIV/0! |  |  |  | 0 | 0 | 55.0663 | 55.0663 | 0 | #DIV/0! |  |  |  | 0 | 0 | 55.0663 | 55.0663 | 0 | #DIV/0!
[13 empty] | 191.8 | 191.8 | 32.0351 | -0.71328 | -0.47561 | 88.7404 | 88.7404 | 0.5822 | 33.6953 |  |  |  | -1.0087 | -0.67262 | 107.0343 | 107.0343 | 19.8366 | 33.6953 |  |  |  | 0 | 0 | 55.0663 | 55.0663 | 0 | #DIV/0! |  |  |  | 0 | 0 | 55.0663 | 55.0663 | 0 | #DIV/0! |  |  |  | 0 | 0 | 55.0663 | 55.0663 | 0 | #DIV/0!
[13 empty] | 191.9 | 191.9 | 32.2028 | -0.71499 | -0.47303 | 88.8394 | 88.8394 | 0.47663 | 33.4881 |  |  |  | -1.0112 | -0.66897 | 107.1934 | 107.1934 | 19.8016 | 33.4881 |  |  |  | 0 | 0 | 55.0663 | 55.0663 | 0 | #DIV/0! |  |  |  | 0 | 0 | 55.0663 | 55.0663 | 0 | #DIV/0! |  |  |  | 0 | 0 | 55.0663 | 55.0663 | 0 | #DIV/0!
[13 empty] | 192 | 192 | 32.3689 | -0.71671 | -0.47043 | 88.9385 | 88.9385 | 0.37204 | 33.2799 |  |  |  | -1.0136 | -0.66529 | 107.3528 | 107.3528 | 19.7626 | 33.2799 |  |  |  | 0 | 0 | 55.0663 | 55.0663 | 0 | #DIV/0! |  |  |  | 0 | 0 | 55.0663 | 55.0663 | 0 | #DIV/0! |  |  |  | 0 | 0 | 55.0663 | 55.0663 | 0 | #DIV/0!
[13 empty] | 192.1 | 192.1 | 32.5335 | -0.71842 | -0.46781 | 89.0377 | 89.0377 | 0.26845 | 33.0705 |  |  |  | -1.016 | -0.66158 | 107.5122 | 107.5122 | 19.7195 | 33.0705 |  |  |  | 0 | 0 | 55.0663 | 55.0663 | 0 | #DIV/0! |  |  |  | 0 | 0 | 55.0663 | 55.0663 | 0 | #DIV/0! |  |  |  | 0 | 0 | 55.0663 | 55.0663 | 0 | #DIV/0!
[13 empty] | 192.2 | 192.2 | 32.6964 | -0.72014 | -0.46516 | 89.137 | 89.137 | 0.16588 | 32.8599 |  |  |  | -1.0184 | -0.65784 | 107.6718 | 107.6718 | 19.6724 | 32.8599 |  |  |  | 0 | 0 | 55.0663 | 55.0663 | 0 | #DIV/0! |  |  |  | 0 | 0 | 55.0663 | 55.0663 | 0 | #DIV/0! |  |  |  | 0 | 0 | 55.0663 | 55.0663 | 0 | #DIV/0!
[13 empty] | 192.3 | 192.3 | 32.8577 | -0.72185 | -0.4625 | 89.2364 | 89.2364 | 0.064359 | 32.6481 |  |  |  | -1.0208 | -0.65407 | 107.8314 | 107.8314 | 19.6212 | 32.6481 |  |  |  | 0 | 0 | 55.0663 | 55.0663 | 0 | #DIV/0! |  |  |  | 0 | 0 | 55.0663 | 55.0663 | 0 | #DIV/0! |  |  |  | 0 | 0 | 55.0663 | 55.0663 | 0 | #DIV/0!
[13 empty] | 192.4 | 192.4 | 33.0174 | -0.72356 | -0.45981 | 89.3359 | 89.3359 | 0.036098 | 32.435 |  |  |  | -1.0233 | -0.65027 | 107.9913 | 107.9913 | 19.566 | 32.435 |  |  |  | 0 | 0 | 55.0663 | 55.0663 | 0 | #DIV/0! |  |  |  | 0 | 0 | 55.0663 | 55.0663 | 0 | #DIV/0! |  |  |  | 0 | 0 | 55.0663 | 55.0663 | 0 | #DIV/0!
[13 empty] | 192.5 | 192.5 | 33.1755 | -0.72528 | -0.4571 | 89.4354 | 89.4354 | 0.13547 | 32.2208 |  |  |  | -1.0257 | -0.64644 | 108.1512 | 108.1512 | 19.5066 | 32.2208 |  |  |  | 0 | 0 | 55.0663 | 55.0663 | 0 | #DIV/0! |  |  |  | 0 | 0 | 55.0663 | 55.0663 | 0 | #DIV/0! |  |  |  | 0 | 0 | 55.0663 | 55.0663 | 0 | #DIV/0!
[13 empty] | 192.6 | 192.6 | 33.3319 | -0.72699 | -0.45437 | 89.5351 | 89.5351 | 0.23373 | 32.0052 |  |  |  | -1.0281 | -0.64257 | 108.3113 | 108.3113 | 19.4433 | 32.0052 |  |  |  | 0 | 0 | 55.0663 | 55.0663 | 0 | #DIV/0! |  |  |  | 0 | 0 | 55.0663 | 55.0663 | 0 | #DIV/0! |  |  |  | 0 | 0 | 55.0663 | 55.0663 | 0 | #DIV/0!
[13 empty] | 192.7 | 192.7 | 33.4867 | -0.72871 | -0.45161 | 89.6348 | 89.6348 | 0.33087 | 31.7883 |  |  |  | -1.0305 | -0.63868 | 108.4714 | 108.4714 | 19.3759 | 31.7883 |  |  |  | 0 | 0 | 55.0663 | 55.0663 | 0 | #DIV/0! |  |  |  | 0 | 0 | 55.0663 | 55.0663 | 0 | #DIV/0! |  |  |  | 0 | 0 | 55.0663 | 55.0663 | 0 | #DIV/0!
[13 empty] | 192.8 | 192.8 | 33.6398 | -0.73042 | -0.44883 | 89.7347 | 89.7347 | 0.42686 | 31.5701 |  |  |  | -1.033 | -0.63475 | 108.6318 | 108.6318 | 19.3045 | 31.5701 |  |  |  | 0 | 0 | 55.0663 | 55.0663 | 0 | #DIV/0! |  |  |  | 0 | 0 | 55.0663 | 55.0663 | 0 | #DIV/0! |  |  |  | 0 | 0 | 55.0663 | 55.0663 | 0 | #DIV/0!
[13 empty] | 192.9 | 192.9 | 33.7912 | -0.73214 | -0.44603 | 89.8346 | 89.8346 | 0.52167 | 31.3506 |  |  |  | -1.0354 | -0.63078 | 108.7922 | 108.7922 | 19.229 | 31.3506 |  |  |  | 0 | 0 | 55.0663 | 55.0663 | 0 | #DIV/0! |  |  |  | 0 | 0 | 55.0663 | 55.0663 | 0 | #DIV/0! |  |  |  | 0 | 0 | 55.0663 | 55.0663 | 0 | #DIV/0!
[13 empty] | 193 | 193 | 33.941 | -0.73385 | -0.44321 | 89.9346 | 89.9346 | 0.61528 | 31.1296 |  |  |  | -1.0378 | -0.62679 | 108.9527 | 108.9527 | 19.1495 | 31.1296 |  |  |  | 0 | 0 | 55.0663 | 55.0663 | 0 | #DIV/0! |  |  |  | 0 | 0 | 55.0663 | 55.0663 | 0 | #DIV/0! |  |  |  | 0 | 0 | 55.0663 | 55.0663 | 0 | #DIV/0!
[13 empty] | 193.1 | 193.1 | 34.0891 | -0.73557 | -0.44035 | 90.0348 | 90.0348 | 0.70768 | 30.9072 |  |  |  | -1.0402 | -0.62275 | 109.1134 | 109.1134 | 19.066 | 30.9072 |  |  |  | 0 | 0 | 55.0663 | 55.0663 | 0 | #DIV/0! |  |  |  | 0 | 0 | 55.0663 | 55.0663 | 0 | #DIV/0! |  |  |  | 0 | 0 | 55.0663 | 55.0663 | 0 | #DIV/0!
[13 empty] | 193.2 | 193.2 | 34.2355 | -0.73728 | -0.43748 | 90.135 | 90.135 | 0.79884 | 30.6834 |  |  |  | -1.0427 | -0.61869 | 109.2742 | 109.2742 | 18.9785 | 30.6834 |  |  |  | 0 | 0 | 55.0663 | 55.0663 | 0 | #DIV/0! |  |  |  | 0 | 0 | 55.0663 | 55.0663 | 0 | #DIV/0! |  |  |  | 0 | 0 | 55.0663 | 55.0663 | 0 | #DIV/0!
[13 empty] | 193.3 | 193.3 | 34.3802 | -0.739 | -0.43457 | 90.2353 | 90.2353 | 0.88873 | 30.4581 |  |  |  | -1.0451 | -0.61458 | 109.4351 | 109.4351 | 18.887 | 30.4581 |  |  |  | 0 | 0 | 55.0663 | 55.0663 | 0 | #DIV/0! |  |  |  | 0 | 0 | 55.0663 | 55.0663 | 0 | #DIV/0! |  |  |  | 0 | 0 | 55.0663 | 55.0663 | 0 | #DIV/0!
[13 empty] | 193.4 | 193.4 | 34.5232 | -0.74071 | -0.43165 | 90.3356 | 90.3356 | 0.97733 | 30.2313 |  |  |  | -1.0475 | -0.61044 | 109.5962 | 109.5962 | 18.7916 | 30.2313 |  |  |  | 0 | 0 | 55.0663 | 55.0663 | 0 | #DIV/0! |  |  |  | 0 | 0 | 55.0663 | 55.0663 | 0 | #DIV/0! |  |  |  | 0 | 0 | 55.0663 | 55.0663 | 0 | #DIV/0!
[13 empty] | 193.5 | 193.5 | 34.6644 | -0.74243 | -0.42869 | 90.4361 | 90.4361 | 1.0646 | 30.0029 |  |  |  | -1.0499 | -0.60626 | 109.7574 | 109.7574 | 18.6921 | 30.0029 |  |  |  | 0 | 0 | 55.0663 | 55.0663 | 0 | #DIV/0! |  |  |  | 0 | 0 | 55.0663 | 55.0663 | 0 | #DIV/0! |  |  |  | 0 | 0 | 55.0663 | 55.0663 | 0 | #DIV/0!
[13 empty] | 193.6 | 193.6 | 34.804 | -0.74414 | -0.42571 | 90.5367 | 90.5367 | 1.1506 | 29.7729 |  |  |  | -1.0524 | -0.60204 | 109.9186 | 109.9186 | 18.5887 | 29.7729 |  |  |  | 0 | 0 | 55.0663 | 55.0663 | 0 | #DIV/0! |  |  |  | 0 | 0 | 55.0663 | 55.0663 | 0 | #DIV/0! |  |  |  | 0 | 0 | 55.0663 | 55.0663 | 0 | #DIV/0!
[13 empty] | 193.7 | 193.7 | 34.9419 | -0.74585 | -0.4227 | 90.6374 | 90.6374 | 1.2352 | 29.5414 |  |  |  | -1.0548 | -0.59778 | 110.08 | 110.08 | 18.4813 | 29.5414 |  |  |  | 0 | 0 | 55.0663 | 55.0663 | 0 | #DIV/0! |  |  |  | 0 | 0 | 55.0663 | 55.0663 | 0 | #DIV/0! |  |  |  | 0 | 0 | 55.0663 | 55.0663 | 0 | #DIV/0!
[13 empty] | 193.8 | 193.8 | 35.078 | -0.74757 | -0.41966 | 90.7381 | 90.7381 | 1.3183 | 29.3081 |  |  |  | -1.0572 | -0.59348 | 110.2416 | 110.2416 | 18.3699 | 29.3081 |  |  |  | 0 | 0 | 55.0663 | 55.0663 | 0 | #DIV/0! |  |  |  | 0 | 0 | 55.0663 | 55.0663 | 0 | #DIV/0! |  |  |  | 0 | 0 | 55.0663 | 55.0663 | 0 | #DIV/0!
[13 empty] | 193.9 | 193.9 | 35.2124 | -0.74928 | -0.41659 | 90.8389 | 90.8389 | 1.4001 | 29.0732 |  |  |  | -1.0596 | -0.58914 | 110.4032 | 110.4032 | 18.2546 | 29.0732 |  |  |  | 0 | 0 | 55.0663 | 55.0663 | 0 | #DIV/0! |  |  |  | 0 | 0 | 55.0663 | 55.0663 | 0 | #DIV/0! |  |  |  | 0 | 0 | 55.0663 | 55.0663 | 0 | #DIV/0!
[13 empty] | 194 | 194 | 35.345 | -0.751 | -0.41349 | 90.9399 | 90.9399 | 1.4805 | 28.8365 |  |  |  | -1.0621 | -0.58476 | 110.565 | 110.565 | 18.1354 | 28.8365 |  |  |  | 0 | 0 | 55.0663 | 55.0663 | 0 | #DIV/0! |  |  |  | 0 | 0 | 55.0663 | 55.0663 | 0 | #DIV/0! |  |  |  | 0 | 0 | 55.0663 | 55.0663 | 0 | #DIV/0!
[13 empty] | 194.1 | 194.1 | 35.4759 | -0.75271 | -0.41036 | 91.0409 | 91.0409 | 1.5593 | 28.598 |  |  |  | -1.0645 | -0.58033 | 110.7268 | 110.7268 | 18.0123 | 28.598 |  |  |  | 0 | 0 | 55.0663 | 55.0663 | 0 | #DIV/0! |  |  |  | 0 | 0 | 55.0663 | 55.0663 | 0 | #DIV/0! |  |  |  | 0 | 0 | 55.0663 | 55.0663 | 0 | #DIV/0!
[13 empty] | 194.2 | 194.2 | 35.6051 | -0.75443 | -0.4072 | 91.142 | 91.142 | 1.6367 | 28.3576 |  |  |  | -1.0669 | -0.57586 | 110.8888 | 110.8888 | 17.8853 | 28.3576 |  |  |  | 0 | 0 | 55.0663 | 55.0663 | 0 | #DIV/0! |  |  |  | 0 | 0 | 55.0663 | 55.0663 | 0 | #DIV/0! |  |  |  | 0 | 0 | 55.0663 | 55.0663 | 0 | #DIV/0!
[13 empty] | 194.3 | 194.3 | 35.7324 | -0.75614 | -0.404 | 91.2432 | 91.2432 | 1.7125 | 28.1154 |  |  |  | -1.0693 | -0.57135 | 111.0509 | 111.0509 | 17.7544 | 28.1154 |  |  |  | 0 | 0 | 55.0663 | 55.0663 | 0 | #DIV/0! |  |  |  | 0 | 0 | 55.0663 | 55.0663 | 0 | #DIV/0! |  |  |  | 0 | 0 | 55.0663 | 55.0663 | 0 | #DIV/0!
[13 empty] | 194.4 | 194.4 | 35.858 | -0.75786 | -0.40078 | 91.3445 | 91.3445 | 1.7868 | 27.8713 |  |  |  | -1.0718 | -0.56679 | 111.2132 | 111.2132 | 17.6196 | 27.8713 |  |  |  | 0 | 0 | 55.0663 | 55.0663 | 0 | #DIV/0! |  |  |  | 0 | 0 | 55.0663 | 55.0663 | 0 | #DIV/0! |  |  |  | 0 | 0 | 55.0663 | 55.0663 | 0 | #DIV/0!
[13 empty] | 194.5 | 194.5 | 35.9819 | -0.75957 | -0.39752 | 91.4459 | 91.4459 | 1.8595 | 27.6252 |  |  |  | -1.0742 | -0.56218 | 111.3755 | 111.3755 | 17.481 | 27.6252 |  |  |  | 0 | 0 | 55.0663 | 55.0663 | 0 | #DIV/0! |  |  |  | 0 | 0 | 55.0663 | 55.0663 | 0 | #DIV/0! |  |  |  | 0 | 0 | 55.0663 | 55.0663 | 0 | #DIV/0!
[13 empty] | 194.6 | 194.6 | 36.1039 | -0.76129 | -0.39423 | 91.5473 | 91.5473 | 1.9306 | 27.377 |  |  |  | -1.0766 | -0.55752 | 111.538 | 111.538 | 17.3385 | 27.377 |  |  |  | 0 | 0 | 55.0663 | 55.0663 | 0 | #DIV/0! |  |  |  | 0 | 0 | 55.0663 | 55.0663 | 0 | #DIV/0! |  |  |  | 0 | 0 | 55.0663 | 55.0663 | 0 | #DIV/0!
[13 empty] | 194.7 | 194.7 | 36.2242 | -0.763 | -0.3909 | 91.6489 | 91.6489 | 2 | 27.1268 |  |  |  | -1.079 | -0.55281 | 111.7006 | 111.7006 | 17.1922 | 27.1268 |  |  |  | 0 | 0 | 55.0663 | 55.0663 | 0 | #DIV/0! |  |  |  | 0 | 0 | 55.0663 | 55.0663 | 0 | #DIV/0! |  |  |  | 0 | 0 | 55.0663 | 55.0663 | 0 | #DIV/0!
[13 empty] | 194.8 | 194.8 | 36.3426 | -0.76472 | -0.38753 | 91.7505 | 91.7505 | 2.0678 | 26.8743 |  |  |  | -1.0815 | -0.54805 | 111.8633 | 111.8633 | 17.042 | 26.8743 |  |  |  | 0 | 0 | 55.0663 | 55.0663 | 0 | #DIV/0! |  |  |  | 0 | 0 | 55.0663 | 55.0663 | 0 | #DIV/0! |  |  |  | 0 | 0 | 55.0663 | 55.0663 | 0 | #DIV/0!
[13 empty] | 194.9 | 194.9 | 36.4593 | -0.76643 | -0.38413 | 91.8523 | 91.8523 | 2.1338 | 26.6197 |  |  |  | -1.0839 | -0.54324 | 112.0261 | 112.0261 | 16.8881 | 26.6197 |  |  |  | 0 | 0 | 55.0663 | 55.0663 | 0 | #DIV/0! |  |  |  | 0 | 0 | 55.0663 | 55.0663 | 0 | #DIV/0! |  |  |  | 0 | 0 | 55.0663 | 55.0663 | 0 | #DIV/0!
[13 empty] | 195 | 195 | 36.5742 | -0.76814 | -0.38069 | 91.9541 | 91.9541 | 2.1981 | 26.3628 |  |  |  | -1.0863 | -0.53838 | 112.189 | 112.189 | 16.7303 | 26.3628 |  |  |  | 0 | 0 | 55.0663 | 55.0663 | 0 | #DIV/0! |  |  |  | 0 | 0 | 55.0663 | 55.0663 | 0 | #DIV/0! |  |  |  | 0 | 0 | 55.0663 | 55.0663 | 0 | #DIV/0!
[13 empty] | 195.1 | 195.1 | 36.6872 | -0.76986 | -0.37721 | 92.056 | 92.056 | 2.2606 | 26.1036 |  |  |  | -1.0887 | -0.53346 | 112.352 | 112.352 | 16.5688 | 26.1036 |  |  |  | 0 | 0 | 55.0663 | 55.0663 | 0 | #DIV/0! |  |  |  | 0 | 0 | 55.0663 | 55.0663 | 0 | #DIV/0! |  |  |  | 0 | 0 | 55.0663 | 55.0663 | 0 | #DIV/0!
[13 empty] | 195.2 | 195.2 | 36.7985 | -0.77157 | -0.37369 | 92.158 | 92.158 | 2.3213 | 25.8419 |  |  |  | -1.0912 | -0.52848 | 112.5152 | 112.5152 | 16.4034 | 25.8419 |  |  |  | 0 | 0 | 55.0663 | 55.0663 | 0 | #DIV/0! |  |  |  | 0 | 0 | 55.0663 | 55.0663 | 0 | #DIV/0! |  |  |  | 0 | 0 | 55.0663 | 55.0663 | 0 | #DIV/0!
[13 empty] | 195.3 | 195.3 | 36.9079 | -0.77329 | -0.37013 | 92.2601 | 92.2601 | 2.3801 | 25.5778 |  |  |  | -1.0936 | -0.52344 | 112.6784 | 112.6784 | 16.2343 | 25.5778 |  |  |  | 0 | 0 | 55.0663 | 55.0663 | 0 | #DIV/0! |  |  |  | 0 | 0 | 55.0663 | 55.0663 | 0 | #DIV/0! |  |  |  | 0 | 0 | 55.0663 | 55.0663 | 0 | #DIV/0!
[13 empty] | 195.4 | 195.4 | 37.0155 | -0.775 | -0.36653 | 92.3623 | 92.3623 | 2.4371 | 25.3111 |  |  |  | -1.096 | -0.51834 | 112.8418 | 112.8418 | 16.0615 | 25.3111 |  |  |  | 0 | 0 | 55.0663 | 55.0663 | 0 | #DIV/0! |  |  |  | 0 | 0 | 55.0663 | 55.0663 | 0 | #DIV/0! |  |  |  | 0 | 0 | 55.0663 | 55.0663 | 0 | #DIV/0!
[13 empty] | 195.5 | 195.5 | 37.1212 | -0.77672 | -0.36288 | 92.4645 | 92.4645 | 2.4921 | 25.0417 |  |  |  | -1.0984 | -0.51319 | 113.0053 | 113.0053 | 15.8849 | 25.0417 |  |  |  | 0 | 0 | 55.0663 | 55.0663 | 0 | #DIV/0! |  |  |  | 0 | 0 | 55.0663 | 55.0663 | 0 | #DIV/0! |  |  |  | 0 | 0 | 55.0663 | 55.0663 | 0 | #DIV/0!
[13 empty] | 195.6 | 195.6 | 37.2251 | -0.77843 | -0.35918 | 92.5669 | 92.5669 | 2.5451 | 24.7696 |  |  |  | -1.1009 | -0.50796 | 113.1689 | 113.1689 | 15.7046 | 24.7696 |  |  |  | 0 | 0 | 55.0663 | 55.0663 | 0 | #DIV/0! |  |  |  | 0 | 0 | 55.0663 | 55.0663 | 0 | #DIV/0! |  |  |  | 0 | 0 | 55.0663 | 55.0663 | 0 | #DIV/0!
[13 empty] | 195.7 | 195.7 | 37.3272 | -0.78015 | -0.35545 | 92.6693 | 92.6693 | 2.5961 | 24.4946 |  |  |  | -1.1033 | -0.50268 | 113.3326 | 113.3326 | 15.5205 | 24.4946 |  |  |  | 0 | 0 | 55.0663 | 55.0663 | 0 | #DIV/0! |  |  |  | 0 | 0 | 55.0663 | 55.0663 | 0 | #DIV/0! |  |  |  | 0 | 0 | 55.0663 | 55.0663 | 0 | #DIV/0!
[13 empty] | 195.8 | 195.8 | 37.4275 | -0.78186 | -0.35166 | 92.7718 | 92.7718 | 2.6451 | 24.2168 |  |  |  | -1.1057 | -0.49732 | 113.4964 | 113.4964 | 15.3327 | 24.2168 |  |  |  | 0 | 0 | 55.0663 | 55.0663 | 0 | #DIV/0! |  |  |  | 0 | 0 | 55.0663 | 55.0663 | 0 | #DIV/0! |  |  |  | 0 | 0 | 55.0663 | 55.0663 | 0 | #DIV/0!
[13 empty] | 195.9 | 195.9 | 37.5258 | -0.78358 | -0.34782 | 92.8744 | 92.8744 | 2.6919 | 23.9359 |  |  |  | -1.1081 | -0.49189 | 113.6603 | 113.6603 | 15.1413 | 23.9359 |  |  |  | 0 | 0 | 55.0663 | 55.0663 | 0 | #DIV/0! |  |  |  | 0 | 0 | 55.0663 | 55.0663 | 0 | #DIV/0! |  |  |  | 0 | 0 | 55.0663 | 55.0663 | 0 | #DIV/0!
[13 empty] | 196 | 196 | 37.6223 | -0.78529 | -0.34393 | 92.9771 | 92.9771 | 2.7366 | 23.6519 |  |  |  | -1.1106 | -0.48639 | 113.8244 | 113.8244 | 14.9461 | 23.6519 |  |  |  | 0 | 0 | 55.0663 | 55.0663 | 0 | #DIV/0! |  |  |  | 0 | 0 | 55.0663 | 55.0663 | 0 | #DIV/0! |  |  |  | 0 | 0 | 55.0663 | 55.0663 | 0 | #DIV/0!
[13 empty] | 196.1 | 196.1 | 37.717 | -0.787 | -0.33999 | 93.0799 | 93.0799 | 2.7791 | 23.3646 |  |  |  | -1.113 | -0.48082 | 113.9885 | 113.9885 | 14.7472 | 23.3646 |  |  |  | 0 | 0 | 55.0663 | 55.0663 | 0 | #DIV/0! |  |  |  | 0 | 0 | 55.0663 | 55.0663 | 0 | #DIV/0! |  |  |  | 0 | 0 | 55.0663 | 55.0663 | 0 | #DIV/0!
[13 empty] | 196.2 | 196.2 | 37.8098 | -0.78872 | -0.33599 | 93.1828 | 93.1828 | 2.8193 | 23.0739 |  |  |  | -1.1154 | -0.47517 | 114.1528 | 114.1528 | 14.5446 | 23.0739 |  |  |  | 0 | 0 | 55.0663 | 55.0663 | 0 | #DIV/0! |  |  |  | 0 | 0 | 55.0663 | 55.0663 | 0 | #DIV/0! |  |  |  | 0 | 0 | 55.0663 | 55.0663 | 0 | #DIV/0!
[13 empty] | 196.3 | 196.3 | 37.9007 | -0.79043 | -0.33194 | 93.2857 | 93.2857 | 2.8572 | 22.7798 |  |  |  | -1.1178 | -0.46943 | 114.3171 | 114.3171 | 14.3382 | 22.7798 |  |  |  | 0 | 0 | 55.0663 | 55.0663 | 0 | #DIV/0! |  |  |  | 0 | 0 | 55.0663 | 55.0663 | 0 | #DIV/0! |  |  |  | 0 | 0 | 55.0663 | 55.0663 | 0 | #DIV/0!
[13 empty] | 196.4 | 196.4 | 37.9897 | -0.79215 | -0.32783 | 93.3888 | 93.3888 | 2.8928 | 22.482 |  |  |  | -1.1203 | -0.46362 | 114.4816 | 114.4816 | 14.1282 | 22.482 |  |  |  | 0 | 0 | 55.0663 | 55.0663 | 0 | #DIV/0! |  |  |  | 0 | 0 | 55.0663 | 55.0663 | 0 | #DIV/0! |  |  |  | 0 | 0 | 55.0663 | 55.0663 | 0 | #DIV/0!
[13 empty] | 196.5 | 196.5 | 38.0769 | -0.79386 | -0.32365 | 93.4919 | 93.4919 | 2.9259 | 22.1804 |  |  |  | -1.1227 | -0.45771 | 114.6462 | 114.6462 | 13.9145 | 22.1804 |  |  |  | 0 | 0 | 55.0663 | 55.0663 | 0 | #DIV/0! |  |  |  | 0 | 0 | 55.0663 | 55.0663 | 0 | #DIV/0! |  |  |  | 0 | 0 | 55.0663 | 55.0663 | 0 | #DIV/0!
[13 empty] | 196.6 | 196.6 | 38.1622 | -0.79558 | -0.31941 | 93.5951 | 93.5951 | 2.9566 | 21.8748 |  |  |  | -1.1251 | -0.45172 | 114.8109 | 114.8109 | 13.697 | 21.8748 |  |  |  | 0 | 0 | 55.0663 | 55.0663 | 0 | #DIV/0! |  |  |  | 0 | 0 | 55.0663 | 55.0663 | 0 | #DIV/0! |  |  |  | 0 | 0 | 55.0663 | 55.0663 | 0 | #DIV/0!
[13 empty] | 196.7 | 196.7 | 38.2456 | -0.79729 | -0.31511 | 93.6984 | 93.6984 | 2.9846 | 21.5652 |  |  |  | -1.1275 | -0.44563 | 114.9757 | 114.9757 | 13.4758 | 21.5652 |  |  |  | 0 | 0 | 55.0663 | 55.0663 | 0 | #DIV/0! |  |  |  | 0 | 0 | 55.0663 | 55.0663 | 0 | #DIV/0! |  |  |  | 0 | 0 | 55.0663 | 55.0663 | 0 | #DIV/0!
[13 empty] | 196.8 | 196.8 | 38.327 | -0.79901 | -0.31074 | 93.8018 | 93.8018 | 3.0101 | 21.2512 |  |  |  | -1.13 | -0.43945 | 115.1406 | 115.1406 | 13.2509 | 21.2512 |  |  |  | 0 | 0 | 55.0663 | 55.0663 | 0 | #DIV/0! |  |  |  | 0 | 0 | 55.0663 | 55.0663 | 0 | #DIV/0! |  |  |  | 0 | 0 | 55.0663 | 55.0663 | 0 | #DIV/0!
[13 empty] | 196.9 | 196.9 | 38.4066 | -0.80072 | -0.30629 | 93.9052 | 93.9052 | 3.0328 | 20.9328 |  |  |  | -1.1324 | -0.43316 | 115.3056 | 115.3056 | 13.0221 | 20.9328 |  |  |  | 0 | 0 | 55.0663 | 55.0663 | 0 | #DIV/0! |  |  |  | 0 | 0 | 55.0663 | 55.0663 | 0 | #DIV/0! |  |  |  | 0 | 0 | 55.0663 | 55.0663 | 0 | #DIV/0!
[13 empty] | 197 | 197 | 38.4843 | -0.80244 | -0.30177 | 94.0088 | 94.0088 | 3.0528 | 20.6097 |  |  |  | -1.1348 | -0.42677 | 115.4707 | 115.4707 | 12.7896 | 20.6097 |  |  |  | 0 | 0 | 55.0663 | 55.0663 | 0 | #DIV/0! |  |  |  | 0 | 0 | 55.0663 | 55.0663 | 0 | #DIV/0! |  |  |  | 0 | 0 | 55.0663 | 55.0663 | 0 | #DIV/0!
[13 empty] | 197.1 | 197.1 | 38.5601 | -0.80415 | -0.29717 | 94.1124 | 94.1124 | 3.0699 | 20.2816 |  |  |  | -1.1372 | -0.42026 | 115.636 | 115.636 | 12.5532 | 20.2816 |  |  |  | 0 | 0 | 55.0663 | 55.0663 | 0 | #DIV/0! |  |  |  | 0 | 0 | 55.0663 | 55.0663 | 0 | #DIV/0! |  |  |  | 0 | 0 | 55.0663 | 55.0663 | 0 | #DIV/0!
[13 empty] | 197.2 | 197.2 | 38.634 | -0.80587 | -0.29249 | 94.2162 | 94.2162 | 3.0841 | 19.9484 |  |  |  | -1.1397 | -0.41364 | 115.8013 | 115.8013 | 12.3129 | 19.9484 |  |  |  | 0 | 0 | 55.0663 | 55.0663 | 0 | #DIV/0! |  |  |  | 0 | 0 | 55.0663 | 55.0663 | 0 | #DIV/0! |  |  |  | 0 | 0 | 55.0663 | 55.0663 | 0 | #DIV/0!
[13 empty] | 197.3 | 197.3 | 38.706 | -0.80758 | -0.28772 | 94.32 | 94.32 | 3.0952 | 19.6098 |  |  |  | -1.1421 | -0.4069 | 115.9667 | 115.9667 | 12.0687 | 19.6098 |  |  |  | 0 | 0 | 55.0663 | 55.0663 | 0 | #DIV/0! |  |  |  | 0 | 0 | 55.0663 | 55.0663 | 0 | #DIV/0! |  |  |  | 0 | 0 | 55.0663 | 55.0663 | 0 | #DIV/0!
[13 empty] | 197.4 | 197.4 | 38.776 | -0.80929 | -0.28286 | 94.4238 | 94.4238 | 3.1032 | 19.2655 |  |  |  | -1.1445 | -0.40003 | 116.1323 | 116.1323 | 11.8205 | 19.2655 |  |  |  | 0 | 0 | 55.0663 | 55.0663 | 0 | #DIV/0! |  |  |  | 0 | 0 | 55.0663 | 55.0663 | 0 | #DIV/0! |  |  |  | 0 | 0 | 55.0663 | 55.0663 | 0 | #DIV/0!
[13 empty] | 197.5 | 197.5 | 38.8441 | -0.81101 | -0.27791 | 94.5278 | 94.5278 | 3.108 | 18.9151 |  |  |  | -1.1469 | -0.39302 | 116.2979 | 116.2979 | 11.5683 | 18.9151 |  |  |  | 0 | 0 | 55.0663 | 55.0663 | 0 | #DIV/0! |  |  |  | 0 | 0 | 55.0663 | 55.0663 | 0 | #DIV/0! |  |  |  | 0 | 0 | 55.0663 | 55.0663 | 0 | #DIV/0!
[13 empty] | 197.6 | 197.6 | 38.9103 | -0.81272 | -0.27285 | 94.6319 | 94.6319 | 3.1093 | 18.5584 |  |  |  | -1.1494 | -0.38587 | 116.4637 | 116.4637 | 11.3119 | 18.5584 |  |  |  | 0 | 0 | 55.0663 | 55.0663 | 0 | #DIV/0! |  |  |  | 0 | 0 | 55.0663 | 55.0663 | 0 | #DIV/0! |  |  |  | 0 | 0 | 55.0663 | 55.0663 | 0 | #DIV/0!
[13 empty] | 197.7 | 197.7 | 38.9746 | -0.81444 | -0.26769 | 94.736 | 94.736 | 3.1072 | 18.1949 |  |  |  | -1.1518 | -0.37858 | 116.6295 | 116.6295 | 11.0513 | 18.1949 |  |  |  | 0 | 0 | 55.0663 | 55.0663 | 0 | #DIV/0! |  |  |  | 0 | 0 | 55.0663 | 55.0663 | 0 | #DIV/0! |  |  |  | 0 | 0 | 55.0663 | 55.0663 | 0 | #DIV/0!
[13 empty] | 197.8 | 197.8 | 39.037 | -0.81615 | -0.26242 | 94.8402 | 94.8402 | 3.1014 | 17.8242 |  |  |  | -1.1542 | -0.37112 | 116.7955 | 116.7955 | 10.7864 | 17.8242 |  |  |  | 0 | 0 | 55.0663 | 55.0663 | 0 | #DIV/0! |  |  |  | 0 | 0 | 55.0663 | 55.0663 | 0 | #DIV/0! |  |  |  | 0 | 0 | 55.0663 | 55.0663 | 0 | #DIV/0!
[13 empty] | 197.9 | 197.9 | 39.0974 | -0.81787 | -0.25703 | 94.9446 | 94.9446 | 3.0918 | 17.446 |  |  |  | -1.1566 | -0.36349 | 116.9615 | 116.9615 | 10.5169 | 17.446 |  |  |  | 0 | 0 | 55.0663 | 55.0663 | 0 | #DIV/0! |  |  |  | 0 | 0 | 55.0663 | 55.0663 | 0 | #DIV/0! |  |  |  | 0 | 0 | 55.0663 | 55.0663 | 0 | #DIV/0!
[13 empty] | 198 | 198 | 39.1559 | -0.81958 | -0.2515 | 95.0489 | 95.0489 | 3.0783 | 17.0596 |  |  |  | -1.1591 | -0.35568 | 117.1277 | 117.1277 | 10.2429 | 17.0596 |  |  |  | 0 | 0 | 55.0663 | 55.0663 | 0 | #DIV/0! |  |  |  | 0 | 0 | 55.0663 | 55.0663 | 0 | #DIV/0! |  |  |  | 0 | 0 | 55.0663 | 55.0663 | 0 | #DIV/0!
[13 empty] | 198.1 | 198.1 | 39.2124 | -0.8213 | -0.24585 | 95.1534 | 95.1534 | 3.0607 | 16.6646 |  |  |  | -1.1615 | -0.34768 | 117.2939 | 117.2939 | 9.9641 | 16.6646 |  |  |  | 0 | 0 | 55.0663 | 55.0663 | 0 | #DIV/0! |  |  |  | 0 | 0 | 55.0663 | 55.0663 | 0 | #DIV/0! |  |  |  | 0 | 0 | 55.0663 | 55.0663 | 0 | #DIV/0!
[13 empty] | 198.2 | 198.2 | 39.267 | -0.82301 | -0.24005 | 95.258 | 95.258 | 3.0387 | 16.2602 |  |  |  | -1.1639 | -0.33947 | 117.4603 | 117.4603 | 9.6802 | 16.2602 |  |  |  | 0 | 0 | 55.0663 | 55.0663 | 0 | #DIV/0! |  |  |  | 0 | 0 | 55.0663 | 55.0663 | 0 | #DIV/0! |  |  |  | 0 | 0 | 55.0663 | 55.0663 | 0 | #DIV/0!
[13 empty] | 198.3 | 198.3 | 39.3197 | -0.82473 | -0.23409 | 95.3626 | 95.3626 | 3.0121 | 15.8458 |  |  |  | -1.1663 | -0.33105 | 117.6267 | 117.6267 | 9.3912 | 15.8458 |  |  |  | 0 | 0 | 55.0663 | 55.0663 | 0 | #DIV/0! |  |  |  | 0 | 0 | 55.0663 | 55.0663 | 0 | #DIV/0! |  |  |  | 0 | 0 | 55.0663 | 55.0663 | 0 | #DIV/0!
[13 empty] | 198.4 | 198.4 | 39.3704 | -0.82644 | -0.22796 | 95.4673 | 95.4673 | 2.9808 | 15.4206 |  |  |  | -1.1688 | -0.32238 | 117.7933 | 117.7933 | 9.0966 | 15.4206 |  |  |  | 0 | 0 | 55.0663 | 55.0663 | 0 | #DIV/0! |  |  |  | 0 | 0 | 55.0663 | 55.0663 | 0 | #DIV/0! |  |  |  | 0 | 0 | 55.0663 | 55.0663 | 0 | #DIV/0!
[13 empty] | 198.5 | 198.5 | 39.4192 | -0.82816 | -0.22165 | 95.5721 | 95.5721 | 2.9443 | 14.9836 |  |  |  | -1.1712 | -0.31346 | 117.96 | 117.96 | 8.7961 | 14.9836 |  |  |  | 0 | 0 | 55.0663 | 55.0663 | 0 | #DIV/0! |  |  |  | 0 | 0 | 55.0663 | 55.0663 | 0 | #DIV/0! |  |  |  | 0 | 0 | 55.0663 | 55.0663 | 0 | #DIV/0!
[13 empty] | 198.6 | 198.6 | 39.466 | -0.82987 | -0.21514 | 95.677 | 95.677 | 2.9024 | 14.5337 |  |  |  | -1.1736 | -0.30425 | 118.1267 | 118.1267 | 8.4894 | 14.5337 |  |  |  | 0 | 0 | 55.0663 | 55.0663 | 0 | #DIV/0! |  |  |  | 0 | 0 | 55.0663 | 55.0663 | 0 | #DIV/0! |  |  |  | 0 | 0 | 55.0663 | 55.0663 | 0 | #DIV/0!
[13 empty] | 198.7 | 198.7 | 39.5108 | -0.83158 | -0.20841 | 95.782 | 95.782 | 2.8547 | 14.0699 |  |  |  | -1.176 | -0.29474 | 118.2936 | 118.2936 | 8.1759 | 14.0699 |  |  |  | 0 | 0 | 55.0663 | 55.0663 | 0 | #DIV/0! |  |  |  | 0 | 0 | 55.0663 | 55.0663 | 0 | #DIV/0! |  |  |  | 0 | 0 | 55.0663 | 55.0663 | 0 | #DIV/0!
[13 empty] | 198.8 | 198.8 | 39.5537 | -0.8333 | -0.20145 | 95.887 | 95.887 | 2.8008 | 13.5905 |  |  |  | -1.1785 | -0.28489 | 118.4606 | 118.4606 | 7.855 | 13.5905 |  |  |  | 0 | 0 | 55.0663 | 55.0663 | 0 | #DIV/0! |  |  |  | 0 | 0 | 55.0663 | 55.0663 | 0 | #DIV/0! |  |  |  | 0 | 0 | 55.0663 | 55.0663 | 0 | #DIV/0!
[13 empty] | 198.9 | 198.9 | 39.5947 | -0.83501 | -0.19422 | 95.9922 | 95.9922 | 2.7402 | 13.0939 |  |  |  | -1.1809 | -0.27467 | 118.6276 | 118.6276 | 7.5262 | 13.0939 |  |  |  | 0 | 0 | 55.0663 | 55.0663 | 0 | #DIV/0! |  |  |  | 0 | 0 | 55.0663 | 55.0663 | 0 | #DIV/0! |  |  |  | 0 | 0 | 55.0663 | 55.0663 | 0 | #DIV/0!
[13 empty] | 199 | 199 | 39.6337 | -0.83673 | -0.1867 | 96.0974 | 96.0974 | 2.6723 | 12.5781 |  |  |  | -1.1833 | -0.26403 | 118.7948 | 118.7948 | 7.1884 | 12.5781 |  |  |  | 0 | 0 | 55.0663 | 55.0663 | 0 | #DIV/0! |  |  |  | 0 | 0 | 55.0663 | 55.0663 | 0 | #DIV/0! |  |  |  | 0 | 0 | 55.0663 | 55.0663 | 0 | #DIV/0!
[13 empty] | 199.1 | 199.1 | 39.6707 | -0.83844 | -0.17884 | 96.2027 | 96.2027 | 2.5963 | 12.0406 |  |  |  | -1.1857 | -0.25291 | 118.962 | 118.962 | 6.8406 | 12.0406 |  |  |  | 0 | 0 | 55.0663 | 55.0663 | 0 | #DIV/0! |  |  |  | 0 | 0 | 55.0663 | 55.0663 | 0 | #DIV/0! |  |  |  | 0 | 0 | 55.0663 | 55.0663 | 0 | #DIV/0!
[13 empty] | 199.2 | 199.2 | 39.7057 | -0.84016 | -0.1706 | 96.308 | 96.308 | 2.5114 | 11.4783 |  |  |  | -1.1882 | -0.24127 | 119.1294 | 119.1294 | 6.4815 | 11.4783 |  |  |  | 0 | 0 | 55.0663 | 55.0663 | 0 | #DIV/0! |  |  |  | 0 | 0 | 55.0663 | 55.0663 | 0 | #DIV/0! |  |  |  | 0 | 0 | 55.0663 | 55.0663 | 0 | #DIV/0!
[13 empty] | 199.3 | 199.3 | 39.7388 | -0.84187 | -0.16193 | 96.4135 | 96.4135 | 2.4166 | 10.8875 |  |  |  | -1.1906 | -0.229 | 119.2969 | 119.2969 | 6.1093 | 10.8875 |  |  |  | 0 | 0 | 55.0663 | 55.0663 | 0 | #DIV/0! |  |  |  | 0 | 0 | 55.0663 | 55.0663 | 0 | #DIV/0! |  |  |  | 0 | 0 | 55.0663 | 55.0663 | 0 | #DIV/0!
[13 empty] | 199.4 | 199.4 | 39.77 | -0.84359 | -0.15274 | 96.519 | 96.519 | 2.3104 | 10.2631 |  |  |  | -1.193 | -0.21601 | 119.4644 | 119.4644 | 5.7217 | 10.2631 |  |  |  | 0 | 0 | 55.0663 | 55.0663 | 0 | #DIV/0! |  |  |  | 0 | 0 | 55.0663 | 55.0663 | 0 | #DIV/0! |  |  |  | 0 | 0 | 55.0663 | 55.0663 | 0 | #DIV/0!
[13 empty] | 199.5 | 199.5 | 39.7991 | -0.8453 | -0.14295 | 96.6247 | 96.6247 | 2.1911 | 9.5986 |  |  |  | -1.1954 | -0.20216 | 119.632 | 119.632 | 5.3156 | 9.5986 |  |  |  | 0 | 0 | 55.0663 | 55.0663 | 0 | #DIV/0! |  |  |  | 0 | 0 | 55.0663 | 55.0663 | 0 | #DIV/0! |  |  |  | 0 | 0 | 55.0663 | 55.0663 | 0 | #DIV/0!
[13 empty] | 199.6 | 199.6 | 39.8263 | -0.84702 | -0.13241 | 96.7303 | 96.7303 | 2.0562 | 8.8851 |  |  |  | -1.1979 | -0.18726 | 119.7998 | 119.7998 | 4.8867 | 8.8851 |  |  |  | 0 | 0 | 55.0663 | 55.0663 | 0 | #DIV/0! |  |  |  | 0 | 0 | 55.0663 | 55.0663 | 0 | #DIV/0! |  |  |  | 0 | 0 | 55.0663 | 55.0663 | 0 | #DIV/0!
[13 empty] | 199.7 | 199.7 | 39.8515 | -0.84873 | -0.12094 | 96.8361 | 96.8361 | 1.9022 | 8.1096 |  |  |  | -1.2003 | -0.17103 | 119.9676 | 119.9676 | 4.4287 | 8.1096 |  |  |  | 0 | 0 | 55.0663 | 55.0663 | 0 | #DIV/0! |  |  |  | 0 | 0 | 55.0663 | 55.0663 | 0 | #DIV/0! |  |  |  | 0 | 0 | 55.0663 | 55.0663 | 0 | #DIV/0!
[13 empty] | 199.8 | 199.8 | 39.8748 | -0.85045 | -0.10822 | 96.942 | 96.942 | 1.7238 | 7.2522 |  |  |  | -1.2027 | -0.15305 | 120.1356 | 120.1356 | 3.9317 | 7.2522 |  |  |  | 0 | 0 | 55.0663 | 55.0663 | 0 | #DIV/0! |  |  |  | 0 | 0 | 55.0663 | 55.0663 | 0 | #DIV/0! |  |  |  | 0 | 0 | 55.0663 | 55.0663 | 0 | #DIV/0!
[13 empty] | 199.9 | 199.9 | 39.896 | -0.85216 | -0.093772 | 97.0479 | 97.0479 | 1.5122 | 6.2796 |  |  |  | -1.2051 | -0.13261 | 120.3036 | 120.3036 | 3.379 | 6.2796 |  |  |  | 0 | 0 | 55.0663 | 55.0663 | 0 | #DIV/0! |  |  |  | 0 | 0 | 55.0663 | 55.0663 | 0 | #DIV/0! |  |  |  | 0 | 0 | 55.0663 | 55.0663 | 0 | #DIV/0!
[13 empty] | 200 | 200 | 39.9153 | -0.85387 | -0.076603 | 97.1539 | 97.1539 | 1.2505 | 5.1264 |  |  |  | -1.2076 | -0.10833 | 120.4717 | 120.4717 | 2.7373 | 5.1264 |  |  |  | 0 | 0 | 55.0663 | 55.0663 | 0 | #DIV/0! |  |  |  | 0 | 0 | 55.0663 | 55.0663 | 0 | #DIV/0! |  |  |  | 0 | 0 | 55.0663 | 55.0663 | 0 | #DIV/0!
[13 empty] | 200.1 | 200.1 | 39.9326 | -0.85559 | -0.054194 | 97.26 | 97.26 | 0.89537 | 3.6243 |  |  |  | -1.21 | -0.076641 | 120.6399 | 120.6399 | 1.9199 | 3.6243 |  |  |  | 0 | 0 | 55.0663 | 55.0663 | 0 | #DIV/0! |  |  |  | 0 | 0 | 55.0663 | 55.0663 | 0 | #DIV/0! |  |  |  | 0 | 0 | 55.0663 | 55.0663 | 0 | #DIV/0!
[13 empty] | 200.2 | 200.2 | 39.948 | -0.8573 | -1.822e-07 | 97.3662 | 97.3662 | 3.046e-06 | 1.2177e-05 |  |  |  | -1.2124 | -8.6888e-08 | 120.8083 | 120.8083 | 2.1575e-06 | 4.1061e-06 |  |  |  | 0 | 0 | 55.0663 | 55.0663 | 0 | #DIV/0! |  |  |  | 0 | 0 | 55.0663 | 55.0663 | 0 | #DIV/0! |  |  |  | 0 | 0 | 55.0663 | 55.0663 | 0 | #DIV/0!
[13 empty] | 200.3 | 200.3 | 39.9613
[13 empty] | 200.4 | 200.4 | 39.9727 |  |  |  |  | 25.3807 | [8 empty] | 36.7409 | [8 empty] | 0 | [8 empty] | 0 | [8 empty] | 0
[13 empty] | 200.5 | 200.5 | 39.9821
[13 empty] | 200.6 | 200.6 | 39.9895
[13 empty] | 200.7 | 200.7 | 39.995
[13 empty] | 200.8 | 200.8 | 39.9985
[13 empty] | 200.9 | 200.9 | 39.9999
[13 empty] | 201 | 201 | 39.9994
[13 empty] | 201.1 | 201.1 | 39.997
[13 empty] | 201.2 | 201.2 | 39.9925
[13 empty] | 201.3 | 201.3 | 39.9861
[13 empty] | 201.4 | 201.4 | 39.9777
[13 empty] | 201.5 | 201.5 | 39.9673
[13 empty] | 201.6 | 201.6 | 39.9549
[13 empty] | 201.7 | 201.7 | 39.9405
[13 empty] | 201.8 | 201.8 | 39.9242
[13 empty] | 201.9 | 201.9 | 39.9059
[13 empty] | 202 | 202 | 39.8856
[13 empty] | 202.1 | 202.1 | 39.8634
[13 empty] | 202.2 | 202.2 | 39.8392
[13 empty] | 202.3 | 202.3 | 39.813
[13 empty] | 202.4 | 202.4 | 39.7848
[13 empty] | 202.5 | 202.5 | 39.7546
[13 empty] | 202.6 | 202.6 | 39.7225
[13 empty] | 202.7 | 202.7 | 39.6885
[13 empty] | 202.8 | 202.8 | 39.6524
[13 empty] | 202.9 | 202.9 | 39.6144
[13 empty] | 203 | 203 | 39.5744
[13 empty] | 203.1 | 203.1 | 39.5325
[13 empty] | 203.2 | 203.2 | 39.4886
[13 empty] | 203.3 | 203.3 | 39.4428
[13 empty] | 203.4 | 203.4 | 39.395
[13 empty] | 203.5 | 203.5 | 39.3453
[13 empty] | 203.6 | 203.6 | 39.2936
[13 empty] | 203.7 | 203.7 | 39.24
[13 empty] | 203.8 | 203.8 | 39.1844
[13 empty] | 203.9 | 203.9 | 39.1269
[13 empty] | 204 | 204 | 39.0674
[13 empty] | 204.1 | 204.1 | 39.006
[13 empty] | 204.2 | 204.2 | 38.9427
[13 empty] | 204.3 | 204.3 | 38.8775
[13 empty] | 204.4 | 204.4 | 38.8103
[13 empty] | 204.5 | 204.5 | 38.7412
[13 empty] | 204.6 | 204.6 | 38.6702
[13 empty] | 204.7 | 204.7 | 38.5973
[13 empty] | 204.8 | 204.8 | 38.5225
[13 empty] | 204.9 | 204.9 | 38.4457
[13 empty] | 205 | 205 | 38.3671
[13 empty] | 205.1 | 205.1 | 38.2865
[13 empty] | 205.2 | 205.2 | 38.2041
[13 empty] | 205.3 | 205.3 | 38.1198
[13 empty] | 205.4 | 205.4 | 38.0336
[13 empty] | 205.5 | 205.5 | 37.9455
[13 empty] | 205.6 | 205.6 | 37.8555
[13 empty] | 205.7 | 205.7 | 37.7636
[13 empty] | 205.8 | 205.8 | 37.6699
[13 empty] | 205.9 | 205.9 | 37.5743
[13 empty] | 206 | 206 | 37.4769
[13 empty] | 206.1 | 206.1 | 37.3776
[13 empty] | 206.2 | 206.2 | 37.2764
[13 empty] | 206.3 | 206.3 | 37.1734
[13 empty] | 206.4 | 206.4 | 37.0686
[13 empty] | 206.5 | 206.5 | 36.9619
[13 empty] | 206.6 | 206.6 | 36.8534
[13 empty] | 206.7 | 206.7 | 36.7431
[13 empty] | 206.8 | 206.8 | 36.6309
[13 empty] | 206.9 | 206.9 | 36.517
[13 empty] | 207 | 207 | 36.4012
[13 empty] | 207.1 | 207.1 | 36.2836
[13 empty] | 207.2 | 207.2 | 36.1643
[13 empty] | 207.3 | 207.3 | 36.0431
[13 empty] | 207.4 | 207.4 | 35.9202
[13 empty] | 207.5 | 207.5 | 35.7955
[13 empty] | 207.6 | 207.6 | 35.669
[13 empty] | 207.7 | 207.7 | 35.5407
[13 empty] | 207.8 | 207.8 | 35.4107
[13 empty] | 207.9 | 207.9 | 35.2789
[13 empty] | 208 | 208 | 35.1454
[13 empty] | 208.1 | 208.1 | 35.0102
[13 empty] | 208.2 | 208.2 | 34.8732
[13 empty] | 208.3 | 208.3 | 34.7344
[13 empty] | 208.4 | 208.4 | 34.594
[13 empty] | 208.5 | 208.5 | 34.4519
[13 empty] | 208.6 | 208.6 | 34.308
[13 empty] | 208.7 | 208.7 | 34.1625
[13 empty] | 208.8 | 208.8 | 34.0152
[13 empty] | 208.9 | 208.9 | 33.8663
[13 empty] | 209 | 209 | 33.7157
[13 empty] | 209.1 | 209.1 | 33.5634
[13 empty] | 209.2 | 209.2 | 33.4095
[13 empty] | 209.3 | 209.3 | 33.2539
[13 empty] | 209.4 | 209.4 | 33.0967
[13 empty] | 209.5 | 209.5 | 32.9378
[13 empty] | 209.6 | 209.6 | 32.7773
[13 empty] | 209.7 | 209.7 | 32.6152
[13 empty] | 209.8 | 209.8 | 32.4514
[13 empty] | 209.9 | 209.9 | 32.2861
[13 empty] | 210 | 210 | 32.1191
[13 empty] | 210.1 | 210.1 | 31.9506
[13 empty] | 210.2 | 210.2 | 31.7805
[13 empty] | 210.3 | 210.3 | 31.6088
[13 empty] | 210.4 | 210.4 | 31.4355
[13 empty] | 210.5 | 210.5 | 31.2607
[13 empty] | 210.6 | 210.6 | 31.0844
[13 empty] | 210.7 | 210.7 | 30.9065
[13 empty] | 210.8 | 210.8 | 30.727
[13 empty] | 210.9 | 210.9 | 30.5461
[13 empty] | 211 | 211 | 30.3636
[13 empty] | 211.1 | 211.1 | 30.1797
[13 empty] | 211.2 | 211.2 | 29.9942
[13 empty] | 211.3 | 211.3 | 29.8073
[13 empty] | 211.4 | 211.4 | 29.6188
[13 empty] | 211.5 | 211.5 | 29.429
[13 empty] | 211.6 | 211.6 | 29.2376
[13 empty] | 211.7 | 211.7 | 29.0448
[13 empty] | 211.8 | 211.8 | 28.8506
[13 empty] | 211.9 | 211.9 | 28.6549
[13 empty] | 212 | 212 | 28.4579
[13 empty] | 212.1 | 212.1 | 28.2594
[13 empty] | 212.2 | 212.2 | 28.0595
[13 empty] | 212.3 | 212.3 | 27.8582
[13 empty] | 212.4 | 212.4 | 27.6556
[13 empty] | 212.5 | 212.5 | 27.4516
[13 empty] | 212.6 | 212.6 | 27.2462
[13 empty] | 212.7 | 212.7 | 27.0395
[13 empty] | 212.8 | 212.8 | 26.8314
[13 empty] | 212.9 | 212.9 | 26.622
[13 empty] | 213 | 213 | 26.4113
[13 empty] | 213.1 | 213.1 | 26.1993
[13 empty] | 213.2 | 213.2 | 25.9859
[13 empty] | 213.3 | 213.3 | 25.7713
[13 empty] | 213.4 | 213.4 | 25.5555
[13 empty] | 213.5 | 213.5 | 25.3383
[13 empty] | 213.6 | 213.6 | 25.1199
[13 empty] | 213.7 | 213.7 | 24.9003
[13 empty] | 213.8 | 213.8 | 24.6794
[13 empty] | 213.9 | 213.9 | 24.4573
[13 empty] | 214 | 214 | 24.234
[13 empty] | 214.1 | 214.1 | 24.0095
[13 empty] | 214.2 | 214.2 | 23.7838
[13 empty] | 214.3 | 214.3 | 23.5569
[13 empty] | 214.4 | 214.4 | 23.3289
[13 empty] | 214.5 | 214.5 | 23.0997
[13 empty] | 214.6 | 214.6 | 22.8694
[13 empty] | 214.7 | 214.7 | 22.6379
[13 empty] | 214.8 | 214.8 | 22.4053
[13 empty] | 214.9 | 214.9 | 22.1716
[13 empty] | 215 | 215 | 21.9368
[13 empty] | 215.1 | 215.1 | 21.7009
[13 empty] | 215.2 | 215.2 | 21.464
[13 empty] | 215.3 | 215.3 | 21.2259
[13 empty] | 215.4 | 215.4 | 20.9869
[13 empty] | 215.5 | 215.5 | 20.7468
[13 empty] | 215.6 | 215.6 | 20.5056
[13 empty] | 215.7 | 215.7 | 20.2635
[13 empty] | 215.8 | 215.8 | 20.0203
[13 empty] | 215.9 | 215.9 | 19.7762
[13 empty] | 216 | 216 | 19.531
[13 empty] | 216.1 | 216.1 | 19.2849
[13 empty] | 216.2 | 216.2 | 19.0379
[13 empty] | 216.3 | 216.3 | 18.7899
[13 empty] | 216.4 | 216.4 | 18.541
[13 empty] | 216.5 | 216.5 | 18.2911
[13 empty] | 216.6 | 216.6 | 18.0404
[13 empty] | 216.7 | 216.7 | 17.7888
[13 empty] | 216.8 | 216.8 | 17.5363
[13 empty] | 216.9 | 216.9 | 17.2829
[13 empty] | 217 | 217 | 17.0286
[13 empty] | 217.1 | 217.1 | 16.7735
[13 empty] | 217.2 | 217.2 | 16.5176
[13 empty] | 217.3 | 217.3 | 16.2609
[13 empty] | 217.4 | 217.4 | 16.0034
[13 empty] | 217.5 | 217.5 | 15.745
[13 empty] | 217.6 | 217.6 | 15.4859
[13 empty] | 217.7 | 217.7 | 15.226
[13 empty] | 217.8 | 217.8 | 14.9654
[13 empty] | 217.9 | 217.9 | 14.704
[13 empty] | 218 | 218 | 14.4419
[13 empty] | 218.1 | 218.1 | 14.1791
[13 empty] | 218.2 | 218.2 | 13.9156
[13 empty] | 218.3 | 218.3 | 13.6514
[13 empty] | 218.4 | 218.4 | 13.3865
[13 empty] | 218.5 | 218.5 | 13.121
[13 empty] | 218.6 | 218.6 | 12.8548
[13 empty] | 218.7 | 218.7 | 12.588
[13 empty] | 218.8 | 218.8 | 12.3205
[13 empty] | 218.9 | 218.9 | 12.0525
[13 empty] | 219 | 219 | 11.7838
[13 empty] | 219.1 | 219.1 | 11.5146
[13 empty] | 219.2 | 219.2 | 11.2448
[13 empty] | 219.3 | 219.3 | 10.9744
[13 empty] | 219.4 | 219.4 | 10.7035
[13 empty] | 219.5 | 219.5 | 10.432
[13 empty] | 219.6 | 219.6 | 10.1601
[13 empty] | 219.7 | 219.7 | 9.8876
[13 empty] | 219.8 | 219.8 | 9.6147
[13 empty] | 219.9 | 219.9 | 9.3412
[13 empty] | 220 | 220 | 9.0673
[13 empty] | 220.1 | 220.1 | 8.793
[13 empty] | 220.2 | 220.2 | 8.5182
[13 empty] | 220.3 | 220.3 | 8.243
[13 empty] | 220.4 | 220.4 | 7.9674
[13 empty] | 220.5 | 220.5 | 7.6914
[13 empty] | 220.6 | 220.6 | 7.4151
[13 empty] | 220.7 | 220.7 | 7.1383
[13 empty] | 220.8 | 220.8 | 6.8612
[13 empty] | 220.9 | 220.9 | 6.5838
[13 empty] | 221 | 221 | 6.306
[13 empty] | 221.1 | 221.1 | 6.0279
[13 empty] | 221.2 | 221.2 | 5.7496
[13 empty] | 221.3 | 221.3 | 5.4709
[13 empty] | 221.4 | 221.4 | 5.192
[13 empty] | 221.5 | 221.5 | 4.9128
[13 empty] | 221.6 | 221.6 | 4.6334
[13 empty] | 221.7 | 221.7 | 4.3537
[13 empty] | 221.8 | 221.8 | 4.0738
[13 empty] | 221.9 | 221.9 | 3.7938
[13 empty] | 222 | 222 | 3.5135
[13 empty] | 222.1 | 222.1 | 3.233
[13 empty] | 222.2 | 222.2 | 2.9525
[13 empty] | 222.3 | 222.3 | 2.6717
[13 empty] | 222.4 | 222.4 | 2.3908
[13 empty] | 222.5 | 222.5 | 2.1098
[13 empty] | 222.6 | 222.6 | 1.8287
[13 empty] | 222.7 | 222.7 | 1.5475
[13 empty] | 222.8 | 222.8 | 1.2663
[13 empty] | 222.9 | 222.9 | 0.98495
[13 empty] | 223 | 223 | 0.70357
[13 empty] | 223.1 | 223.1 | 0.42215
[13 empty] | 223.2 | 223.2 | 0.14072
[13 empty] | 223.3 | 223.3 | 0.14072
[13 empty] | 223.4 | 223.4 | 0.42215
[13 empty] | 223.5 | 223.5 | 0.70357
[13 empty] | 223.6 | 223.6 | 0.98495
[13 empty] | 223.7 | 223.7 | 1.2663
[13 empty] | 223.8 | 223.8 | 1.5475
[13 empty] | 223.9 | 223.9 | 1.8287
[13 empty] | 224 | 224 | 2.1098
[13 empty] | 224.1 | 224.1 | 2.3908
[13 empty] | 224.2 | 224.2 | 2.6717
[13 empty] | 224.3 | 224.3 | 2.9525
[13 empty] | 224.4 | 224.4 | 3.233
[13 empty] | 224.5 | 224.5 | 3.5135
[13 empty] | 224.6 | 224.6 | 3.7938
[13 empty] | 224.7 | 224.7 | 4.0738
[13 empty] | 224.8 | 224.8 | 4.3537
[13 empty] | 224.9 | 224.9 | 4.6334
[13 empty] | 225 | 225 | 4.9128
[13 empty] | 225.1 | 225.1 | 5.192
[13 empty] | 225.2 | 225.2 | 5.4709
[13 empty] | 225.3 | 225.3 | 5.7496
[13 empty] | 225.4 | 225.4 | 6.0279
[13 empty] | 225.5 | 225.5 | 6.306
[13 empty] | 225.6 | 225.6 | 6.5838
[13 empty] | 225.7 | 225.7 | 6.8612
[13 empty] | 225.8 | 225.8 | 7.1383
[13 empty] | 225.9 | 225.9 | 7.4151
[13 empty] | 226 | 226 | 7.6914
[13 empty] | 226.1 | 226.1 | 7.9674
[13 empty] | 226.2 | 226.2 | 8.243
[13 empty] | 226.3 | 226.3 | 8.5182
[13 empty] | 226.4 | 226.4 | 8.793
[13 empty] | 226.5 | 226.5 | 9.0673
[13 empty] | 226.6 | 226.6 | 9.3412
[13 empty] | 226.7 | 226.7 | 9.6147
[13 empty] | 226.8 | 226.8 | 9.8876
[13 empty] | 226.9 | 226.9 | 10.1601
[13 empty] | 227 | 227 | 10.432
[13 empty] | 227.1 | 227.1 | 10.7035
[13 empty] | 227.2 | 227.2 | 10.9744
[13 empty] | 227.3 | 227.3 | 11.2448
[13 empty] | 227.4 | 227.4 | 11.5146
[13 empty] | 227.5 | 227.5 | 11.7838
[13 empty] | 227.6 | 227.6 | 12.0525
[13 empty] | 227.7 | 227.7 | 12.3205
[13 empty] | 227.8 | 227.8 | 12.588
[13 empty] | 227.9 | 227.9 | 12.8548
[13 empty] | 228 | 228 | 13.121
[13 empty] | 228.1 | 228.1 | 13.3865
[13 empty] | 228.2 | 228.2 | 13.6514
[13 empty] | 228.3 | 228.3 | 13.9156
[13 empty] | 228.4 | 228.4 | 14.1791
[13 empty] | 228.5 | 228.5 | 14.4419
[13 empty] | 228.6 | 228.6 | 14.704
[13 empty] | 228.7 | 228.7 | 14.9654
[13 empty] | 228.8 | 228.8 | 15.226
[13 empty] | 228.9 | 228.9 | 15.4859
[13 empty] | 229 | 229 | 15.745
[13 empty] | 229.1 | 229.1 | 16.0034
[13 empty] | 229.2 | 229.2 | 16.2609
[13 empty] | 229.3 | 229.3 | 16.5176
[13 empty] | 229.4 | 229.4 | 16.7735
[13 empty] | 229.5 | 229.5 | 17.0286
[13 empty] | 229.6 | 229.6 | 17.2829
[13 empty] | 229.7 | 229.7 | 17.5363
[13 empty] | 229.8 | 229.8 | 17.7888
[13 empty] | 229.9 | 229.9 | 18.0404
[13 empty] | 230 | 230 | 18.2911
[13 empty] | 230.1 | 230.1 | 18.541
[13 empty] | 230.2 | 230.2 | 18.7899
[13 empty] | 230.3 | 230.3 | 19.0379
[13 empty] | 230.4 | 230.4 | 19.2849
[13 empty] | 230.5 | 230.5 | 19.531
[13 empty] | 230.6 | 230.6 | 19.7762
[13 empty] | 230.7 | 230.7 | 20.0203
[13 empty] | 230.8 | 230.8 | 20.2635
[13 empty] | 230.9 | 230.9 | 20.5056
[13 empty] | 231 | 231 | 20.7468
[13 empty] | 231.1 | 231.1 | 20.9869
[13 empty] | 231.2 | 231.2 | 21.2259
[13 empty] | 231.3 | 231.3 | 21.464
[13 empty] | 231.4 | 231.4 | 21.7009
[13 empty] | 231.5 | 231.5 | 21.9368
[13 empty] | 231.6 | 231.6 | 22.1716
[13 empty] | 231.7 | 231.7 | 22.4053
[13 empty] | 231.8 | 231.8 | 22.6379
[13 empty] | 231.9 | 231.9 | 22.8694
[13 empty] | 232 | 232 | 23.0997
[13 empty] | 232.1 | 232.1 | 23.3289
[13 empty] | 232.2 | 232.2 | 23.5569
[13 empty] | 232.3 | 232.3 | 23.7838
[13 empty] | 232.4 | 232.4 | 24.0095
[13 empty] | 232.5 | 232.5 | 24.234
[13 empty] | 232.6 | 232.6 | 24.4573
[13 empty] | 232.7 | 232.7 | 24.6794
[13 empty] | 232.8 | 232.8 | 24.9003
[13 empty] | 232.9 | 232.9 | 25.1199
[13 empty] | 233 | 233 | 25.3383
[13 empty] | 233.1 | 233.1 | 25.5555
[13 empty] | 233.2 | 233.2 | 25.7713
[13 empty] | 233.3 | 233.3 | 25.9859
[13 empty] | 233.4 | 233.4 | 26.1993
[13 empty] | 233.5 | 233.5 | 26.4113
[13 empty] | 233.6 | 233.6 | 26.622
[13 empty] | 233.7 | 233.7 | 26.8314
[13 empty] | 233.8 | 233.8 | 27.0395
[13 empty] | 233.9 | 233.9 | 27.2462
[13 empty] | 234 | 234 | 27.4516
[13 empty] | 234.1 | 234.1 | 27.6556
[13 empty] | 234.2 | 234.2 | 27.8582
[13 empty] | 234.3 | 234.3 | 28.0595
[13 empty] | 234.4 | 234.4 | 28.2594
[13 empty] | 234.5 | 234.5 | 28.4579
[13 empty] | 234.6 | 234.6 | 28.6549
[13 empty] | 234.7 | 234.7 | 28.8506
[13 empty] | 234.8 | 234.8 | 29.0448
[13 empty] | 234.9 | 234.9 | 29.2376
[13 empty] | 235 | 235 | 29.429
[13 empty] | 235.1 | 235.1 | 29.6188
[13 empty] | 235.2 | 235.2 | 29.8073
[13 empty] | 235.3 | 235.3 | 29.9942
[13 empty] | 235.4 | 235.4 | 30.1797
[13 empty] | 235.5 | 235.5 | 30.3636
[13 empty] | 235.6 | 235.6 | 30.5461
[13 empty] | 235.7 | 235.7 | 30.727
[13 empty] | 235.8 | 235.8 | 30.9065
[13 empty] | 235.9 | 235.9 | 31.0844
[13 empty] | 236 | 236 | 31.2607
[13 empty] | 236.1 | 236.1 | 31.4355
[13 empty] | 236.2 | 236.2 | 31.6088
[13 empty] | 236.3 | 236.3 | 31.7805
[13 empty] | 236.4 | 236.4 | 31.9506
[13 empty] | 236.5 | 236.5 | 32.1191
[13 empty] | 236.6 | 236.6 | 32.2861
[13 empty] | 236.7 | 236.7 | 32.4514
[13 empty] | 236.8 | 236.8 | 32.6152
[13 empty] | 236.9 | 236.9 | 32.7773
[13 empty] | 237 | 237 | 32.9378
[13 empty] | 237.1 | 237.1 | 33.0967
[13 empty] | 237.2 | 237.2 | 33.2539
[13 empty] | 237.3 | 237.3 | 33.4095
[13 empty] | 237.4 | 237.4 | 33.5634
[13 empty] | 237.5 | 237.5 | 33.7157
[13 empty] | 237.6 | 237.6 | 33.8663
[13 empty] | 237.7 | 237.7 | 34.0152
[13 empty] | 237.8 | 237.8 | 34.1625
[13 empty] | 237.9 | 237.9 | 34.308
[13 empty] | 238 | 238 | 34.4519
[13 empty] | 238.1 | 238.1 | 34.594
[13 empty] | 238.2 | 238.2 | 34.7344
[13 empty] | 238.3 | 238.3 | 34.8732
[13 empty] | 238.4 | 238.4 | 35.0102
[13 empty] | 238.5 | 238.5 | 35.1454
[13 empty] | 238.6 | 238.6 | 35.2789
[13 empty] | 238.7 | 238.7 | 35.4107
[13 empty] | 238.8 | 238.8 | 35.5407
[13 empty] | 238.9 | 238.9 | 35.669
[13 empty] | 239 | 239 | 35.7955
[13 empty] | 239.1 | 239.1 | 35.9202
[13 empty] | 239.2 | 239.2 | 36.0431
[13 empty] | 239.3 | 239.3 | 36.1643
[13 empty] | 239.4 | 239.4 | 36.2836
[13 empty] | 239.5 | 239.5 | 36.4012
[13 empty] | 239.6 | 239.6 | 36.517
[13 empty] | 239.7 | 239.7 | 36.6309
[13 empty] | 239.8 | 239.8 | 36.7431
[13 empty] | 239.9 | 239.9 | 36.8534
[13 empty] | 240 | 240 | 36.9619
[13 empty] | 240.1 | 240.1 | 37.0686
[13 empty] | 240.2 | 240.2 | 37.1734
[13 empty] | 240.3 | 240.3 | 37.2764
[13 empty] | 240.4 | 240.4 | 37.3776
[13 empty] | 240.5 | 240.5 | 37.4769
[13 empty] | 240.6 | 240.6 | 37.5743
[13 empty] | 240.7 | 240.7 | 37.6699
[13 empty] | 240.8 | 240.8 | 37.7636
[13 empty] | 240.9 | 240.9 | 37.8555
[13 empty] | 241 | 241 | 37.9455
[13 empty] | 241.1 | 241.1 | 38.0336
[13 empty] | 241.2 | 241.2 | 38.1198
[13 empty] | 241.3 | 241.3 | 38.2041
[13 empty] | 241.4 | 241.4 | 38.2865
[13 empty] | 241.5 | 241.5 | 38.3671
[13 empty] | 241.6 | 241.6 | 38.4457
[13 empty] | 241.7 | 241.7 | 38.5225
[13 empty] | 241.8 | 241.8 | 38.5973
[13 empty] | 241.9 | 241.9 | 38.6702
[13 empty] | 242 | 242 | 38.7412
[13 empty] | 242.1 | 242.1 | 38.8103
[13 empty] | 242.2 | 242.2 | 38.8775
[13 empty] | 242.3 | 242.3 | 38.9427
[13 empty] | 242.4 | 242.4 | 39.006
[13 empty] | 242.5 | 242.5 | 39.0674
[13 empty] | 242.6 | 242.6 | 39.1269
[13 empty] | 242.7 | 242.7 | 39.1844
[13 empty] | 242.8 | 242.8 | 39.24
[13 empty] | 242.9 | 242.9 | 39.2936
[13 empty] | 243 | 243 | 39.3453
[13 empty] | 243.1 | 243.1 | 39.395
[13 empty] | 243.2 | 243.2 | 39.4428
[13 empty] | 243.3 | 243.3 | 39.4886
[13 empty] | 243.4 | 243.4 | 39.5325
[13 empty] | 243.5 | 243.5 | 39.5744
[13 empty] | 243.6 | 243.6 | 39.6144
[13 empty] | 243.7 | 243.7 | 39.6524
[13 empty] | 243.8 | 243.8 | 39.6885
[13 empty] | 243.9 | 243.9 | 39.7225
[13 empty] | 244 | 244 | 39.7546
[13 empty] | 244.1 | 244.1 | 39.7848
[13 empty] | 244.2 | 244.2 | 39.813
[13 empty] | 244.3 | 244.3 | 39.8392
[13 empty] | 244.4 | 244.4 | 39.8634
[13 empty] | 244.5 | 244.5 | 39.8856
[13 empty] | 244.6 | 244.6 | 39.9059
[13 empty] | 244.7 | 244.7 | 39.9242
[13 empty] | 244.8 | 244.8 | 39.9405
[13 empty] | 244.9 | 244.9 | 39.9549
[13 empty] | 245 | 245 | 39.9673
[13 empty] | 245.1 | 245.1 | 39.9777
[13 empty] | 245.2 | 245.2 | 39.9861
[13 empty] | 245.3 | 245.3 | 39.9925
[13 empty] | 245.4 | 245.4 | 39.997
[13 empty] | 245.5 | 245.5 | 39.9994
[13 empty] | 245.6 | 245.6 | 39.9999
[13 empty] | 245.7 | 245.7 | 39.9985
[13 empty] | 245.8 | 245.8 | 39.995
[13 empty] | 245.9 | 245.9 | 39.9895
[13 empty] | 246 | 246 | 39.9821
[13 empty] | 246.1 | 246.1 | 39.9727
[13 empty] | 246.2 | 246.2 | 39.9613
[13 empty] | 246.3 | 246.3 | 39.948
[13 empty] | 246.4 | 246.4 | 39.9326
[13 empty] | 246.5 | 246.5 | 39.9153
[13 empty] | 246.6 | 246.6 | 39.896
[13 empty] | 246.7 | 246.7 | 39.8748
[13 empty] | 246.8 | 246.8 | 39.8515
[13 empty] | 246.9 | 246.9 | 39.8263
[13 empty] | 247 | 247 | 39.7991
[13 empty] | 247.1 | 247.1 | 39.77
[13 empty] | 247.2 | 247.2 | 39.7388
[13 empty] | 247.3 | 247.3 | 39.7057
[13 empty] | 247.4 | 247.4 | 39.6707
[13 empty] | 247.5 | 247.5 | 39.6337
[13 empty] | 247.6 | 247.6 | 39.5947
[13 empty] | 247.7 | 247.7 | 39.5537
[13 empty] | 247.8 | 247.8 | 39.5108
[13 empty] | 247.9 | 247.9 | 39.466
[13 empty] | 248 | 248 | 39.4192
[13 empty] | 248.1 | 248.1 | 39.3704
[13 empty] | 248.2 | 248.2 | 39.3197
[13 empty] | 248.3 | 248.3 | 39.267
[13 empty] | 248.4 | 248.4 | 39.2124
[13 empty] | 248.5 | 248.5 | 39.1559
[13 empty] | 248.6 | 248.6 | 39.0974
[13 empty] | 248.7 | 248.7 | 39.037
[13 empty] | 248.8 | 248.8 | 38.9746
[13 empty] | 248.9 | 248.9 | 38.9103
[13 empty] | 249 | 249 | 38.8441
[13 empty] | 249.1 | 249.1 | 38.776
[13 empty] | 249.2 | 249.2 | 38.706
[13 empty] | 249.3 | 249.3 | 38.634
[13 empty] | 249.4 | 249.4 | 38.5601
[13 empty] | 249.5 | 249.5 | 38.4843
[13 empty] | 249.6 | 249.6 | 38.4066
[13 empty] | 249.7 | 249.7 | 38.327
[13 empty] | 249.8 | 249.8 | 38.2456
[13 empty] | 249.9 | 249.9 | 38.1622
[13 empty] | 250 | 250 | 38.0769
[13 empty] | 250.1 | 250.1 | 37.9897
[13 empty] | 250.2 | 250.2 | 37.9007
[13 empty] | 250.3 | 250.3 | 37.8098
[13 empty] | 250.4 | 250.4 | 37.717
[13 empty] | 250.5 | 250.5 | 37.6223
[13 empty] | 250.6 | 250.6 | 37.5258
[13 empty] | 250.7 | 250.7 | 37.4275
[13 empty] | 250.8 | 250.8 | 37.3272
[13 empty] | 250.9 | 250.9 | 37.2251
[13 empty] | 251 | 251 | 37.1212
[13 empty] | 251.1 | 251.1 | 37.0155
[13 empty] | 251.2 | 251.2 | 36.9079
[13 empty] | 251.3 | 251.3 | 36.7985
[13 empty] | 251.4 | 251.4 | 36.6872
[13 empty] | 251.5 | 251.5 | 36.5742
[13 empty] | 251.6 | 251.6 | 36.4593
[13 empty] | 251.7 | 251.7 | 36.3426
[13 empty] | 251.8 | 251.8 | 36.2242
[13 empty] | 251.9 | 251.9 | 36.1039
[13 empty] | 252 | 252 | 35.9819
[13 empty] | 252.1 | 252.1 | 35.858
[13 empty] | 252.2 | 252.2 | 35.7324
[13 empty] | 252.3 | 252.3 | 35.6051
[13 empty] | 252.4 | 252.4 | 35.4759
[13 empty] | 252.5 | 252.5 | 35.345
[13 empty] | 252.6 | 252.6 | 35.2124
[13 empty] | 252.7 | 252.7 | 35.078
[13 empty] | 252.8 | 252.8 | 34.9419
[13 empty] | 252.9 | 252.9 | 34.804
[13 empty] | 253 | 253 | 34.6644
[13 empty] | 253.1 | 253.1 | 34.5232
[13 empty] | 253.2 | 253.2 | 34.3802
[13 empty] | 253.3 | 253.3 | 34.2355
[13 empty] | 253.4 | 253.4 | 34.0891
[13 empty] | 253.5 | 253.5 | 33.941
[13 empty] | 253.6 | 253.6 | 33.7912
[13 empty] | 253.7 | 253.7 | 33.6398
[13 empty] | 253.8 | 253.8 | 33.4867
[13 empty] | 253.9 | 253.9 | 33.3319
[13 empty] | 254 | 254 | 33.1755
[13 empty] | 254.1 | 254.1 | 33.0174
[13 empty] | 254.2 | 254.2 | 32.8577
[13 empty] | 254.3 | 254.3 | 32.6964
[13 empty] | 254.4 | 254.4 | 32.5335
[13 empty] | 254.5 | 254.5 | 32.3689
[13 empty] | 254.6 | 254.6 | 32.2028
[13 empty] | 254.7 | 254.7 | 32.0351
[13 empty] | 254.8 | 254.8 | 31.8657
[13 empty] | 254.9 | 254.9 | 31.6948
[13 empty] | 255 | 255 | 31.5224
[13 empty] | 255.1 | 255.1 | 31.3483
[13 empty] | 255.2 | 255.2 | 31.1727
[13 empty] | 255.3 | 255.3 | 30.9956
[13 empty] | 255.4 | 255.4 | 30.8169
[13 empty] | 255.5 | 255.5 | 30.6368
[13 empty] | 255.6 | 255.6 | 30.455
[13 empty] | 255.7 | 255.7 | 30.2718
[13 empty] | 255.8 | 255.8 | 30.0871
[13 empty] | 255.9 | 255.9 | 29.9009
[13 empty] | 256 | 256 | 29.7132
[13 empty] | 256.1 | 256.1 | 29.5241
[13 empty] | 256.2 | 256.2 | 29.3335
[13 empty] | 256.3 | 256.3 | 29.1414
[13 empty] | 256.4 | 256.4 | 28.9479
[13 empty] | 256.5 | 256.5 | 28.7529
[13 empty] | 256.6 | 256.6 | 28.5566
[13 empty] | 256.7 | 256.7 | 28.3588
[13 empty] | 256.8 | 256.8 | 28.1596
[13 empty] | 256.9 | 256.9 | 27.959
[13 empty] | 257 | 257 | 27.7571
[13 empty] | 257.1 | 257.1 | 27.5537
[13 empty] | 257.2 | 257.2 | 27.349
[13 empty] | 257.3 | 257.3 | 27.143
[13 empty] | 257.4 | 257.4 | 26.9356
[13 empty] | 257.5 | 257.5 | 26.7269
[13 empty] | 257.6 | 257.6 | 26.5168
[13 empty] | 257.7 | 257.7 | 26.3054
[13 empty] | 257.8 | 257.8 | 26.0928
[13 empty] | 257.9 | 257.9 | 25.8788
[13 empty] | 258 | 258 | 25.6636
[13 empty] | 258.1 | 258.1 | 25.447
[13 empty] | 258.2 | 258.2 | 25.2293
[13 empty] | 258.3 | 258.3 | 25.0103
[13 empty] | 258.4 | 258.4 | 24.79
[13 empty] | 258.5 | 258.5 | 24.5685
[13 empty] | 258.6 | 258.6 | 24.3458
[13 empty] | 258.7 | 258.7 | 24.1219
[13 empty] | 258.8 | 258.8 | 23.8968
[13 empty] | 258.9 | 258.9 | 23.6705
[13 empty] | 259 | 259 | 23.4431
[13 empty] | 259.1 | 259.1 | 23.2144
[13 empty] | 259.2 | 259.2 | 22.9847
[13 empty] | 259.3 | 259.3 | 22.7538
[13 empty] | 259.4 | 259.4 | 22.5217
[13 empty] | 259.5 | 259.5 | 22.2886
[13 empty] | 259.6 | 259.6 | 22.0543
[13 empty] | 259.7 | 259.7 | 21.819
[13 empty] | 259.8 | 259.8 | 21.5826
[13 empty] | 259.9 | 259.9 | 21.3451
[13 empty] | 260 | 260 | 21.1065
[13 empty] | 260.1 | 260.1 | 20.8669
[13 empty] | 260.2 | 260.2 | 20.6263
[13 empty] | 260.3 | 260.3 | 20.3847
[13 empty] | 260.4 | 260.4 | 20.142
[13 empty] | 260.5 | 260.5 | 19.8984
[13 empty] | 260.6 | 260.6 | 19.6537
[13 empty] | 260.7 | 260.7 | 19.4081
[13 empty] | 260.8 | 260.8 | 19.1615
[13 empty] | 260.9 | 260.9 | 18.914
[13 empty] | 261 | 261 | 18.6656
[13 empty] | 261.1 | 261.1 | 18.4162
[13 empty] | 261.2 | 261.2 | 18.1659
[13 empty] | 261.3 | 261.3 | 17.9147
[13 empty] | 261.4 | 261.4 | 17.6626
[13 empty] | 261.5 | 261.5 | 17.4097
[13 empty] | 261.6 | 261.6 | 17.1559
[13 empty] | 261.7 | 261.7 | 16.9012
[13 empty] | 261.8 | 261.8 | 16.6457
[13 empty] | 261.9 | 261.9 | 16.3894
[13 empty] | 262 | 262 | 16.1322
[13 empty] | 262.1 | 262.1 | 15.8743
[13 empty] | 262.2 | 262.2 | 15.6156
[13 empty] | 262.3 | 262.3 | 15.3561
[13 empty] | 262.4 | 262.4 | 15.0958
[13 empty] | 262.5 | 262.5 | 14.8348
[13 empty] | 262.6 | 262.6 | 14.5731
[13 empty] | 262.7 | 262.7 | 14.3106
[13 empty] | 262.8 | 262.8 | 14.0475
[13 empty] | 262.9 | 262.9 | 13.7836
[13 empty] | 263 | 263 | 13.5191
[13 empty] | 263.1 | 263.1 | 13.2538
[13 empty] | 263.2 | 263.2 | 12.988
[13 empty] | 263.3 | 263.3 | 12.7215
[13 empty] | 263.4 | 263.4 | 12.4543
[13 empty] | 263.5 | 263.5 | 12.1866
[13 empty] | 263.6 | 263.6 | 11.9182
[13 empty] | 263.7 | 263.7 | 11.6493
[13 empty] | 263.8 | 263.8 | 11.3797
[13 empty] | 263.9 | 263.9 | 11.1096
[13 empty] | 264 | 264 | 10.839
[13 empty] | 264.1 | 264.1 | 10.5678
[13 empty] | 264.2 | 264.2 | 10.2961
[13 empty] | 264.3 | 264.3 | 10.0239
[13 empty] | 264.4 | 264.4 | 9.7512
[13 empty] | 264.5 | 264.5 | 9.478
[13 empty] | 264.6 | 264.6 | 9.2043
[13 empty] | 264.7 | 264.7 | 8.9302
[13 empty] | 264.8 | 264.8 | 8.6557
[13 empty] | 264.9 | 264.9 | 8.3807
[13 empty] | 265 | 265 | 8.1053
[13 empty] | 265.1 | 265.1 | 7.8295
[13 empty] | 265.2 | 265.2 | 7.5533
[13 empty] | 265.3 | 265.3 | 7.2767
[13 empty] | 265.4 | 265.4 | 6.9998
[13 empty] | 265.5 | 265.5 | 6.7225
[13 empty] | 265.6 | 265.6 | 6.4449
[13 empty] | 265.7 | 265.7 | 6.167
[13 empty] | 265.8 | 265.8 | 5.8888
[13 empty] | 265.9 | 265.9 | 5.6103
[13 empty] | 266 | 266 | 5.3315
[13 empty] | 266.1 | 266.1 | 5.0524
[13 empty] | 266.2 | 266.2 | 4.7731
[13 empty] | 266.3 | 266.3 | 4.4936
[13 empty] | 266.4 | 266.4 | 4.2138
[13 empty] | 266.5 | 266.5 | 3.9338
[13 empty] | 266.6 | 266.6 | 3.6536
[13 empty] | 266.7 | 266.7 | 3.3733
[13 empty] | 266.8 | 266.8 | 3.0928
[13 empty] | 266.9 | 266.9 | 2.8121
[13 empty] | 267 | 267 | 2.5313
[13 empty] | 267.1 | 267.1 | 2.2503
[13 empty] | 267.2 | 267.2 | 1.9693
[13 empty] | 267.3 | 267.3 | 1.6881
[13 empty] | 267.4 | 267.4 | 1.4069
[13 empty] | 267.5 | 267.5 | 1.1256
[13 empty] | 267.6 | 267.6 | 0.84426
[13 empty] | 267.7 | 267.7 | 0.56286
[13 empty] | 267.8 | 267.8 | 0.28144
[13 empty] | 267.9 | 267.9 | 2.1357e-11
[13 empty] | 268 | 268 | 0.28144
[13 empty] | 268.1 | 268.1 | 0.56286
[13 empty] | 268.2 | 268.2 | 0.84426
[13 empty] | 268.3 | 268.3 | 1.1256
[13 empty] | 268.4 | 268.4 | 1.4069
[13 empty] | 268.5 | 268.5 | 1.6881
[13 empty] | 268.6 | 268.6 | 1.9693
[13 empty] | 268.7 | 268.7 | 2.2503
[13 empty] | 268.8 | 268.8 | 2.5313
[13 empty] | 268.9 | 268.9 | 2.8121
[13 empty] | 269 | 269 | 3.0928
[13 empty] | 269.1 | 269.1 | 3.3733
[13 empty] | 269.2 | 269.2 | 3.6536
[13 empty] | 269.3 | 269.3 | 3.9338
[13 empty] | 269.4 | 269.4 | 4.2138
[13 empty] | 269.5 | 269.5 | 4.4936
[13 empty] | 269.6 | 269.6 | 4.7731
[13 empty] | 269.7 | 269.7 | 5.0524
[13 empty] | 269.8 | 269.8 | 5.3315
[13 empty] | 269.9 | 269.9 | 5.6103
[13 empty] | 270 | 270 | 5.8888
[13 empty] | 270.1 | 270.1 | 6.167
[13 empty] | 270.2 | 270.2 | 6.4449
[13 empty] | 270.3 | 270.3 | 6.7225
[13 empty] | 270.4 | 270.4 | 6.9998
[13 empty] | 270.5 | 270.5 | 7.2767
[13 empty] | 270.6 | 270.6 | 7.5533
[13 empty] | 270.7 | 270.7 | 7.8295
[13 empty] | 270.8 | 270.8 | 8.1053
[13 empty] | 270.9 | 270.9 | 8.3807
[13 empty] | 271 | 271 | 8.6557
[13 empty] | 271.1 | 271.1 | 8.9302
[13 empty] | 271.2 | 271.2 | 9.2043
[13 empty] | 271.3 | 271.3 | 9.478
[13 empty] | 271.4 | 271.4 | 9.7512
[13 empty] | 271.5 | 271.5 | 10.0239
[13 empty] | 271.6 | 271.6 | 10.2961
[13 empty] | 271.7 | 271.7 | 10.5678
[13 empty] | 271.8 | 271.8 | 10.839
[13 empty] | 271.9 | 271.9 | 11.1096
[13 empty] | 272 | 272 | 11.3797
[13 empty] | 272.1 | 272.1 | 11.6493
[13 empty] | 272.2 | 272.2 | 11.9182
[13 empty] | 272.3 | 272.3 | 12.1866
[13 empty] | 272.4 | 272.4 | 12.4543
[13 empty] | 272.5 | 272.5 | 12.7215
[13 empty] | 272.6 | 272.6 | 12.988
[13 empty] | 272.7 | 272.7 | 13.2538
[13 empty] | 272.8 | 272.8 | 13.5191
[13 empty] | 272.9 | 272.9 | 13.7836
[13 empty] | 273 | 273 | 14.0475
[13 empty] | 273.1 | 273.1 | 14.3106
[13 empty] | 273.2 | 273.2 | 14.5731
[13 empty] | 273.3 | 273.3 | 14.8348
[13 empty] | 273.4 | 273.4 | 15.0958
[13 empty] | 273.5 | 273.5 | 15.3561
[13 empty] | 273.6 | 273.6 | 15.6156
[13 empty] | 273.7 | 273.7 | 15.8743
[13 empty] | 273.8 | 273.8 | 16.1322
[13 empty] | 273.9 | 273.9 | 16.3894
[13 empty] | 274 | 274 | 16.6457
[13 empty] | 274.1 | 274.1 | 16.9012
[13 empty] | 274.2 | 274.2 | 17.1559
[13 empty] | 274.3 | 274.3 | 17.4097
[13 empty] | 274.4 | 274.4 | 17.6626
[13 empty] | 274.5 | 274.5 | 17.9147
[13 empty] | 274.6 | 274.6 | 18.1659
[13 empty] | 274.7 | 274.7 | 18.4162
[13 empty] | 274.8 | 274.8 | 18.6656
[13 empty] | 274.9 | 274.9 | 18.914
[13 empty] | 275 | 275 | 19.1615
[13 empty] | 275.1 | 275.1 | 19.4081
[13 empty] | 275.2 | 275.2 | 19.6537
[13 empty] | 275.3 | 275.3 | 19.8984
[13 empty] | 275.4 | 275.4 | 20.142
[13 empty] | 275.5 | 275.5 | 20.3847
[13 empty] | 275.6 | 275.6 | 20.6263
[13 empty] | 275.7 | 275.7 | 20.8669
[13 empty] | 275.8 | 275.8 | 21.1065
[13 empty] | 275.9 | 275.9 | 21.3451
[13 empty] | 276 | 276 | 21.5826
[13 empty] | 276.1 | 276.1 | 21.819
[13 empty] | 276.2 | 276.2 | 22.0543
[13 empty] | 276.3 | 276.3 | 22.2886
[13 empty] | 276.4 | 276.4 | 22.5217
[13 empty] | 276.5 | 276.5 | 22.7538
[13 empty] | 276.6 | 276.6 | 22.9847
[13 empty] | 276.7 | 276.7 | 23.2144
[13 empty] | 276.8 | 276.8 | 23.4431
[13 empty] | 276.9 | 276.9 | 23.6705
[13 empty] | 277 | 277 | 23.8968
[13 empty] | 277.1 | 277.1 | 24.1219
[13 empty] | 277.2 | 277.2 | 24.3458
[13 empty] | 277.3 | 277.3 | 24.5685
[13 empty] | 277.4 | 277.4 | 24.79
[13 empty] | 277.5 | 277.5 | 25.0103
[13 empty] | 277.6 | 277.6 | 25.2293
[13 empty] | 277.7 | 277.7 | 25.447
[13 empty] | 277.8 | 277.8 | 25.6636
[13 empty] | 277.9 | 277.9 | 25.8788
[13 empty] | 278 | 278 | 26.0928
[13 empty] | 278.1 | 278.1 | 26.3054
[13 empty] | 278.2 | 278.2 | 26.5168
[13 empty] | 278.3 | 278.3 | 26.7269
[13 empty] | 278.4 | 278.4 | 26.9356
[13 empty] | 278.5 | 278.5 | 27.143
[13 empty] | 278.6 | 278.6 | 27.349
[13 empty] | 278.7 | 278.7 | 27.5537
[13 empty] | 278.8 | 278.8 | 27.7571
[13 empty] | 278.9 | 278.9 | 27.959
[13 empty] | 279 | 279 | 28.1596
[13 empty] | 279.1 | 279.1 | 28.3588
[13 empty] | 279.2 | 279.2 | 28.5566
[13 empty] | 279.3 | 279.3 | 28.7529
[13 empty] | 279.4 | 279.4 | 28.9479
[13 empty] | 279.5 | 279.5 | 29.1414
[13 empty] | 279.6 | 279.6 | 29.3335
[13 empty] | 279.7 | 279.7 | 29.5241
[13 empty] | 279.8 | 279.8 | 29.7132
[13 empty] | 279.9 | 279.9 | 29.9009
[13 empty] | 280 | 280 | 30.0871
[13 empty] | 280.1 | 280.1 | 30.2718
[13 empty] | 280.2 | 280.2 | 30.455
[13 empty] | 280.3 | 280.3 | 30.6368
[13 empty] | 280.4 | 280.4 | 30.8169
[13 empty] | 280.5 | 280.5 | 30.9956
[13 empty] | 280.6 | 280.6 | 31.1727
[13 empty] | 280.7 | 280.7 | 31.3483
[13 empty] | 280.8 | 280.8 | 31.5224
[13 empty] | 280.9 | 280.9 | 31.6948
[13 empty] | 281 | 281 | 31.8657
[13 empty] | 281.1 | 281.1 | 32.0351
[13 empty] | 281.2 | 281.2 | 32.2028
[13 empty] | 281.3 | 281.3 | 32.3689
[13 empty] | 281.4 | 281.4 | 32.5335
[13 empty] | 281.5 | 281.5 | 32.6964
[13 empty] | 281.6 | 281.6 | 32.8577
[13 empty] | 281.7 | 281.7 | 33.0174
[13 empty] | 281.8 | 281.8 | 33.1755
[13 empty] | 281.9 | 281.9 | 33.3319
[13 empty] | 282 | 282 | 33.4867
[13 empty] | 282.1 | 282.1 | 33.6398
[13 empty] | 282.2 | 282.2 | 33.7912
[13 empty] | 282.3 | 282.3 | 33.941
[13 empty] | 282.4 | 282.4 | 34.0891
[13 empty] | 282.5 | 282.5 | 34.2355
[13 empty] | 282.6 | 282.6 | 34.3802
[13 empty] | 282.7 | 282.7 | 34.5232
[13 empty] | 282.8 | 282.8 | 34.6644
[13 empty] | 282.9 | 282.9 | 34.804
[13 empty] | 283 | 283 | 34.9419
[13 empty] | 283.1 | 283.1 | 35.078
[13 empty] | 283.2 | 283.2 | 35.2124
[13 empty] | 283.3 | 283.3 | 35.345
[13 empty] | 283.4 | 283.4 | 35.4759
[13 empty] | 283.5 | 283.5 | 35.6051
[13 empty] | 283.6 | 283.6 | 35.7324
[13 empty] | 283.7 | 283.7 | 35.858
[13 empty] | 283.8 | 283.8 | 35.9819
[13 empty] | 283.9 | 283.9 | 36.1039
[13 empty] | 284 | 284 | 36.2242
[13 empty] | 284.1 | 284.1 | 36.3426
[13 empty] | 284.2 | 284.2 | 36.4593
[13 empty] | 284.3 | 284.3 | 36.5742
[13 empty] | 284.4 | 284.4 | 36.6872
[13 empty] | 284.5 | 284.5 | 36.7985
[13 empty] | 284.6 | 284.6 | 36.9079
[13 empty] | 284.7 | 284.7 | 37.0155
[13 empty] | 284.8 | 284.8 | 37.1212
[13 empty] | 284.9 | 284.9 | 37.2251
[13 empty] | 285 | 285 | 37.3272
[13 empty] | 285.1 | 285.1 | 37.4275
[13 empty] | 285.2 | 285.2 | 37.5258
[13 empty] | 285.3 | 285.3 | 37.6223
[13 empty] | 285.4 | 285.4 | 37.717
[13 empty] | 285.5 | 285.5 | 37.8098
[13 empty] | 285.6 | 285.6 | 37.9007
[13 empty] | 285.7 | 285.7 | 37.9897
[13 empty] | 285.8 | 285.8 | 38.0769
[13 empty] | 285.9 | 285.9 | 38.1622
[13 empty] | 286 | 286 | 38.2456
[13 empty] | 286.1 | 286.1 | 38.327
[13 empty] | 286.2 | 286.2 | 38.4066
[13 empty] | 286.3 | 286.3 | 38.4843
[13 empty] | 286.4 | 286.4 | 38.5601
[13 empty] | 286.5 | 286.5 | 38.634
[13 empty] | 286.6 | 286.6 | 38.706
[13 empty] | 286.7 | 286.7 | 38.776
[13 empty] | 286.8 | 286.8 | 38.8441
[13 empty] | 286.9 | 286.9 | 38.9103
[13 empty] | 287 | 287 | 38.9746
[13 empty] | 287.1 | 287.1 | 39.037
[13 empty] | 287.2 | 287.2 | 39.0974
[13 empty] | 287.3 | 287.3 | 39.1559
[13 empty] | 287.4 | 287.4 | 39.2124
[13 empty] | 287.5 | 287.5 | 39.267
[13 empty] | 287.6 | 287.6 | 39.3197
[13 empty] | 287.7 | 287.7 | 39.3704
[13 empty] | 287.8 | 287.8 | 39.4192
[13 empty] | 287.9 | 287.9 | 39.466
[13 empty] | 288 | 288 | 39.5108
[13 empty] | 288.1 | 288.1 | 39.5537
[13 empty] | 288.2 | 288.2 | 39.5947
[13 empty] | 288.3 | 288.3 | 39.6337
[13 empty] | 288.4 | 288.4 | 39.6707
[13 empty] | 288.5 | 288.5 | 39.7057
[13 empty] | 288.6 | 288.6 | 39.7388
[13 empty] | 288.7 | 288.7 | 39.77
[13 empty] | 288.8 | 288.8 | 39.7991
[13 empty] | 288.9 | 288.9 | 39.8263
[13 empty] | 289 | 289 | 39.8515
[13 empty] | 289.1 | 289.1 | 39.8748
[13 empty] | 289.2 | 289.2 | 39.896
[13 empty] | 289.3 | 289.3 | 39.9153
[13 empty] | 289.4 | 289.4 | 39.9326
[13 empty] | 289.5 | 289.5 | 39.948
[13 empty] | 289.6 | 289.6 | 39.9613
[13 empty] | 289.7 | 289.7 | 39.9727
[13 empty] | 289.8 | 289.8 | 39.9821
[13 empty] | 289.9 | 289.9 | 39.9895
[13 empty] | 290 | 290 | 39.995
[13 empty] | 290.1 | 290.1 | 39.9985
[13 empty] | 290.2 | 290.2 | 39.9999
[13 empty] | 290.3 | 290.3 | 39.9994
[13 empty] | 290.4 | 290.4 | 39.997
[13 empty] | 290.5 | 290.5 | 39.9925
[13 empty] | 290.6 | 290.6 | 39.9861
[13 empty] | 290.7 | 290.7 | 39.9777
[13 empty] | 290.8 | 290.8 | 39.9673
[13 empty] | 290.9 | 290.9 | 39.9549
[13 empty] | 291 | 291 | 39.9405
[13 empty] | 291.1 | 291.1 | 39.9242
[13 empty] | 291.2 | 291.2 | 39.9059
[13 empty] | 291.3 | 291.3 | 39.8856
[13 empty] | 291.4 | 291.4 | 39.8634
[13 empty] | 291.5 | 291.5 | 39.8392
[13 empty] | 291.6 | 291.6 | 39.813
[13 empty] | 291.7 | 291.7 | 39.7848
[13 empty] | 291.8 | 291.8 | 39.7546
[13 empty] | 291.9 | 291.9 | 39.7225
[13 empty] | 292 | 292 | 39.6885
[13 empty] | 292.1 | 292.1 | 39.6524
[13 empty] | 292.2 | 292.2 | 39.6144
[13 empty] | 292.3 | 292.3 | 39.5744
[13 empty] | 292.4 | 292.4 | 39.5325
[13 empty] | 292.5 | 292.5 | 39.4886
[13 empty] | 292.6 | 292.6 | 39.4428
[13 empty] | 292.7 | 292.7 | 39.395
[13 empty] | 292.8 | 292.8 | 39.3453
[13 empty] | 292.9 | 292.9 | 39.2936
[13 empty] | 293 | 293 | 39.24
[13 empty] | 293.1 | 293.1 | 39.1844
[13 empty] | 293.2 | 293.2 | 39.1269
[13 empty] | 293.3 | 293.3 | 39.0674
[13 empty] | 293.4 | 293.4 | 39.006
[13 empty] | 293.5 | 293.5 | 38.9427
[13 empty] | 293.6 | 293.6 | 38.8775
[13 empty] | 293.7 | 293.7 | 38.8103
[13 empty] | 293.8 | 293.8 | 38.7412
[13 empty] | 293.9 | 293.9 | 38.6702
[13 empty] | 294 | 294 | 38.5973
[13 empty] | 294.1 | 294.1 | 38.5225
[13 empty] | 294.2 | 294.2 | 38.4457
[13 empty] | 294.3 | 294.3 | 38.3671
[13 empty] | 294.4 | 294.4 | 38.2865
[13 empty] | 294.5 | 294.5 | 38.2041
[13 empty] | 294.6 | 294.6 | 38.1198
[13 empty] | 294.7 | 294.7 | 38.0336
[13 empty] | 294.8 | 294.8 | 37.9455
[13 empty] | 294.9 | 294.9 | 37.8555
[13 empty] | 295 | 295 | 37.7636
[13 empty] | 295.1 | 295.1 | 37.6699
[13 empty] | 295.2 | 295.2 | 37.5743
[13 empty] | 295.3 | 295.3 | 37.4769
[13 empty] | 295.4 | 295.4 | 37.3776
[13 empty] | 295.5 | 295.5 | 37.2764
[13 empty] | 295.6 | 295.6 | 37.1734
[13 empty] | 295.7 | 295.7 | 37.0686
[13 empty] | 295.8 | 295.8 | 36.9619
[13 empty] | 295.9 | 295.9 | 36.8534
[13 empty] | 296 | 296 | 36.7431
[13 empty] | 296.1 | 296.1 | 36.6309
[13 empty] | 296.2 | 296.2 | 36.517
[13 empty] | 296.3 | 296.3 | 36.4012
[13 empty] | 296.4 | 296.4 | 36.2836
[13 empty] | 296.5 | 296.5 | 36.1643
[13 empty] | 296.6 | 296.6 | 36.0431
[13 empty] | 296.7 | 296.7 | 35.9202
[13 empty] | 296.8 | 296.8 | 35.7955
[13 empty] | 296.9 | 296.9 | 35.669
[13 empty] | 297 | 297 | 35.5407
[13 empty] | 297.1 | 297.1 | 35.4107
[13 empty] | 297.2 | 297.2 | 35.2789
[13 empty] | 297.3 | 297.3 | 35.1454
[13 empty] | 297.4 | 297.4 | 35.0102
[13 empty] | 297.5 | 297.5 | 34.8732
[13 empty] | 297.6 | 297.6 | 34.7344
[13 empty] | 297.7 | 297.7 | 34.594
[13 empty] | 297.8 | 297.8 | 34.4519
[13 empty] | 297.9 | 297.9 | 34.308
[13 empty] | 298 | 298 | 34.1625
[13 empty] | 298.1 | 298.1 | 34.0152
[13 empty] | 298.2 | 298.2 | 33.8663
[13 empty] | 298.3 | 298.3 | 33.7157
[13 empty] | 298.4 | 298.4 | 33.5634
[13 empty] | 298.5 | 298.5 | 33.4095
[13 empty] | 298.6 | 298.6 | 33.2539
[13 empty] | 298.7 | 298.7 | 33.0967
[13 empty] | 298.8 | 298.8 | 32.9378
[13 empty] | 298.9 | 298.9 | 32.7773
[13 empty] | 299 | 299 | 32.6152
[13 empty] | 299.1 | 299.1 | 32.4514
[13 empty] | 299.2 | 299.2 | 32.2861
[13 empty] | 299.3 | 299.3 | 32.1191
[13 empty] | 299.4 | 299.4 | 31.9506
[13 empty] | 299.5 | 299.5 | 31.7805
[13 empty] | 299.6 | 299.6 | 31.6088
[13 empty] | 299.7 | 299.7 | 31.4355
[13 empty] | 299.8 | 299.8 | 31.2607
[13 empty] | 299.9 | 299.9 | 31.0844
[13 empty] | 300 | 300 | 30.9065
[13 empty] | 300.1 | 300.1 | 30.727
[13 empty] | 300.2 | 300.2 | 30.5461
[13 empty] | 300.3 | 300.3 | 30.3636
[13 empty] | 300.4 | 300.4 | 30.1797
[13 empty] | 300.5 | 300.5 | 29.9942
[13 empty] | 300.6 | 300.6 | 29.8073
[13 empty] | 300.7 | 300.7 | 29.6188
[13 empty] | 300.8 | 300.8 | 29.429
[13 empty] | 300.9 | 300.9 | 29.2376
[13 empty] | 301 | 301 | 29.0448
[13 empty] | 301.1 | 301.1 | 28.8506
[13 empty] | 301.2 | 301.2 | 28.6549
[13 empty] | 301.3 | 301.3 | 28.4579
[13 empty] | 301.4 | 301.4 | 28.2594
[13 empty] | 301.5 | 301.5 | 28.0595
[13 empty] | 301.6 | 301.6 | 27.8582
[13 empty] | 301.7 | 301.7 | 27.6556
[13 empty] | 301.8 | 301.8 | 27.4516
[13 empty] | 301.9 | 301.9 | 27.2462
[13 empty] | 302 | 302 | 27.0395
[13 empty] | 302.1 | 302.1 | 26.8314
[13 empty] | 302.2 | 302.2 | 26.622
[13 empty] | 302.3 | 302.3 | 26.4113
[13 empty] | 302.4 | 302.4 | 26.1993
[13 empty] | 302.5 | 302.5 | 25.9859
[13 empty] | 302.6 | 302.6 | 25.7713
[13 empty] | 302.7 | 302.7 | 25.5555
[13 empty] | 302.8 | 302.8 | 25.3383
[13 empty] | 302.9 | 302.9 | 25.1199
[13 empty] | 303 | 303 | 24.9003
[13 empty] | 303.1 | 303.1 | 24.6794
[13 empty] | 303.2 | 303.2 | 24.4573
[13 empty] | 303.3 | 303.3 | 24.234
[13 empty] | 303.4 | 303.4 | 24.0095
[13 empty] | 303.5 | 303.5 | 23.7838
[13 empty] | 303.6 | 303.6 | 23.5569
[13 empty] | 303.7 | 303.7 | 23.3289
[13 empty] | 303.8 | 303.8 | 23.0997
[13 empty] | 303.9 | 303.9 | 22.8694
[13 empty] | 304 | 304 | 22.6379
[13 empty] | 304.1 | 304.1 | 22.4053
[13 empty] | 304.2 | 304.2 | 22.1716
[13 empty] | 304.3 | 304.3 | 21.9368
[13 empty] | 304.4 | 304.4 | 21.7009
[13 empty] | 304.5 | 304.5 | 21.464
[13 empty] | 304.6 | 304.6 | 21.2259
[13 empty] | 304.7 | 304.7 | 20.9869
[13 empty] | 304.8 | 304.8 | 20.7468
[13 empty] | 304.9 | 304.9 | 20.5056
[13 empty] | 305 | 305 | 20.2635
[13 empty] | 305.1 | 305.1 | 20.0203
[13 empty] | 305.2 | 305.2 | 19.7762
[13 empty] | 305.3 | 305.3 | 19.531
[13 empty] | 305.4 | 305.4 | 19.2849
[13 empty] | 305.5 | 305.5 | 19.0379
[13 empty] | 305.6 | 305.6 | 18.7899
[13 empty] | 305.7 | 305.7 | 18.541
[13 empty] | 305.8 | 305.8 | 18.2911
[13 empty] | 305.9 | 305.9 | 18.0404
[13 empty] | 306 | 306 | 17.7888
[13 empty] | 306.1 | 306.1 | 17.5363
[13 empty] | 306.2 | 306.2 | 17.2829
[13 empty] | 306.3 | 306.3 | 17.0286
[13 empty] | 306.4 | 306.4 | 16.7735
[13 empty] | 306.5 | 306.5 | 16.5176
[13 empty] | 306.6 | 306.6 | 16.2609
[13 empty] | 306.7 | 306.7 | 16.0034
[13 empty] | 306.8 | 306.8 | 15.745
[13 empty] | 306.9 | 306.9 | 15.4859
[13 empty] | 307 | 307 | 15.226
[13 empty] | 307.1 | 307.1 | 14.9654
[13 empty] | 307.2 | 307.2 | 14.704
[13 empty] | 307.3 | 307.3 | 14.4419
[13 empty] | 307.4 | 307.4 | 14.1791
[13 empty] | 307.5 | 307.5 | 13.9156
[13 empty] | 307.6 | 307.6 | 13.6514
[13 empty] | 307.7 | 307.7 | 13.3865
[13 empty] | 307.8 | 307.8 | 13.121
[13 empty] | 307.9 | 307.9 | 12.8548
[13 empty] | 308 | 308 | 12.588
[13 empty] | 308.1 | 308.1 | 12.3205
[13 empty] | 308.2 | 308.2 | 12.0525
[13 empty] | 308.3 | 308.3 | 11.7838
[13 empty] | 308.4 | 308.4 | 11.5146
[13 empty] | 308.5 | 308.5 | 11.2448
[13 empty] | 308.6 | 308.6 | 10.9744
[13 empty] | 308.7 | 308.7 | 10.7035
[13 empty] | 308.8 | 308.8 | 10.432
[13 empty] | 308.9 | 308.9 | 10.1601
[13 empty] | 309 | 309 | 9.8876
[13 empty] | 309.1 | 309.1 | 9.6147
[13 empty] | 309.2 | 309.2 | 9.3412
[13 empty] | 309.3 | 309.3 | 9.0673
[13 empty] | 309.4 | 309.4 | 8.793
[13 empty] | 309.5 | 309.5 | 8.5182
[13 empty] | 309.6 | 309.6 | 8.243
[13 empty] | 309.7 | 309.7 | 7.9674
[13 empty] | 309.8 | 309.8 | 7.6914
[13 empty] | 309.9 | 309.9 | 7.4151
[13 empty] | 310 | 310 | 7.1383
[13 empty] | 310.1 | 310.1 | 6.8612
[13 empty] | 310.2 | 310.2 | 6.5838
[13 empty] | 310.3 | 310.3 | 6.306
[13 empty] | 310.4 | 310.4 | 6.0279
[13 empty] | 310.5 | 310.5 | 5.7496
[13 empty] | 310.6 | 310.6 | 5.4709
[13 empty] | 310.7 | 310.7 | 5.192
[13 empty] | 310.8 | 310.8 | 4.9128
[13 empty] | 310.9 | 310.9 | 4.6334
[13 empty] | 311 | 311 | 4.3537
[13 empty] | 311.1 | 311.1 | 4.0738
[13 empty] | 311.2 | 311.2 | 3.7938
[13 empty] | 311.3 | 311.3 | 3.5135
[13 empty] | 311.4 | 311.4 | 3.233
[13 empty] | 311.5 | 311.5 | 2.9525
[13 empty] | 311.6 | 311.6 | 2.6717
[13 empty] | 311.7 | 311.7 | 2.3908
[13 empty] | 311.8 | 311.8 | 2.1098
[13 empty] | 311.9 | 311.9 | 1.8287
[13 empty] | 312 | 312 | 1.5475
[13 empty] | 312.1 | 312.1 | 1.2663
[13 empty] | 312.2 | 312.2 | 0.98495
[13 empty] | 312.3 | 312.3 | 0.70357
[13 empty] | 312.4 | 312.4 | 0.42215
[13 empty] | 312.5 | 312.5 | 0.14072
[13 empty] | 312.6 | 312.6 | 0.14072
[13 empty] | 312.7 | 312.7 | 0.42215
[13 empty] | 312.8 | 312.8 | 0.70357
[13 empty] | 312.9 | 312.9 | 0.98495
[13 empty] | 313 | 313 | 1.2663
[13 empty] | 313.1 | 313.1 | 1.5475
[13 empty] | 313.2 | 313.2 | 1.8287
[13 empty] | 313.3 | 313.3 | 2.1098
[13 empty] | 313.4 | 313.4 | 2.3908
[13 empty] | 313.5 | 313.5 | 2.6717
[13 empty] | 313.6 | 313.6 | 2.9525
[13 empty] | 313.7 | 313.7 | 3.233
[13 empty] | 313.8 | 313.8 | 3.5135
[13 empty] | 313.9 | 313.9 | 3.7938
[13 empty] | 314 | 314 | 4.0738
[13 empty] | 314.1 | 314.1 | 4.3537
[13 empty] | 314.2 | 314.2 | 4.6334
[13 empty] | 314.3 | 314.3 | 4.9128
[13 empty] | 314.4 | 314.4 | 5.192
[13 empty] | 314.5 | 314.5 | 5.4709
[13 empty] | 314.6 | 314.6 | 5.7496
[13 empty] | 314.7 | 314.7 | 6.0279
[13 empty] | 314.8 | 314.8 | 6.306
[13 empty] | 314.9 | 314.9 | 6.5838
[13 empty] | 315 | 315 | 6.8612
[13 empty] | 315.1 | 315.1 | 7.1383
[13 empty] | 315.2 | 315.2 | 7.4151
[13 empty] | 315.3 | 315.3 | 7.6914
[13 empty] | 315.4 | 315.4 | 7.9674
[13 empty] | 315.5 | 315.5 | 8.243
[13 empty] | 315.6 | 315.6 | 8.5182
[13 empty] | 315.7 | 315.7 | 8.793
[13 empty] | 315.8 | 315.8 | 9.0673
[13 empty] | 315.9 | 315.9 | 9.3412
[13 empty] | 316 | 316 | 9.6147
[13 empty] | 316.1 | 316.1 | 9.8876
[13 empty] | 316.2 | 316.2 | 10.1601
[13 empty] | 316.3 | 316.3 | 10.432
[13 empty] | 316.4 | 316.4 | 10.7035
[13 empty] | 316.5 | 316.5 | 10.9744
[13 empty] | 316.6 | 316.6 | 11.2448
[13 empty] | 316.7 | 316.7 | 11.5146
[13 empty] | 316.8 | 316.8 | 11.7838
[13 empty] | 316.9 | 316.9 | 12.0525
[13 empty] | 317 | 317 | 12.3205
[13 empty] | 317.1 | 317.1 | 12.588
[13 empty] | 317.2 | 317.2 | 12.8548
[13 empty] | 317.3 | 317.3 | 13.121
[13 empty] | 317.4 | 317.4 | 13.3865
[13 empty] | 317.5 | 317.5 | 13.6514
[13 empty] | 317.6 | 317.6 | 13.9156
[13 empty] | 317.7 | 317.7 | 14.1791
[13 empty] | 317.8 | 317.8 | 14.4419
[13 empty] | 317.9 | 317.9 | 14.704
[13 empty] | 318 | 318 | 14.9654
[13 empty] | 318.1 | 318.1 | 15.226
[13 empty] | 318.2 | 318.2 | 15.4859
[13 empty] | 318.3 | 318.3 | 15.745
[13 empty] | 318.4 | 318.4 | 16.0034
[13 empty] | 318.5 | 318.5 | 16.2609
[13 empty] | 318.6 | 318.6 | 16.5176
[13 empty] | 318.7 | 318.7 | 16.7735
[13 empty] | 318.8 | 318.8 | 17.0286
[13 empty] | 318.9 | 318.9 | 17.2829
[13 empty] | 319 | 319 | 17.5363
[13 empty] | 319.1 | 319.1 | 17.7888
[13 empty] | 319.2 | 319.2 | 18.0404
[13 empty] | 319.3 | 319.3 | 18.2911
[13 empty] | 319.4 | 319.4 | 18.541
[13 empty] | 319.5 | 319.5 | 18.7899
[13 empty] | 319.6 | 319.6 | 19.0379
[13 empty] | 319.7 | 319.7 | 19.2849
[13 empty] | 319.8 | 319.8 | 19.531
[13 empty] | 319.9 | 319.9 | 19.7762
[13 empty] | 320 | 320 | 20.0203
[13 empty] | 320.1 | 320.1 | 20.2635
[13 empty] | 320.2 | 320.2 | 20.5056
[13 empty] | 320.3 | 320.3 | 20.7468
[13 empty] | 320.4 | 320.4 | 20.9869
[13 empty] | 320.5 | 320.5 | 21.2259
[13 empty] | 320.6 | 320.6 | 21.464
[13 empty] | 320.7 | 320.7 | 21.7009
[13 empty] | 320.8 | 320.8 | 21.9368
[13 empty] | 320.9 | 320.9 | 22.1716
[13 empty] | 321 | 321 | 22.4053
[13 empty] | 321.1 | 321.1 | 22.6379
[13 empty] | 321.2 | 321.2 | 22.8694
[13 empty] | 321.3 | 321.3 | 23.0997
[13 empty] | 321.4 | 321.4 | 23.3289
[13 empty] | 321.5 | 321.5 | 23.5569
[13 empty] | 321.6 | 321.6 | 23.7838
[13 empty] | 321.7 | 321.7 | 24.0095
[13 empty] | 321.8 | 321.8 | 24.234
[13 empty] | 321.9 | 321.9 | 24.4573
[13 empty] | 322 | 322 | 24.6794
[13 empty] | 322.1 | 322.1 | 24.9003
[13 empty] | 322.2 | 322.2 | 25.1199
[13 empty] | 322.3 | 322.3 | 25.3383
[13 empty] | 322.4 | 322.4 | 25.5555
[13 empty] | 322.5 | 322.5 | 25.7713
[13 empty] | 322.6 | 322.6 | 25.9859
[13 empty] | 322.7 | 322.7 | 26.1993
[13 empty] | 322.8 | 322.8 | 26.4113
[13 empty] | 322.9 | 322.9 | 26.622
[13 empty] | 323 | 323 | 26.8314
[13 empty] | 323.1 | 323.1 | 27.0395
[13 empty] | 323.2 | 323.2 | 27.2462
[13 empty] | 323.3 | 323.3 | 27.4516
[13 empty] | 323.4 | 323.4 | 27.6556
[13 empty] | 323.5 | 323.5 | 27.8582
[13 empty] | 323.6 | 323.6 | 28.0595
[13 empty] | 323.7 | 323.7 | 28.2594
[13 empty] | 323.8 | 323.8 | 28.4579
[13 empty] | 323.9 | 323.9 | 28.6549
[13 empty] | 324 | 324 | 28.8506
[13 empty] | 324.1 | 324.1 | 29.0448
[13 empty] | 324.2 | 324.2 | 29.2376
[13 empty] | 324.3 | 324.3 | 29.429
[13 empty] | 324.4 | 324.4 | 29.6188
[13 empty] | 324.5 | 324.5 | 29.8073
[13 empty] | 324.6 | 324.6 | 29.9942
[13 empty] | 324.7 | 324.7 | 30.1797
[13 empty] | 324.8 | 324.8 | 30.3636
[13 empty] | 324.9 | 324.9 | 30.5461
[13 empty] | 325 | 325 | 30.727
[13 empty] | 325.1 | 325.1 | 30.9065
[13 empty] | 325.2 | 325.2 | 31.0844
[13 empty] | 325.3 | 325.3 | 31.2607
[13 empty] | 325.4 | 325.4 | 31.4355
[13 empty] | 325.5 | 325.5 | 31.6088
[13 empty] | 325.6 | 325.6 | 31.7805
[13 empty] | 325.7 | 325.7 | 31.9506
[13 empty] | 325.8 | 325.8 | 32.1191
[13 empty] | 325.9 | 325.9 | 32.2861
[13 empty] | 326 | 326 | 32.4514
[13 empty] | 326.1 | 326.1 | 32.6152
[13 empty] | 326.2 | 326.2 | 32.7773
[13 empty] | 326.3 | 326.3 | 32.9378
[13 empty] | 326.4 | 326.4 | 33.0967
[13 empty] | 326.5 | 326.5 | 33.2539
[13 empty] | 326.6 | 326.6 | 33.4095
[13 empty] | 326.7 | 326.7 | 33.5634
[13 empty] | 326.8 | 326.8 | 33.7157
[13 empty] | 326.9 | 326.9 | 33.8663
[13 empty] | 327 | 327 | 34.0152
[13 empty] | 327.1 | 327.1 | 34.1625
[13 empty] | 327.2 | 327.2 | 34.308
[13 empty] | 327.3 | 327.3 | 34.4519
[13 empty] | 327.4 | 327.4 | 34.594
[13 empty] | 327.5 | 327.5 | 34.7344
[13 empty] | 327.6 | 327.6 | 34.8732
[13 empty] | 327.7 | 327.7 | 35.0102
[13 empty] | 327.8 | 327.8 | 35.1454
[13 empty] | 327.9 | 327.9 | 35.2789
[13 empty] | 328 | 328 | 35.4107
[13 empty] | 328.1 | 328.1 | 35.5407
[13 empty] | 328.2 | 328.2 | 35.669
[13 empty] | 328.3 | 328.3 | 35.7955
[13 empty] | 328.4 | 328.4 | 35.9202
[13 empty] | 328.5 | 328.5 | 36.0431
[13 empty] | 328.6 | 328.6 | 36.1643
[13 empty] | 328.7 | 328.7 | 36.2836
[13 empty] | 328.8 | 328.8 | 36.4012
[13 empty] | 328.9 | 328.9 | 36.517
[13 empty] | 329 | 329 | 36.6309
[13 empty] | 329.1 | 329.1 | 36.7431
[13 empty] | 329.2 | 329.2 | 36.8534
[13 empty] | 329.3 | 329.3 | 36.9619
[13 empty] | 329.4 | 329.4 | 37.0686
[13 empty] | 329.5 | 329.5 | 37.1734
[13 empty] | 329.6 | 329.6 | 37.2764
[13 empty] | 329.7 | 329.7 | 37.3776
[13 empty] | 329.8 | 329.8 | 37.4769
[13 empty] | 329.9 | 329.9 | 37.5743
[13 empty] | 330 | 330 | 37.6699
[13 empty] | 330.1 | 330.1 | 37.7636
[13 empty] | 330.2 | 330.2 | 37.8555
[13 empty] | 330.3 | 330.3 | 37.9455
[13 empty] | 330.4 | 330.4 | 38.0336
[13 empty] | 330.5 | 330.5 | 38.1198
[13 empty] | 330.6 | 330.6 | 38.2041
[13 empty] | 330.7 | 330.7 | 38.2865
[13 empty] | 330.8 | 330.8 | 38.3671
[13 empty] | 330.9 | 330.9 | 38.4457
[13 empty] | 331 | 331 | 38.5225
[13 empty] | 331.1 | 331.1 | 38.5973
[13 empty] | 331.2 | 331.2 | 38.6702
[13 empty] | 331.3 | 331.3 | 38.7412
[13 empty] | 331.4 | 331.4 | 38.8103
[13 empty] | 331.5 | 331.5 | 38.8775
[13 empty] | 331.6 | 331.6 | 38.9427
[13 empty] | 331.7 | 331.7 | 39.006
[13 empty] | 331.8 | 331.8 | 39.0674
[13 empty] | 331.9 | 331.9 | 39.1269
[13 empty] | 332 | 332 | 39.1844
[13 empty] | 332.1 | 332.1 | 39.24
[13 empty] | 332.2 | 332.2 | 39.2936
[13 empty] | 332.3 | 332.3 | 39.3453
[13 empty] | 332.4 | 332.4 | 39.395
[13 empty] | 332.5 | 332.5 | 39.4428
[13 empty] | 332.6 | 332.6 | 39.4886
[13 empty] | 332.7 | 332.7 | 39.5325
[13 empty] | 332.8 | 332.8 | 39.5744
[13 empty] | 332.9 | 332.9 | 39.6144
[13 empty] | 333 | 333 | 39.6524
[13 empty] | 333.1 | 333.1 | 39.6885
[13 empty] | 333.2 | 333.2 | 39.7225
[13 empty] | 333.3 | 333.3 | 39.7546
[13 empty] | 333.4 | 333.4 | 39.7848
[13 empty] | 333.5 | 333.5 | 39.813
[13 empty] | 333.6 | 333.6 | 39.8392
[13 empty] | 333.7 | 333.7 | 39.8634
[13 empty] | 333.8 | 333.8 | 39.8856
[13 empty] | 333.9 | 333.9 | 39.9059
[13 empty] | 334 | 334 | 39.9242
[13 empty] | 334.1 | 334.1 | 39.9405
[13 empty] | 334.2 | 334.2 | 39.9549
[13 empty] | 334.3 | 334.3 | 39.9673
[13 empty] | 334.4 | 334.4 | 39.9777
[13 empty] | 334.5 | 334.5 | 39.9861
[13 empty] | 334.6 | 334.6 | 39.9925
[13 empty] | 334.7 | 334.7 | 39.997
[13 empty] | 334.8 | 334.8 | 39.9994
[13 empty] | 334.9 | 334.9 | 39.9999
[13 empty] | 335 | 335 | 39.9985
[13 empty] | 335.1 | 335.1 | 39.995
[13 empty] | 335.2 | 335.2 | 39.9895
[13 empty] | 335.3 | 335.3 | 39.9821
[13 empty] | 335.4 | 335.4 | 39.9727
[13 empty] | 335.5 | 335.5 | 39.9613
[13 empty] | 335.6 | 335.6 | 39.948
[13 empty] | 335.7 | 335.7 | 39.9326
[13 empty] | 335.8 | 335.8 | 39.9153
[13 empty] | 335.9 | 335.9 | 39.896
[13 empty] | 336 | 336 | 39.8748
[13 empty] | 336.1 | 336.1 | 39.8515
[13 empty] | 336.2 | 336.2 | 39.8263
[13 empty] | 336.3 | 336.3 | 39.7991
[13 empty] | 336.4 | 336.4 | 39.77
[13 empty] | 336.5 | 336.5 | 39.7388
[13 empty] | 336.6 | 336.6 | 39.7057
[13 empty] | 336.7 | 336.7 | 39.6707
[13 empty] | 336.8 | 336.8 | 39.6337
[13 empty] | 336.9 | 336.9 | 39.5947
[13 empty] | 337 | 337 | 39.5537
[13 empty] | 337.1 | 337.1 | 39.5108
[13 empty] | 337.2 | 337.2 | 39.466
[13 empty] | 337.3 | 337.3 | 39.4192
[13 empty] | 337.4 | 337.4 | 39.3704
[13 empty] | 337.5 | 337.5 | 39.3197
[13 empty] | 337.6 | 337.6 | 39.267
[13 empty] | 337.7 | 337.7 | 39.2124
[13 empty] | 337.8 | 337.8 | 39.1559
[13 empty] | 337.9 | 337.9 | 39.0974
[13 empty] | 338 | 338 | 39.037
[13 empty] | 338.1 | 338.1 | 38.9746
[13 empty] | 338.2 | 338.2 | 38.9103
[13 empty] | 338.3 | 338.3 | 38.8441
[13 empty] | 338.4 | 338.4 | 38.776
[13 empty] | 338.5 | 338.5 | 38.706
[13 empty] | 338.6 | 338.6 | 38.634
[13 empty] | 338.7 | 338.7 | 38.5601
[13 empty] | 338.8 | 338.8 | 38.4843
[13 empty] | 338.9 | 338.9 | 38.4066
[13 empty] | 339 | 339 | 38.327
[13 empty] | 339.1 | 339.1 | 38.2456
[13 empty] | 339.2 | 339.2 | 38.1622
[13 empty] | 339.3 | 339.3 | 38.0769
[13 empty] | 339.4 | 339.4 | 37.9897
[13 empty] | 339.5 | 339.5 | 37.9007
[13 empty] | 339.6 | 339.6 | 37.8098
[13 empty] | 339.7 | 339.7 | 37.717
[13 empty] | 339.8 | 339.8 | 37.6223
[13 empty] | 339.9 | 339.9 | 37.5258
[13 empty] | 340 | 340 | 37.4275
[13 empty] | 340.1 | 340.1 | 37.3272
[13 empty] | 340.2 | 340.2 | 37.2251
[13 empty] | 340.3 | 340.3 | 37.1212
[13 empty] | 340.4 | 340.4 | 37.0155
[13 empty] | 340.5 | 340.5 | 36.9079
[13 empty] | 340.6 | 340.6 | 36.7985
[13 empty] | 340.7 | 340.7 | 36.6872
[13 empty] | 340.8 | 340.8 | 36.5742
[13 empty] | 340.9 | 340.9 | 36.4593
[13 empty] | 341 | 341 | 36.3426
[13 empty] | 341.1 | 341.1 | 36.2242
[13 empty] | 341.2 | 341.2 | 36.1039
[13 empty] | 341.3 | 341.3 | 35.9819
[13 empty] | 341.4 | 341.4 | 35.858
[13 empty] | 341.5 | 341.5 | 35.7324
[13 empty] | 341.6 | 341.6 | 35.6051
[13 empty] | 341.7 | 341.7 | 35.4759
[13 empty] | 341.8 | 341.8 | 35.345
[13 empty] | 341.9 | 341.9 | 35.2124
[13 empty] | 342 | 342 | 35.078
[13 empty] | 342.1 | 342.1 | 34.9419
[13 empty] | 342.2 | 342.2 | 34.804
[13 empty] | 342.3 | 342.3 | 34.6644
[13 empty] | 342.4 | 342.4 | 34.5232
[13 empty] | 342.5 | 342.5 | 34.3802
[13 empty] | 342.6 | 342.6 | 34.2355
[13 empty] | 342.7 | 342.7 | 34.0891
[13 empty] | 342.8 | 342.8 | 33.941
[13 empty] | 342.9 | 342.9 | 33.7912
[13 empty] | 343 | 343 | 33.6398
[13 empty] | 343.1 | 343.1 | 33.4867
[13 empty] | 343.2 | 343.2 | 33.3319
[13 empty] | 343.3 | 343.3 | 33.1755
[13 empty] | 343.4 | 343.4 | 33.0174
[13 empty] | 343.5 | 343.5 | 32.8577
[13 empty] | 343.6 | 343.6 | 32.6964
[13 empty] | 343.7 | 343.7 | 32.5335
[13 empty] | 343.8 | 343.8 | 32.3689
[13 empty] | 343.9 | 343.9 | 32.2028
[13 empty] | 344 | 344 | 32.0351
[13 empty] | 344.1 | 344.1 | 31.8657
[13 empty] | 344.2 | 344.2 | 31.6948
[13 empty] | 344.3 | 344.3 | 31.5224
[13 empty] | 344.4 | 344.4 | 31.3483
[13 empty] | 344.5 | 344.5 | 31.1727
[13 empty] | 344.6 | 344.6 | 30.9956
[13 empty] | 344.7 | 344.7 | 30.8169
[13 empty] | 344.8 | 344.8 | 30.6368
[13 empty] | 344.9 | 344.9 | 30.455
[13 empty] | 345 | 345 | 30.2718
[13 empty] | 345.1 | 345.1 | 30.0871
[13 empty] | 345.2 | 345.2 | 29.9009
[13 empty] | 345.3 | 345.3 | 29.7132
[13 empty] | 345.4 | 345.4 | 29.5241
[13 empty] | 345.5 | 345.5 | 29.3335
[13 empty] | 345.6 | 345.6 | 29.1414
[13 empty] | 345.7 | 345.7 | 28.9479
[13 empty] | 345.8 | 345.8 | 28.7529
[13 empty] | 345.9 | 345.9 | 28.5566
[13 empty] | 346 | 346 | 28.3588
[13 empty] | 346.1 | 346.1 | 28.1596
[13 empty] | 346.2 | 346.2 | 27.959
[13 empty] | 346.3 | 346.3 | 27.7571
[13 empty] | 346.4 | 346.4 | 27.5537
[13 empty] | 346.5 | 346.5 | 27.349
[13 empty] | 346.6 | 346.6 | 27.143
[13 empty] | 346.7 | 346.7 | 26.9356
[13 empty] | 346.8 | 346.8 | 26.7269
[13 empty] | 346.9 | 346.9 | 26.5168
[13 empty] | 347 | 347 | 26.3054
[13 empty] | 347.1 | 347.1 | 26.0928
[13 empty] | 347.2 | 347.2 | 25.8788
[13 empty] | 347.3 | 347.3 | 25.6636
[13 empty] | 347.4 | 347.4 | 25.447
[13 empty] | 347.5 | 347.5 | 25.2293
[13 empty] | 347.6 | 347.6 | 25.0103
[13 empty] | 347.7 | 347.7 | 24.79
[13 empty] | 347.8 | 347.8 | 24.5685
[13 empty] | 347.9 | 347.9 | 24.3458
[13 empty] | 348 | 348 | 24.1219
[13 empty] | 348.1 | 348.1 | 23.8968
[13 empty] | 348.2 | 348.2 | 23.6705
[13 empty] | 348.3 | 348.3 | 23.4431
[13 empty] | 348.4 | 348.4 | 23.2144
[13 empty] | 348.5 | 348.5 | 22.9847
[13 empty] | 348.6 | 348.6 | 22.7538
[13 empty] | 348.7 | 348.7 | 22.5217
[13 empty] | 348.8 | 348.8 | 22.2886
[13 empty] | 348.9 | 348.9 | 22.0543
[13 empty] | 349 | 349 | 21.819
[13 empty] | 349.1 | 349.1 | 21.5826
[13 empty] | 349.2 | 349.2 | 21.3451
[13 empty] | 349.3 | 349.3 | 21.1065
[13 empty] | 349.4 | 349.4 | 20.8669
[13 empty] | 349.5 | 349.5 | 20.6263
[13 empty] | 349.6 | 349.6 | 20.3847
[13 empty] | 349.7 | 349.7 | 20.142
[13 empty] | 349.8 | 349.8 | 19.8984
[13 empty] | 349.9 | 349.9 | 19.6537
[13 empty] | 350 | 350 | 19.4081
[13 empty] | 350.1 | 350.1 | 19.1615
[13 empty] | 350.2 | 350.2 | 18.914
[13 empty] | 350.3 | 350.3 | 18.6656
[13 empty] | 350.4 | 350.4 | 18.4162
[13 empty] | 350.5 | 350.5 | 18.1659
[13 empty] | 350.6 | 350.6 | 17.9147
[13 empty] | 350.7 | 350.7 | 17.6626
[13 empty] | 350.8 | 350.8 | 17.4097
[13 empty] | 350.9 | 350.9 | 17.1559
[13 empty] | 351 | 351 | 16.9012
[13 empty] | 351.1 | 351.1 | 16.6457
[13 empty] | 351.2 | 351.2 | 16.3894
[13 empty] | 351.3 | 351.3 | 16.1322
[13 empty] | 351.4 | 351.4 | 15.8743
[13 empty] | 351.5 | 351.5 | 15.6156
[13 empty] | 351.6 | 351.6 | 15.3561
[13 empty] | 351.7 | 351.7 | 15.0958
[13 empty] | 351.8 | 351.8 | 14.8348
[13 empty] | 351.9 | 351.9 | 14.5731
[13 empty] | 352 | 352 | 14.3106
[13 empty] | 352.1 | 352.1 | 14.0475
[13 empty] | 352.2 | 352.2 | 13.7836
[13 empty] | 352.3 | 352.3 | 13.5191
[13 empty] | 352.4 | 352.4 | 13.2538
[13 empty] | 352.5 | 352.5 | 12.988
[13 empty] | 352.6 | 352.6 | 12.7215
[13 empty] | 352.7 | 352.7 | 12.4543
[13 empty] | 352.8 | 352.8 | 12.1866
[13 empty] | 352.9 | 352.9 | 11.9182
[13 empty] | 353 | 353 | 11.6493
[13 empty] | 353.1 | 353.1 | 11.3797
[13 empty] | 353.2 | 353.2 | 11.1096
[13 empty] | 353.3 | 353.3 | 10.839
[13 empty] | 353.4 | 353.4 | 10.5678
[13 empty] | 353.5 | 353.5 | 10.2961
[13 empty] | 353.6 | 353.6 | 10.0239
[13 empty] | 353.7 | 353.7 | 9.7512
[13 empty] | 353.8 | 353.8 | 9.478
[13 empty] | 353.9 | 353.9 | 9.2043
[13 empty] | 354 | 354 | 8.9302
[13 empty] | 354.1 | 354.1 | 8.6557
[13 empty] | 354.2 | 354.2 | 8.3807
[13 empty] | 354.3 | 354.3 | 8.1053
[13 empty] | 354.4 | 354.4 | 7.8295
[13 empty] | 354.5 | 354.5 | 7.5533
[13 empty] | 354.6 | 354.6 | 7.2767
[13 empty] | 354.7 | 354.7 | 6.9998
[13 empty] | 354.8 | 354.8 | 6.7225
[13 empty] | 354.9 | 354.9 | 6.4449
[13 empty] | 355 | 355 | 6.167
[13 empty] | 355.1 | 355.1 | 5.8888
[13 empty] | 355.2 | 355.2 | 5.6103
[13 empty] | 355.3 | 355.3 | 5.3315
[13 empty] | 355.4 | 355.4 | 5.0524
[13 empty] | 355.5 | 355.5 | 4.7731
[13 empty] | 355.6 | 355.6 | 4.4936
[13 empty] | 355.7 | 355.7 | 4.2138
[13 empty] | 355.8 | 355.8 | 3.9338
[13 empty] | 355.9 | 355.9 | 3.6536
[13 empty] | 356 | 356 | 3.3733
[13 empty] | 356.1 | 356.1 | 3.0928
[13 empty] | 356.2 | 356.2 | 2.8121
[13 empty] | 356.3 | 356.3 | 2.5313
[13 empty] | 356.4 | 356.4 | 2.2503
[13 empty] | 356.5 | 356.5 | 1.9693
[13 empty] | 356.6 | 356.6 | 1.6881
[13 empty] | 356.7 | 356.7 | 1.4069
[13 empty] | 356.8 | 356.8 | 1.1256
[13 empty] | 356.9 | 356.9 | 0.84426
[13 empty] | 357 | 357 | 0.56286
[13 empty] | 357.1 | 357.1 | 0.28144
[13 empty] | 357.2 | 357.2 | 3.5878e-11
[13 empty] | 357.3 | 357.3 | 0.28144
[13 empty] | 357.4 | 357.4 | 0.56286
[13 empty] | 357.5 | 357.5 | 0.84426
[13 empty] | 357.6 | 357.6 | 1.1256
[13 empty] | 357.7 | 357.7 | 1.4069
[13 empty] | 357.8 | 357.8 | 1.6881
[13 empty] | 357.9 | 357.9 | 1.9693
[13 empty] | 358 | 358 | 2.2503
[13 empty] | 358.1 | 358.1 | 2.5313
[13 empty] | 358.2 | 358.2 | 2.8121
[13 empty] | 358.3 | 358.3 | 3.0928
[13 empty] | 358.4 | 358.4 | 3.3733
[13 empty] | 358.5 | 358.5 | 3.6536
[13 empty] | 358.6 | 358.6 | 3.9338
[13 empty] | 358.7 | 358.7 | 4.2138
[13 empty] | 358.8 | 358.8 | 4.4936
[13 empty] | 358.9 | 358.9 | 4.7731
[13 empty] | 359 | 359 | 5.0524
[13 empty] | 359.1 | 359.1 | 5.3315
[13 empty] | 359.2 | 359.2 | 5.6103
[13 empty] | 359.3 | 359.3 | 5.8888
[13 empty] | 359.4 | 359.4 | 6.167
[13 empty] | 359.5 | 359.5 | 6.4449
[13 empty] | 359.6 | 359.6 | 6.7225
[13 empty] | 359.7 | 359.7 | 6.9998
[13 empty] | 359.8 | 359.8 | 7.2767
[13 empty] | 359.9 | 359.9 | 7.5533
[13 empty] | 360 | 360 | 7.8295
[13 empty] | 360.1 | 360.1 | 8.1053
[13 empty] | 360.2 | 360.2 | 8.3807
[13 empty] | 360.3 | 360.3 | 8.6557
[13 empty] | 360.4 | 360.4 | 8.9302
[13 empty] | 360.5 | 360.5 | 9.2043
[13 empty] | 360.6 | 360.6 | 9.478
[13 empty] | 360.7 | 360.7 | 9.7512
[13 empty] | 360.8 | 360.8 | 10.0239
[13 empty] | 360.9 | 360.9 | 10.2961
[13 empty] | 361 | 361 | 10.5678
[13 empty] | 361.1 | 361.1 | 10.839
[13 empty] | 361.2 | 361.2 | 11.1096
[13 empty] | 361.3 | 361.3 | 11.3797
[13 empty] | 361.4 | 361.4 | 11.6493
[13 empty] | 361.5 | 361.5 | 11.9182
[13 empty] | 361.6 | 361.6 | 12.1866
[13 empty] | 361.7 | 361.7 | 12.4543
[13 empty] | 361.8 | 361.8 | 12.7215
[13 empty] | 361.9 | 361.9 | 12.988
[13 empty] | 362 | 362 | 13.2538
[13 empty] | 362.1 | 362.1 | 13.5191
[13 empty] | 362.2 | 362.2 | 13.7836
[13 empty] | 362.3 | 362.3 | 14.0475
[13 empty] | 362.4 | 362.4 | 14.3106
[13 empty] | 362.5 | 362.5 | 14.5731
[13 empty] | 362.6 | 362.6 | 14.8348
[13 empty] | 362.7 | 362.7 | 15.0958
[13 empty] | 362.8 | 362.8 | 15.3561
[13 empty] | 362.9 | 362.9 | 15.6156
[13 empty] | 363 | 363 | 15.8743
[13 empty] | 363.1 | 363.1 | 16.1322
[13 empty] | 363.2 | 363.2 | 16.3894
[13 empty] | 363.3 | 363.3 | 16.6457
[13 empty] | 363.4 | 363.4 | 16.9012
[13 empty] | 363.5 | 363.5 | 17.1559
[13 empty] | 363.6 | 363.6 | 17.4097
[13 empty] | 363.7 | 363.7 | 17.6626
[13 empty] | 363.8 | 363.8 | 17.9147
[13 empty] | 363.9 | 363.9 | 18.1659
[13 empty] | 364 | 364 | 18.4162
[13 empty] | 364.1 | 364.1 | 18.6656
[13 empty] | 364.2 | 364.2 | 18.914
[13 empty] | 364.3 | 364.3 | 19.1615
[13 empty] | 364.4 | 364.4 | 19.4081
[13 empty] | 364.5 | 364.5 | 19.6537
[13 empty] | 364.6 | 364.6 | 19.8984
[13 empty] | 364.7 | 364.7 | 20.142
[13 empty] | 364.8 | 364.8 | 20.3847
[13 empty] | 364.9 | 364.9 | 20.6263
[13 empty] | 365 | 365 | 20.8669
[13 empty] | 365.1 | 365.1 | 21.1065
[13 empty] | 365.2 | 365.2 | 21.3451
[13 empty] | 365.3 | 365.3 | 21.5826
[13 empty] | 365.4 | 365.4 | 21.819
[13 empty] | 365.5 | 365.5 | 22.0543
[13 empty] | 365.6 | 365.6 | 22.2886
[13 empty] | 365.7 | 365.7 | 22.5217
[13 empty] | 365.8 | 365.8 | 22.7538
[13 empty] | 365.9 | 365.9 | 22.9847
[13 empty] | 366 | 366 | 23.2144
[13 empty] | 366.1 | 366.1 | 23.4431
[13 empty] | 366.2 | 366.2 | 23.6705
[13 empty] | 366.3 | 366.3 | 23.8968
[13 empty] | 366.4 | 366.4 | 24.1219
[13 empty] | 366.5 | 366.5 | 24.3458
[13 empty] | 366.6 | 366.6 | 24.5685
[13 empty] | 366.7 | 366.7 | 24.79
[13 empty] | 366.8 | 366.8 | 25.0103
[13 empty] | 366.9 | 366.9 | 25.2293
[13 empty] | 367 | 367 | 25.447
[13 empty] | 367.1 | 367.1 | 25.6636
[13 empty] | 367.2 | 367.2 | 25.8788
[13 empty] | 367.3 | 367.3 | 26.0928
[13 empty] | 367.4 | 367.4 | 26.3054
[13 empty] | 367.5 | 367.5 | 26.5168
[13 empty] | 367.6 | 367.6 | 26.7269
[13 empty] | 367.7 | 367.7 | 26.9356
[13 empty] | 367.8 | 367.8 | 27.143
[13 empty] | 367.9 | 367.9 | 27.349
[13 empty] | 368 | 368 | 27.5537
[13 empty] | 368.1 | 368.1 | 27.7571
[13 empty] | 368.2 | 368.2 | 27.959
[13 empty] | 368.3 | 368.3 | 28.1596
[13 empty] | 368.4 | 368.4 | 28.3588
[13 empty] | 368.5 | 368.5 | 28.5566
[13 empty] | 368.6 | 368.6 | 28.7529
[13 empty] | 368.7 | 368.7 | 28.9479
[13 empty] | 368.8 | 368.8 | 29.1414
[13 empty] | 368.9 | 368.9 | 29.3335
[13 empty] | 369 | 369 | 29.5241
[13 empty] | 369.1 | 369.1 | 29.7132
[13 empty] | 369.2 | 369.2 | 29.9009
[13 empty] | 369.3 | 369.3 | 30.0871
[13 empty] | 369.4 | 369.4 | 30.2718
[13 empty] | 369.5 | 369.5 | 30.455
[13 empty] | 369.6 | 369.6 | 30.6368
[13 empty] | 369.7 | 369.7 | 30.8169
[13 empty] | 369.8 | 369.8 | 30.9956
[13 empty] | 369.9 | 369.9 | 31.1727
[13 empty] | 370 | 370 | 31.3483
[13 empty] | 370.1 | 370.1 | 31.5224
[13 empty] | 370.2 | 370.2 | 31.6948
[13 empty] | 370.3 | 370.3 | 31.8657
[13 empty] | 370.4 | 370.4 | 32.0351
[13 empty] | 370.5 | 370.5 | 32.2028
[13 empty] | 370.6 | 370.6 | 32.3689
[13 empty] | 370.7 | 370.7 | 32.5335
[13 empty] | 370.8 | 370.8 | 32.6964
[13 empty] | 370.9 | 370.9 | 32.8577
[13 empty] | 371 | 371 | 33.0174
[13 empty] | 371.1 | 371.1 | 33.1755
[13 empty] | 371.2 | 371.2 | 33.3319
[13 empty] | 371.3 | 371.3 | 33.4867
[13 empty] | 371.4 | 371.4 | 33.6398
[13 empty] | 371.5 | 371.5 | 33.7912
[13 empty] | 371.6 | 371.6 | 33.941
[13 empty] | 371.7 | 371.7 | 34.0891
[13 empty] | 371.8 | 371.8 | 34.2355
[13 empty] | 371.9 | 371.9 | 34.3802
[13 empty] | 372 | 372 | 34.5232
[13 empty] | 372.1 | 372.1 | 34.6644
[13 empty] | 372.2 | 372.2 | 34.804
[13 empty] | 372.3 | 372.3 | 34.9419
[13 empty] | 372.4 | 372.4 | 35.078
[13 empty] | 372.5 | 372.5 | 35.2124
[13 empty] | 372.6 | 372.6 | 35.345
[13 empty] | 372.7 | 372.7 | 35.4759
[13 empty] | 372.8 | 372.8 | 35.6051
[13 empty] | 372.9 | 372.9 | 35.7324
[13 empty] | 373 | 373 | 35.858
[13 empty] | 373.1 | 373.1 | 35.9819
[13 empty] | 373.2 | 373.2 | 36.1039
[13 empty] | 373.3 | 373.3 | 36.2242
[13 empty] | 373.4 | 373.4 | 36.3426
[13 empty] | 373.5 | 373.5 | 36.4593
[13 empty] | 373.6 | 373.6 | 36.5742
[13 empty] | 373.7 | 373.7 | 36.6872
[13 empty] | 373.8 | 373.8 | 36.7985
[13 empty] | 373.9 | 373.9 | 36.9079
[13 empty] | 374 | 374 | 37.0155
[13 empty] | 374.1 | 374.1 | 37.1212
[13 empty] | 374.2 | 374.2 | 37.2251
[13 empty] | 374.3 | 374.3 | 37.3272
[13 empty] | 374.4 | 374.4 | 37.4275
[13 empty] | 374.5 | 374.5 | 37.5258
[13 empty] | 374.6 | 374.6 | 37.6223
[13 empty] | 374.7 | 374.7 | 37.717
[13 empty] | 374.8 | 374.8 | 37.8098
[13 empty] | 374.9 | 374.9 | 37.9007
[13 empty] | 375 | 375 | 37.9897
[13 empty] | 375.1 | 375.1 | 38.0769
[13 empty] | 375.2 | 375.2 | 38.1622
[13 empty] | 375.3 | 375.3 | 38.2456
[13 empty] | 375.4 | 375.4 | 38.327
[13 empty] | 375.5 | 375.5 | 38.4066
[13 empty] | 375.6 | 375.6 | 38.4843
[13 empty] | 375.7 | 375.7 | 38.5601
[13 empty] | 375.8 | 375.8 | 38.634
[13 empty] | 375.9 | 375.9 | 38.706
[13 empty] | 376 | 376 | 38.776
[13 empty] | 376.1 | 376.1 | 38.8441
[13 empty] | 376.2 | 376.2 | 38.9103
[13 empty] | 376.3 | 376.3 | 38.9746
[13 empty] | 376.4 | 376.4 | 39.037
[13 empty] | 376.5 | 376.5 | 39.0974
[13 empty] | 376.6 | 376.6 | 39.1559
[13 empty] | 376.7 | 376.7 | 39.2124
[13 empty] | 376.8 | 376.8 | 39.267
[13 empty] | 376.9 | 376.9 | 39.3197
[13 empty] | 377 | 377 | 39.3704
[13 empty] | 377.1 | 377.1 | 39.4192
[13 empty] | 377.2 | 377.2 | 39.466
[13 empty] | 377.3 | 377.3 | 39.5108
[13 empty] | 377.4 | 377.4 | 39.5537
[13 empty] | 377.5 | 377.5 | 39.5947
[13 empty] | 377.6 | 377.6 | 39.6337
[13 empty] | 377.7 | 377.7 | 39.6707
[13 empty] | 377.8 | 377.8 | 39.7057
[13 empty] | 377.9 | 377.9 | 39.7388
[13 empty] | 378 | 378 | 39.77
[13 empty] | 378.1 | 378.1 | 39.7991
[13 empty] | 378.2 | 378.2 | 39.8263
[13 empty] | 378.3 | 378.3 | 39.8515
[13 empty] | 378.4 | 378.4 | 39.8748
[13 empty] | 378.5 | 378.5 | 39.896
[13 empty] | 378.6 | 378.6 | 39.9153
[13 empty] | 378.7 | 378.7 | 39.9326
[13 empty] | 378.8 | 378.8 | 39.948
[13 empty] | 378.9 | 378.9 | 39.9613
[13 empty] | 379 | 379 | 39.9727
[13 empty] | 379.1 | 379.1 | 39.9821
[13 empty] | 379.2 | 379.2 | 39.9895
[13 empty] | 379.3 | 379.3 | 39.995
[13 empty] | 379.4 | 379.4 | 39.9985
[13 empty] | 379.5 | 379.5 | 39.9999
[13 empty] | 379.6 | 379.6 | 39.9994
[13 empty] | 379.7 | 379.7 | 39.997
[13 empty] | 379.8 | 379.8 | 39.9925
[13 empty] | 379.9 | 379.9 | 39.9861
[13 empty] | 380 | 380 | 39.9777
[13 empty] | 380.1 | 380.1 | 39.9673
[13 empty] | 380.2 | 380.2 | 39.9549
[13 empty] | 380.3 | 380.3 | 39.9405
[13 empty] | 380.4 | 380.4 | 39.9242
[13 empty] | 380.5 | 380.5 | 39.9059
[13 empty] | 380.6 | 380.6 | 39.8856
[13 empty] | 380.7 | 380.7 | 39.8634
[13 empty] | 380.8 | 380.8 | 39.8392
[13 empty] | 380.9 | 380.9 | 39.813
[13 empty] | 381 | 381 | 39.7848
[13 empty] | 381.1 | 381.1 | 39.7546
[13 empty] | 381.2 | 381.2 | 39.7225
[13 empty] | 381.3 | 381.3 | 39.6885
[13 empty] | 381.4 | 381.4 | 39.6524
[13 empty] | 381.5 | 381.5 | 39.6144
[13 empty] | 381.6 | 381.6 | 39.5744
[13 empty] | 381.7 | 381.7 | 39.5325
[13 empty] | 381.8 | 381.8 | 39.4886
[13 empty] | 381.9 | 381.9 | 39.4428
[13 empty] | 382 | 382 | 39.395
[13 empty] | 382.1 | 382.1 | 39.3453
[13 empty] | 382.2 | 382.2 | 39.2936
[13 empty] | 382.3 | 382.3 | 39.24
[13 empty] | 382.4 | 382.4 | 39.1844
[13 empty] | 382.5 | 382.5 | 39.1269
[13 empty] | 382.6 | 382.6 | 39.0674
[13 empty] | 382.7 | 382.7 | 39.006
[13 empty] | 382.8 | 382.8 | 38.9427
[13 empty] | 382.9 | 382.9 | 38.8775
[13 empty] | 383 | 383 | 38.8103
[13 empty] | 383.1 | 383.1 | 38.7412
[13 empty] | 383.2 | 383.2 | 38.6702
[13 empty] | 383.3 | 383.3 | 38.5973
[13 empty] | 383.4 | 383.4 | 38.5225
[13 empty] | 383.5 | 383.5 | 38.4457
[13 empty] | 383.6 | 383.6 | 38.3671
[13 empty] | 383.7 | 383.7 | 38.2865
[13 empty] | 383.8 | 383.8 | 38.2041
[13 empty] | 383.9 | 383.9 | 38.1198
[13 empty] | 384 | 384 | 38.0336
[13 empty] | 384.1 | 384.1 | 37.9455
[13 empty] | 384.2 | 384.2 | 37.8555
[13 empty] | 384.3 | 384.3 | 37.7636
[13 empty] | 384.4 | 384.4 | 37.6699
[13 empty] | 384.5 | 384.5 | 37.5743
[13 empty] | 384.6 | 384.6 | 37.4769
[13 empty] | 384.7 | 384.7 | 37.3776
[13 empty] | 384.8 | 384.8 | 37.2764
[13 empty] | 384.9 | 384.9 | 37.1734
[13 empty] | 385 | 385 | 37.0686
[13 empty] | 385.1 | 385.1 | 36.9619
[13 empty] | 385.2 | 385.2 | 36.8534
[13 empty] | 385.3 | 385.3 | 36.7431
[13 empty] | 385.4 | 385.4 | 36.6309
[13 empty] | 385.5 | 385.5 | 36.517
[13 empty] | 385.6 | 385.6 | 36.4012
[13 empty] | 385.7 | 385.7 | 36.2836
[13 empty] | 385.8 | 385.8 | 36.1643
[13 empty] | 385.9 | 385.9 | 36.0431
[13 empty] | 386 | 386 | 35.9202
[13 empty] | 386.1 | 386.1 | 35.7955
[13 empty] | 386.2 | 386.2 | 35.669
[13 empty] | 386.3 | 386.3 | 35.5407
[13 empty] | 386.4 | 386.4 | 35.4107
[13 empty] | 386.5 | 386.5 | 35.2789
[13 empty] | 386.6 | 386.6 | 35.1454
[13 empty] | 386.7 | 386.7 | 35.0102
[13 empty] | 386.8 | 386.8 | 34.8732
[13 empty] | 386.9 | 386.9 | 34.7344
[13 empty] | 387 | 387 | 34.594
[13 empty] | 387.1 | 387.1 | 34.4519
[13 empty] | 387.2 | 387.2 | 34.308
[13 empty] | 387.3 | 387.3 | 34.1625
[13 empty] | 387.4 | 387.4 | 34.0152
[13 empty] | 387.5 | 387.5 | 33.8663
[13 empty] | 387.6 | 387.6 | 33.7157
[13 empty] | 387.7 | 387.7 | 33.5634
[13 empty] | 387.8 | 387.8 | 33.4095
[13 empty] | 387.9 | 387.9 | 33.2539
[13 empty] | 388 | 388 | 33.0967
[13 empty] | 388.1 | 388.1 | 32.9378
[13 empty] | 388.2 | 388.2 | 32.7773
[13 empty] | 388.3 | 388.3 | 32.6152
[13 empty] | 388.4 | 388.4 | 32.4514
[13 empty] | 388.5 | 388.5 | 32.2861
[13 empty] | 388.6 | 388.6 | 32.1191
[13 empty] | 388.7 | 388.7 | 31.9506
[13 empty] | 388.8 | 388.8 | 31.7805
[13 empty] | 388.9 | 388.9 | 31.6088
[13 empty] | 389 | 389 | 31.4355
[13 empty] | 389.1 | 389.1 | 31.2607
[13 empty] | 389.2 | 389.2 | 31.0844
[13 empty] | 389.3 | 389.3 | 30.9065
[13 empty] | 389.4 | 389.4 | 30.727
[13 empty] | 389.5 | 389.5 | 30.5461
[13 empty] | 389.6 | 389.6 | 30.3636
[13 empty] | 389.7 | 389.7 | 30.1797
[13 empty] | 389.8 | 389.8 | 29.9942
[13 empty] | 389.9 | 389.9 | 29.8073
[13 empty] | 390 | 390 | 29.6188
[13 empty] | 390.1 | 390.1 | 29.429
[13 empty] | 390.2 | 390.2 | 29.2376
[13 empty] | 390.3 | 390.3 | 29.0448
[13 empty] | 390.4 | 390.4 | 28.8506
[13 empty] | 390.5 | 390.5 | 28.6549
[13 empty] | 390.6 | 390.6 | 28.4579
[13 empty] | 390.7 | 390.7 | 28.2594
[13 empty] | 390.8 | 390.8 | 28.0595
[13 empty] | 390.9 | 390.9 | 27.8582
[13 empty] | 391 | 391 | 27.6556
[13 empty] | 391.1 | 391.1 | 27.4516
[13 empty] | 391.2 | 391.2 | 27.2462
[13 empty] | 391.3 | 391.3 | 27.0395
[13 empty] | 391.4 | 391.4 | 26.8314
[13 empty] | 391.5 | 391.5 | 26.622
[13 empty] | 391.6 | 391.6 | 26.4113
[13 empty] | 391.7 | 391.7 | 26.1993
[13 empty] | 391.8 | 391.8 | 25.9859
[13 empty] | 391.9 | 391.9 | 25.7713
[13 empty] | 392 | 392 | 25.5555
[13 empty] | 392.1 | 392.1 | 25.3383
[13 empty] | 392.2 | 392.2 | 25.1199
[13 empty] | 392.3 | 392.3 | 24.9003
[13 empty] | 392.4 | 392.4 | 24.6794
[13 empty] | 392.5 | 392.5 | 24.4573
[13 empty] | 392.6 | 392.6 | 24.234
[13 empty] | 392.7 | 392.7 | 24.0095
[13 empty] | 392.8 | 392.8 | 23.7838
[13 empty] | 392.9 | 392.9 | 23.5569
[13 empty] | 393 | 393 | 23.3289
[13 empty] | 393.1 | 393.1 | 23.0997
[13 empty] | 393.2 | 393.2 | 22.8694
[13 empty] | 393.3 | 393.3 | 22.6379
[13 empty] | 393.4 | 393.4 | 22.4053
[13 empty] | 393.5 | 393.5 | 22.1716
[13 empty] | 393.6 | 393.6 | 21.9368
[13 empty] | 393.7 | 393.7 | 21.7009
[13 empty] | 393.8 | 393.8 | 21.464
[13 empty] | 393.9 | 393.9 | 21.2259
[13 empty] | 394 | 394 | 20.9869
[13 empty] | 394.1 | 394.1 | 20.7468
[13 empty] | 394.2 | 394.2 | 20.5056
[13 empty] | 394.3 | 394.3 | 20.2635
[13 empty] | 394.4 | 394.4 | 20.0203
[13 empty] | 394.5 | 394.5 | 19.7762
[13 empty] | 394.6 | 394.6 | 19.531
[13 empty] | 394.7 | 394.7 | 19.2849
[13 empty] | 394.8 | 394.8 | 19.0379
[13 empty] | 394.9 | 394.9 | 18.7899
[13 empty] | 395 | 395 | 18.541
[13 empty] | 395.1 | 395.1 | 18.2911
[13 empty] | 395.2 | 395.2 | 18.0404
[13 empty] | 395.3 | 395.3 | 17.7888
[13 empty] | 395.4 | 395.4 | 17.5363
[13 empty] | 395.5 | 395.5 | 17.2829
[13 empty] | 395.6 | 395.6 | 17.0286
[13 empty] | 395.7 | 395.7 | 16.7735
[13 empty] | 395.8 | 395.8 | 16.5176
[13 empty] | 395.9 | 395.9 | 16.2609
[13 empty] | 396 | 396 | 16.0034
[13 empty] | 396.1 | 396.1 | 15.745
[13 empty] | 396.2 | 396.2 | 15.4859
[13 empty] | 396.3 | 396.3 | 15.226
[13 empty] | 396.4 | 396.4 | 14.9654
[13 empty] | 396.5 | 396.5 | 14.704
[13 empty] | 396.6 | 396.6 | 14.4419
[13 empty] | 396.7 | 396.7 | 14.1791
[13 empty] | 396.8 | 396.8 | 13.9156
[13 empty] | 396.9 | 396.9 | 13.6514
[13 empty] | 397 | 397 | 13.3865
[13 empty] | 397.1 | 397.1 | 13.121
[13 empty] | 397.2 | 397.2 | 12.8548
[13 empty] | 397.3 | 397.3 | 12.588
[13 empty] | 397.4 | 397.4 | 12.3205
[13 empty] | 397.5 | 397.5 | 12.0525
[13 empty] | 397.6 | 397.6 | 11.7838
[13 empty] | 397.7 | 397.7 | 11.5146
[13 empty] | 397.8 | 397.8 | 11.2448
[13 empty] | 397.9 | 397.9 | 10.9744
[13 empty] | 398 | 398 | 10.7035
[13 empty] | 398.1 | 398.1 | 10.432
[13 empty] | 398.2 | 398.2 | 10.1601
[13 empty] | 398.3 | 398.3 | 9.8876
[13 empty] | 398.4 | 398.4 | 9.6147
[13 empty] | 398.5 | 398.5 | 9.3412
[13 empty] | 398.6 | 398.6 | 9.0673
[13 empty] | 398.7 | 398.7 | 8.793
[13 empty] | 398.8 | 398.8 | 8.5182
[13 empty] | 398.9 | 398.9 | 8.243
[13 empty] | 399 | 399 | 7.9674
[13 empty] | 399.1 | 399.1 | 7.6914
[13 empty] | 399.2 | 399.2 | 7.4151
[13 empty] | 399.3 | 399.3 | 7.1383
[13 empty] | 399.4 | 399.4 | 6.8612
[13 empty] | 399.5 | 399.5 | 6.5838
[13 empty] | 399.6 | 399.6 | 6.306
[13 empty] | 399.7 | 399.7 | 6.0279
[13 empty] | 399.8 | 399.8 | 5.7496
[13 empty] | 399.9 | 399.9 | 5.4709
[13 empty] | 400 | 400 | 5.192
[13 empty] | 400.1 | 400.1 | 4.9128
[13 empty] | 400.2 | 400.2 | 4.6334
[13 empty] | 400.3 | 400.3 | 4.3537
[13 empty] | 400.4 | 400.4 | 4.0738
[13 empty] | 400.5 | 400.5 | 3.7938
[13 empty] | 400.6 | 400.6 | 3.5135
[13 empty] | 400.7 | 400.7 | 3.233
[13 empty] | 400.8 | 400.8 | 2.9525
[13 empty] | 400.9 | 400.9 | 2.6717
[13 empty] | 401 | 401 | 2.3908
[13 empty] | 401.1 | 401.1 | 2.1098
[13 empty] | 401.2 | 401.2 | 1.8287
[13 empty] | 401.3 | 401.3 | 1.5475
[13 empty] | 401.4 | 401.4 | 1.2663
[13 empty] | 401.5 | 401.5 | 0.98495
[13 empty] | 401.6 | 401.6 | 0.70357
[13 empty] | 401.7 | 401.7 | 0.42215
[13 empty] | 401.8 | 401.8 | 0.14072
[13 empty] | 401.9 | 401.9 | 0.14072
[13 empty] | 402 | 402 | 0.42215
[13 empty] | 402.1 | 402.1 | 0.70357
[13 empty] | 402.2 | 402.2 | 0.98495
[13 empty] | 402.3 | 402.3 | 1.2663
[13 empty] | 402.4 | 402.4 | 1.5475
[13 empty] | 402.5 | 402.5 | 1.8287
[13 empty] | 402.6 | 402.6 | 2.1098
[13 empty] | 402.7 | 402.7 | 2.3908
[13 empty] | 402.8 | 402.8 | 2.6717
[13 empty] | 402.9 | 402.9 | 2.9525
[13 empty] | 403 | 403 | 3.233
[13 empty] | 403.1 | 403.1 | 3.5135
[13 empty] | 403.2 | 403.2 | 3.7938
[13 empty] | 403.3 | 403.3 | 4.0738
[13 empty] | 403.4 | 403.4 | 4.3537
[13 empty] | 403.5 | 403.5 | 4.6334
[13 empty] | 403.6 | 403.6 | 4.9128
[13 empty] | 403.7 | 403.7 | 5.192
[13 empty] | 403.8 | 403.8 | 5.4709
[13 empty] | 403.9 | 403.9 | 5.7496
[13 empty] | 404 | 404 | 6.0279
[13 empty] | 404.1 | 404.1 | 6.306
[13 empty] | 404.2 | 404.2 | 6.5838
[13 empty] | 404.3 | 404.3 | 6.8612
[13 empty] | 404.4 | 404.4 | 7.1383
[13 empty] | 404.5 | 404.5 | 7.4151
[13 empty] | 404.6 | 404.6 | 7.6914
[13 empty] | 404.7 | 404.7 | 7.9674
[13 empty] | 404.8 | 404.8 | 8.243
[13 empty] | 404.9 | 404.9 | 8.5182
[13 empty] | 405 | 405 | 8.793
[13 empty] | 405.1 | 405.1 | 9.0673
[13 empty] | 405.2 | 405.2 | 9.3412
[13 empty] | 405.3 | 405.3 | 9.6147
[13 empty] | 405.4 | 405.4 | 9.8876
[13 empty] | 405.5 | 405.5 | 10.1601
[13 empty] | 405.6 | 405.6 | 10.432
[13 empty] | 405.7 | 405.7 | 10.7035
[13 empty] | 405.8 | 405.8 | 10.9744
[13 empty] | 405.9 | 405.9 | 11.2448
[13 empty] | 406 | 406 | 11.5146
[13 empty] | 406.1 | 406.1 | 11.7838
[13 empty] | 406.2 | 406.2 | 12.0525
[13 empty] | 406.3 | 406.3 | 12.3205
[13 empty] | 406.4 | 406.4 | 12.588
[13 empty] | 406.5 | 406.5 | 12.8548
[13 empty] | 406.6 | 406.6 | 13.121
[13 empty] | 406.7 | 406.7 | 13.3865
[13 empty] | 406.8 | 406.8 | 13.6514
[13 empty] | 406.9 | 406.9 | 13.9156
[13 empty] | 407 | 407 | 14.1791
[13 empty] | 407.1 | 407.1 | 14.4419
[13 empty] | 407.2 | 407.2 | 14.704
[13 empty] | 407.3 | 407.3 | 14.9654
[13 empty] | 407.4 | 407.4 | 15.226
[13 empty] | 407.5 | 407.5 | 15.4859
[13 empty] | 407.6 | 407.6 | 15.745
[13 empty] | 407.7 | 407.7 | 16.0034
[13 empty] | 407.8 | 407.8 | 16.2609
[13 empty] | 407.9 | 407.9 | 16.5176
[13 empty] | 408 | 408 | 16.7735
[13 empty] | 408.1 | 408.1 | 17.0286
[13 empty] | 408.2 | 408.2 | 17.2829
[13 empty] | 408.3 | 408.3 | 17.5363
[13 empty] | 408.4 | 408.4 | 17.7888
[13 empty] | 408.5 | 408.5 | 18.0404
[13 empty] | 408.6 | 408.6 | 18.2911
[13 empty] | 408.7 | 408.7 | 18.541
[13 empty] | 408.8 | 408.8 | 18.7899
[13 empty] | 408.9 | 408.9 | 19.0379
[13 empty] | 409 | 409 | 19.2849
[13 empty] | 409.1 | 409.1 | 19.531
[13 empty] | 409.2 | 409.2 | 19.7762
[13 empty] | 409.3 | 409.3 | 20.0203
[13 empty] | 409.4 | 409.4 | 20.2635
[13 empty] | 409.5 | 409.5 | 20.5056
[13 empty] | 409.6 | 409.6 | 20.7468
[13 empty] | 409.7 | 409.7 | 20.9869
[13 empty] | 409.8 | 409.8 | 21.2259
[13 empty] | 409.9 | 409.9 | 21.464
[13 empty] | 410 | 410 | 21.7009
[13 empty] | 410.1 | 410.1 | 21.9368
[13 empty] | 410.2 | 410.2 | 22.1716
[13 empty] | 410.3 | 410.3 | 22.4053
[13 empty] | 410.4 | 410.4 | 22.6379
[13 empty] | 410.5 | 410.5 | 22.8694
[13 empty] | 410.6 | 410.6 | 23.0997
[13 empty] | 410.7 | 410.7 | 23.3289
[13 empty] | 410.8 | 410.8 | 23.5569
[13 empty] | 410.9 | 410.9 | 23.7838
[13 empty] | 411 | 411 | 24.0095
[13 empty] | 411.1 | 411.1 | 24.234
[13 empty] | 411.2 | 411.2 | 24.4573
[13 empty] | 411.3 | 411.3 | 24.6794
[13 empty] | 411.4 | 411.4 | 24.9003
[13 empty] | 411.5 | 411.5 | 25.1199
[13 empty] | 411.6 | 411.6 | 25.3383
[13 empty] | 411.7 | 411.7 | 25.5555
[13 empty] | 411.8 | 411.8 | 25.7713
[13 empty] | 411.9 | 411.9 | 25.9859
[13 empty] | 412 | 412 | 26.1993
[13 empty] | 412.1 | 412.1 | 26.4113
[13 empty] | 412.2 | 412.2 | 26.622
[13 empty] | 412.3 | 412.3 | 26.8314
[13 empty] | 412.4 | 412.4 | 27.0395
[13 empty] | 412.5 | 412.5 | 27.2462
[13 empty] | 412.6 | 412.6 | 27.4516
[13 empty] | 412.7 | 412.7 | 27.6556
[13 empty] | 412.8 | 412.8 | 27.8582
[13 empty] | 412.9 | 412.9 | 28.0595
[13 empty] | 413 | 413 | 28.2594
[13 empty] | 413.1 | 413.1 | 28.4579
[13 empty] | 413.2 | 413.2 | 28.6549
[13 empty] | 413.3 | 413.3 | 28.8506
[13 empty] | 413.4 | 413.4 | 29.0448
[13 empty] | 413.5 | 413.5 | 29.2376
[13 empty] | 413.6 | 413.6 | 29.429
[13 empty] | 413.7 | 413.7 | 29.6188
[13 empty] | 413.8 | 413.8 | 29.8073
[13 empty] | 413.9 | 413.9 | 29.9942
[13 empty] | 414 | 414 | 30.1797
[13 empty] | 414.1 | 414.1 | 30.3636
[13 empty] | 414.2 | 414.2 | 30.5461
[13 empty] | 414.3 | 414.3 | 30.727
[13 empty] | 414.4 | 414.4 | 30.9065
[13 empty] | 414.5 | 414.5 | 31.0844
[13 empty] | 414.6 | 414.6 | 31.2607
[13 empty] | 414.7 | 414.7 | 31.4355
[13 empty] | 414.8 | 414.8 | 31.6088
[13 empty] | 414.9 | 414.9 | 31.7805
[13 empty] | 415 | 415 | 31.9506
[13 empty] | 415.1 | 415.1 | 32.1191
[13 empty] | 415.2 | 415.2 | 32.2861
[13 empty] | 415.3 | 415.3 | 32.4514
[13 empty] | 415.4 | 415.4 | 32.6152
[13 empty] | 415.5 | 415.5 | 32.7773
[13 empty] | 415.6 | 415.6 | 32.9378
[13 empty] | 415.7 | 415.7 | 33.0967
[13 empty] | 415.8 | 415.8 | 33.2539
[13 empty] | 415.9 | 415.9 | 33.4095
[13 empty] | 416 | 416 | 33.5634
[13 empty] | 416.1 | 416.1 | 33.7157
[13 empty] | 416.2 | 416.2 | 33.8663
[13 empty] | 416.3 | 416.3 | 34.0152
[13 empty] | 416.4 | 416.4 | 34.1625
[13 empty] | 416.5 | 416.5 | 34.308
[13 empty] | 416.6 | 416.6 | 34.4519
[13 empty] | 416.7 | 416.7 | 34.594
[13 empty] | 416.8 | 416.8 | 34.7344
[13 empty] | 416.9 | 416.9 | 34.8732
[13 empty] | 417 | 417 | 35.0102
[13 empty] | 417.1 | 417.1 | 35.1454
[13 empty] | 417.2 | 417.2 | 35.2789
[13 empty] | 417.3 | 417.3 | 35.4107
[13 empty] | 417.4 | 417.4 | 35.5407
[13 empty] | 417.5 | 417.5 | 35.669
[13 empty] | 417.6 | 417.6 | 35.7955
[13 empty] | 417.7 | 417.7 | 35.9202
[13 empty] | 417.8 | 417.8 | 36.0431
[13 empty] | 417.9 | 417.9 | 36.1643
[13 empty] | 418 | 418 | 36.2836
[13 empty] | 418.1 | 418.1 | 36.4012
[13 empty] | 418.2 | 418.2 | 36.517
[13 empty] | 418.3 | 418.3 | 36.6309
[13 empty] | 418.4 | 418.4 | 36.7431
[13 empty] | 418.5 | 418.5 | 36.8534
[13 empty] | 418.6 | 418.6 | 36.9619
[13 empty] | 418.7 | 418.7 | 37.0686
[13 empty] | 418.8 | 418.8 | 37.1734
[13 empty] | 418.9 | 418.9 | 37.2764
[13 empty] | 419 | 419 | 37.3776
[13 empty] | 419.1 | 419.1 | 37.4769
[13 empty] | 419.2 | 419.2 | 37.5743
[13 empty] | 419.3 | 419.3 | 37.6699
[13 empty] | 419.4 | 419.4 | 37.7636
[13 empty] | 419.5 | 419.5 | 37.8555
[13 empty] | 419.6 | 419.6 | 37.9455
[13 empty] | 419.7 | 419.7 | 38.0336
[13 empty] | 419.8 | 419.8 | 38.1198
[13 empty] | 419.9 | 419.9 | 38.2041
[13 empty] | 420 | 420 | 38.2865
[13 empty] | 420.1 | 420.1 | 38.3671
[13 empty] | 420.2 | 420.2 | 38.4457
[13 empty] | 420.3 | 420.3 | 38.5225
[13 empty] | 420.4 | 420.4 | 38.5973
[13 empty] | 420.5 | 420.5 | 38.6702
[13 empty] | 420.6 | 420.6 | 38.7412
[13 empty] | 420.7 | 420.7 | 38.8103
[13 empty] | 420.8 | 420.8 | 38.8775
[13 empty] | 420.9 | 420.9 | 38.9427
[13 empty] | 421 | 421 | 39.006
[13 empty] | 421.1 | 421.1 | 39.0674
[13 empty] | 421.2 | 421.2 | 39.1269
[13 empty] | 421.3 | 421.3 | 39.1844
[13 empty] | 421.4 | 421.4 | 39.24
[13 empty] | 421.5 | 421.5 | 39.2936
[13 empty] | 421.6 | 421.6 | 39.3453
[13 empty] | 421.7 | 421.7 | 39.395
[13 empty] | 421.8 | 421.8 | 39.4428
[13 empty] | 421.9 | 421.9 | 39.4886
[13 empty] | 422 | 422 | 39.5325
[13 empty] | 422.1 | 422.1 | 39.5744
[13 empty] | 422.2 | 422.2 | 39.6144
[13 empty] | 422.3 | 422.3 | 39.6524
[13 empty] | 422.4 | 422.4 | 39.6885
[13 empty] | 422.5 | 422.5 | 39.7225
[13 empty] | 422.6 | 422.6 | 39.7546
[13 empty] | 422.7 | 422.7 | 39.7848
[13 empty] | 422.8 | 422.8 | 39.813
[13 empty] | 422.9 | 422.9 | 39.8392
[13 empty] | 423 | 423 | 39.8634
[13 empty] | 423.1 | 423.1 | 39.8856
[13 empty] | 423.2 | 423.2 | 39.9059
[13 empty] | 423.3 | 423.3 | 39.9242
[13 empty] | 423.4 | 423.4 | 39.9405
[13 empty] | 423.5 | 423.5 | 39.9549
[13 empty] | 423.6 | 423.6 | 39.9673
[13 empty] | 423.7 | 423.7 | 39.9777
[13 empty] | 423.8 | 423.8 | 39.9861
[13 empty] | 423.9 | 423.9 | 39.9925
[13 empty] | 424 | 424 | 39.997
[13 empty] | 424.1 | 424.1 | 39.9994
[13 empty] | 424.2 | 424.2 | 39.9999
[13 empty] | 424.3 | 424.3 | 39.9985
[13 empty] | 424.4 | 424.4 | 39.995
[13 empty] | 424.5 | 424.5 | 39.9895
[13 empty] | 424.6 | 424.6 | 39.9821
[13 empty] | 424.7 | 424.7 | 39.9727
[13 empty] | 424.8 | 424.8 | 39.9613
[13 empty] | 424.9 | 424.9 | 39.948
[13 empty] | 425 | 425 | 39.9326
[13 empty] | 425.1 | 425.1 | 39.9153
[13 empty] | 425.2 | 425.2 | 39.896
[13 empty] | 425.3 | 425.3 | 39.8748
[13 empty] | 425.4 | 425.4 | 39.8515
[13 empty] | 425.5 | 425.5 | 39.8263
[13 empty] | 425.6 | 425.6 | 39.7991
[13 empty] | 425.7 | 425.7 | 39.77
[13 empty] | 425.8 | 425.8 | 39.7388
[13 empty] | 425.9 | 425.9 | 39.7057
[13 empty] | 426 | 426 | 39.6707
[13 empty] | 426.1 | 426.1 | 39.6337
[13 empty] | 426.2 | 426.2 | 39.5947
[13 empty] | 426.3 | 426.3 | 39.5537
[13 empty] | 426.4 | 426.4 | 39.5108
[13 empty] | 426.5 | 426.5 | 39.466
[13 empty] | 426.6 | 426.6 | 39.4192
[13 empty] | 426.7 | 426.7 | 39.3704
[13 empty] | 426.8 | 426.8 | 39.3197
[13 empty] | 426.9 | 426.9 | 39.267
[13 empty] | 427 | 427 | 39.2124
[13 empty] | 427.1 | 427.1 | 39.1559
[13 empty] | 427.2 | 427.2 | 39.0974
[13 empty] | 427.3 | 427.3 | 39.037
[13 empty] | 427.4 | 427.4 | 38.9746
[13 empty] | 427.5 | 427.5 | 38.9103
[13 empty] | 427.6 | 427.6 | 38.8441
[13 empty] | 427.7 | 427.7 | 38.776
[13 empty] | 427.8 | 427.8 | 38.706
[13 empty] | 427.9 | 427.9 | 38.634
[13 empty] | 428 | 428 | 38.5601
[13 empty] | 428.1 | 428.1 | 38.4843
[13 empty] | 428.2 | 428.2 | 38.4066
[13 empty] | 428.3 | 428.3 | 38.327
[13 empty] | 428.4 | 428.4 | 38.2456
[13 empty] | 428.5 | 428.5 | 38.1622
[13 empty] | 428.6 | 428.6 | 38.0769
[13 empty] | 428.7 | 428.7 | 37.9897
[13 empty] | 428.8 | 428.8 | 37.9007
[13 empty] | 428.9 | 428.9 | 37.8098
[13 empty] | 429 | 429 | 37.717
[13 empty] | 429.1 | 429.1 | 37.6223
[13 empty] | 429.2 | 429.2 | 37.5258
[13 empty] | 429.3 | 429.3 | 37.4275
[13 empty] | 429.4 | 429.4 | 37.3272
[13 empty] | 429.5 | 429.5 | 37.2251
[13 empty] | 429.6 | 429.6 | 37.1212
[13 empty] | 429.7 | 429.7 | 37.0155
[13 empty] | 429.8 | 429.8 | 36.9079
[13 empty] | 429.9 | 429.9 | 36.7985
[13 empty] | 430 | 430 | 36.6872
[13 empty] | 430.1 | 430.1 | 36.5742
[13 empty] | 430.2 | 430.2 | 36.4593
[13 empty] | 430.3 | 430.3 | 36.3426
[13 empty] | 430.4 | 430.4 | 36.2242
[13 empty] | 430.5 | 430.5 | 36.1039
[13 empty] | 430.6 | 430.6 | 35.9819
[13 empty] | 430.7 | 430.7 | 35.858
[13 empty] | 430.8 | 430.8 | 35.7324
[13 empty] | 430.9 | 430.9 | 35.6051
[13 empty] | 431 | 431 | 35.4759
[13 empty] | 431.1 | 431.1 | 35.345
[13 empty] | 431.2 | 431.2 | 35.2124
[13 empty] | 431.3 | 431.3 | 35.078
[13 empty] | 431.4 | 431.4 | 34.9419
[13 empty] | 431.5 | 431.5 | 34.804
[13 empty] | 431.6 | 431.6 | 34.6644
[13 empty] | 431.7 | 431.7 | 34.5232
[13 empty] | 431.8 | 431.8 | 34.3802
[13 empty] | 431.9 | 431.9 | 34.2355
[13 empty] | 432 | 432 | 34.0891
[13 empty] | 432.1 | 432.1 | 33.941
[13 empty] | 432.2 | 432.2 | 33.7912
[13 empty] | 432.3 | 432.3 | 33.6398
[13 empty] | 432.4 | 432.4 | 33.4867
[13 empty] | 432.5 | 432.5 | 33.3319
[13 empty] | 432.6 | 432.6 | 33.1755
[13 empty] | 432.7 | 432.7 | 33.0174
[13 empty] | 432.8 | 432.8 | 32.8577
[13 empty] | 432.9 | 432.9 | 32.6964
[13 empty] | 433 | 433 | 32.5335
[13 empty] | 433.1 | 433.1 | 32.3689
[13 empty] | 433.2 | 433.2 | 32.2028
[13 empty] | 433.3 | 433.3 | 32.0351
[13 empty] | 433.4 | 433.4 | 31.8657
[13 empty] | 433.5 | 433.5 | 31.6948
[13 empty] | 433.6 | 433.6 | 31.5224
[13 empty] | 433.7 | 433.7 | 31.3483
[13 empty] | 433.8 | 433.8 | 31.1727
[13 empty] | 433.9 | 433.9 | 30.9956
[13 empty] | 434 | 434 | 30.8169
[13 empty] | 434.1 | 434.1 | 30.6368
[13 empty] | 434.2 | 434.2 | 30.455
[13 empty] | 434.3 | 434.3 | 30.2718
[13 empty] | 434.4 | 434.4 | 30.0871
[13 empty] | 434.5 | 434.5 | 29.9009
[13 empty] | 434.6 | 434.6 | 29.7132
[13 empty] | 434.7 | 434.7 | 29.5241
[13 empty] | 434.8 | 434.8 | 29.3335
[13 empty] | 434.9 | 434.9 | 29.1414
[13 empty] | 435 | 435 | 28.9479
[13 empty] | 435.1 | 435.1 | 28.7529
[13 empty] | 435.2 | 435.2 | 28.5566
[13 empty] | 435.3 | 435.3 | 28.3588
[13 empty] | 435.4 | 435.4 | 28.1596
[13 empty] | 435.5 | 435.5 | 27.959
[13 empty] | 435.6 | 435.6 | 27.7571
[13 empty] | 435.7 | 435.7 | 27.5537
[13 empty] | 435.8 | 435.8 | 27.349
[13 empty] | 435.9 | 435.9 | 27.143
[13 empty] | 436 | 436 | 26.9356
[13 empty] | 436.1 | 436.1 | 26.7269
[13 empty] | 436.2 | 436.2 | 26.5168
[13 empty] | 436.3 | 436.3 | 26.3054
[13 empty] | 436.4 | 436.4 | 26.0928
[13 empty] | 436.5 | 436.5 | 25.8788
[13 empty] | 436.6 | 436.6 | 25.6636
[13 empty] | 436.7 | 436.7 | 25.447
[13 empty] | 436.8 | 436.8 | 25.2293
[13 empty] | 436.9 | 436.9 | 25.0103
[13 empty] | 437 | 437 | 24.79
[13 empty] | 437.1 | 437.1 | 24.5685
[13 empty] | 437.2 | 437.2 | 24.3458
[13 empty] | 437.3 | 437.3 | 24.1219
[13 empty] | 437.4 | 437.4 | 23.8968
[13 empty] | 437.5 | 437.5 | 23.6705
[13 empty] | 437.6 | 437.6 | 23.4431
[13 empty] | 437.7 | 437.7 | 23.2144
[13 empty] | 437.8 | 437.8 | 22.9847
[13 empty] | 437.9 | 437.9 | 22.7538
[13 empty] | 438 | 438 | 22.5217
[13 empty] | 438.1 | 438.1 | 22.2886
[13 empty] | 438.2 | 438.2 | 22.0543
[13 empty] | 438.3 | 438.3 | 21.819
[13 empty] | 438.4 | 438.4 | 21.5826
[13 empty] | 438.5 | 438.5 | 21.3451
[13 empty] | 438.6 | 438.6 | 21.1065
[13 empty] | 438.7 | 438.7 | 20.8669
[13 empty] | 438.8 | 438.8 | 20.6263
[13 empty] | 438.9 | 438.9 | 20.3847
[13 empty] | 439 | 439 | 20.142
[13 empty] | 439.1 | 439.1 | 19.8984
[13 empty] | 439.2 | 439.2 | 19.6537
[13 empty] | 439.3 | 439.3 | 19.4081
[13 empty] | 439.4 | 439.4 | 19.1615
[13 empty] | 439.5 | 439.5 | 18.914
[13 empty] | 439.6 | 439.6 | 18.6656
[13 empty] | 439.7 | 439.7 | 18.4162
[13 empty] | 439.8 | 439.8 | 18.1659
[13 empty] | 439.9 | 439.9 | 17.9147
[13 empty] | 440 | 440 | 17.6626
[13 empty] | 440.1 | 440.1 | 17.4097
[13 empty] | 440.2 | 440.2 | 17.1559
[13 empty] | 440.3 | 440.3 | 16.9012
[13 empty] | 440.4 | 440.4 | 16.6457
[13 empty] | 440.5 | 440.5 | 16.3894
[13 empty] | 440.6 | 440.6 | 16.1322
[13 empty] | 440.7 | 440.7 | 15.8743
[13 empty] | 440.8 | 440.8 | 15.6156
[13 empty] | 440.9 | 440.9 | 15.3561
[13 empty] | 441 | 441 | 15.0958
[13 empty] | 441.1 | 441.1 | 14.8348
[13 empty] | 441.2 | 441.2 | 14.5731
[13 empty] | 441.3 | 441.3 | 14.3106
[13 empty] | 441.4 | 441.4 | 14.0475
[13 empty] | 441.5 | 441.5 | 13.7836
[13 empty] | 441.6 | 441.6 | 13.5191
[13 empty] | 441.7 | 441.7 | 13.2538
[13 empty] | 441.8 | 441.8 | 12.988
[13 empty] | 441.9 | 441.9 | 12.7215
[13 empty] | 442 | 442 | 12.4543
[13 empty] | 442.1 | 442.1 | 12.1866
[13 empty] | 442.2 | 442.2 | 11.9182
[13 empty] | 442.3 | 442.3 | 11.6493
[13 empty] | 442.4 | 442.4 | 11.3797
[13 empty] | 442.5 | 442.5 | 11.1096
[13 empty] | 442.6 | 442.6 | 10.839
[13 empty] | 442.7 | 442.7 | 10.5678
[13 empty] | 442.8 | 442.8 | 10.2961
[13 empty] | 442.9 | 442.9 | 10.0239
[13 empty] | 443 | 443 | 9.7512
[13 empty] | 443.1 | 443.1 | 9.478
[13 empty] | 443.2 | 443.2 | 9.2043
[13 empty] | 443.3 | 443.3 | 8.9302
[13 empty] | 443.4 | 443.4 | 8.6557
[13 empty] | 443.5 | 443.5 | 8.3807
[13 empty] | 443.6 | 443.6 | 8.1053
[13 empty] | 443.7 | 443.7 | 7.8295
[13 empty] | 443.8 | 443.8 | 7.5533
[13 empty] | 443.9 | 443.9 | 7.2767
[13 empty] | 444 | 444 | 6.9998
[13 empty] | 444.1 | 444.1 | 6.7225
[13 empty] | 444.2 | 444.2 | 6.4449
[13 empty] | 444.3 | 444.3 | 6.167
[13 empty] | 444.4 | 444.4 | 5.8888
[13 empty] | 444.5 | 444.5 | 5.6103
[13 empty] | 444.6 | 444.6 | 5.3315
[13 empty] | 444.7 | 444.7 | 5.0524
[13 empty] | 444.8 | 444.8 | 4.7731
[13 empty] | 444.9 | 444.9 | 4.4936
[13 empty] | 445 | 445 | 4.2138
[13 empty] | 445.1 | 445.1 | 3.9338
[13 empty] | 445.2 | 445.2 | 3.6536
[13 empty] | 445.3 | 445.3 | 3.3733
[13 empty] | 445.4 | 445.4 | 3.0928
[13 empty] | 445.5 | 445.5 | 2.8121
[13 empty] | 445.6 | 445.6 | 2.5313
[13 empty] | 445.7 | 445.7 | 2.2503
[13 empty] | 445.8 | 445.8 | 1.9693
[13 empty] | 445.9 | 445.9 | 1.6881
[13 empty] | 446 | 446 | 1.4069
[13 empty] | 446.1 | 446.1 | 1.1256
[13 empty] | 446.2 | 446.2 | 0.84426
[13 empty] | 446.3 | 446.3 | 0.56286
[13 empty] | 446.4 | 446.4 | 0.28144
[13 empty] | 446.5 | 446.5 | 9.3023e-11
[13 empty] | 446.6 | 446.6 | 0.28144
[13 empty] | 446.7 | 446.7 | 0.56286
[13 empty] | 446.8 | 446.8 | 0.84426
[13 empty] | 446.9 | 446.9 | 1.1256
[13 empty] | 447 | 447 | 1.4069
[13 empty] | 447.1 | 447.1 | 1.6881
[13 empty] | 447.2 | 447.2 | 1.9693
[13 empty] | 447.3 | 447.3 | 2.2503
[13 empty] | 447.4 | 447.4 | 2.5313
[13 empty] | 447.5 | 447.5 | 2.8121
[13 empty] | 447.6 | 447.6 | 3.0928
[13 empty] | 447.7 | 447.7 | 3.3733
[13 empty] | 447.8 | 447.8 | 3.6536
[13 empty] | 447.9 | 447.9 | 3.9338
[13 empty] | 448 | 448 | 4.2138
[13 empty] | 448.1 | 448.1 | 4.4936
[13 empty] | 448.2 | 448.2 | 4.7731
[13 empty] | 448.3 | 448.3 | 5.0524
[13 empty] | 448.4 | 448.4 | 5.3315
[13 empty] | 448.5 | 448.5 | 5.6103
[13 empty] | 448.6 | 448.6 | 5.8888
[13 empty] | 448.7 | 448.7 | 6.167
[13 empty] | 448.8 | 448.8 | 6.4449
[13 empty] | 448.9 | 448.9 | 6.7225
[13 empty] | 449 | 449 | 6.9998
[13 empty] | 449.1 | 449.1 | 7.2767
[13 empty] | 449.2 | 449.2 | 7.5533
[13 empty] | 449.3 | 449.3 | 7.8295
[13 empty] | 449.4 | 449.4 | 8.1053
[13 empty] | 449.5 | 449.5 | 8.3807
[13 empty] | 449.6 | 449.6 | 8.6557
[13 empty] | 449.7 | 449.7 | 8.9302
[13 empty] | 449.8 | 449.8 | 9.2043
[13 empty] | 449.9 | 449.9 | 9.478
[13 empty] | 450 | 450 | 9.7512
[13 empty] | 450.1 | 450.1 | 10.0239
[13 empty] | 450.2 | 450.2 | 10.2961
[13 empty] | 450.3 | 450.3 | 10.5678
[13 empty] | 450.4 | 450.4 | 10.839
[13 empty] | 450.5 | 450.5 | 11.1096
[13 empty] | 450.6 | 450.6 | 11.3797
[13 empty] | 450.7 | 450.7 | 11.6493
[13 empty] | 450.8 | 450.8 | 11.9182
[13 empty] | 450.9 | 450.9 | 12.1866
[13 empty] | 451 | 451 | 12.4543
[13 empty] | 451.1 | 451.1 | 12.7215
[13 empty] | 451.2 | 451.2 | 12.988
[13 empty] | 451.3 | 451.3 | 13.2538
[13 empty] | 451.4 | 451.4 | 13.5191
[13 empty] | 451.5 | 451.5 | 13.7836
[13 empty] | 451.6 | 451.6 | 14.0475
[13 empty] | 451.7 | 451.7 | 14.3106
[13 empty] | 451.8 | 451.8 | 14.5731
[13 empty] | 451.9 | 451.9 | 14.8348
[13 empty] | 452 | 452 | 15.0958
[13 empty] | 452.1 | 452.1 | 15.3561
[13 empty] | 452.2 | 452.2 | 15.6156
[13 empty] | 452.3 | 452.3 | 15.8743
[13 empty] | 452.4 | 452.4 | 16.1322
[13 empty] | 452.5 | 452.5 | 16.3894
[13 empty] | 452.6 | 452.6 | 16.6457
[13 empty] | 452.7 | 452.7 | 16.9012
[13 empty] | 452.8 | 452.8 | 17.1559
[13 empty] | 452.9 | 452.9 | 17.4097
[13 empty] | 453 | 453 | 17.6626
[13 empty] | 453.1 | 453.1 | 17.9147
[13 empty] | 453.2 | 453.2 | 18.1659
[13 empty] | 453.3 | 453.3 | 18.4162
[13 empty] | 453.4 | 453.4 | 18.6656
[13 empty] | 453.5 | 453.5 | 18.914
[13 empty] | 453.6 | 453.6 | 19.1615
[13 empty] | 453.7 | 453.7 | 19.4081
[13 empty] | 453.8 | 453.8 | 19.6537
[13 empty] | 453.9 | 453.9 | 19.8984
[13 empty] | 454 | 454 | 20.142
[13 empty] | 454.1 | 454.1 | 20.3847
[13 empty] | 454.2 | 454.2 | 20.6263
[13 empty] | 454.3 | 454.3 | 20.8669
[13 empty] | 454.4 | 454.4 | 21.1065
[13 empty] | 454.5 | 454.5 | 21.3451
[13 empty] | 454.6 | 454.6 | 21.5826
[13 empty] | 454.7 | 454.7 | 21.819
[13 empty] | 454.8 | 454.8 | 22.0543
[13 empty] | 454.9 | 454.9 | 22.2886
[13 empty] | 455 | 455 | 22.5217
[13 empty] | 455.1 | 455.1 | 22.7538
[13 empty] | 455.2 | 455.2 | 22.9847
[13 empty] | 455.3 | 455.3 | 23.2144
[13 empty] | 455.4 | 455.4 | 23.4431
[13 empty] | 455.5 | 455.5 | 23.6705
[13 empty] | 455.6 | 455.6 | 23.8968
[13 empty] | 455.7 | 455.7 | 24.1219
[13 empty] | 455.8 | 455.8 | 24.3458
[13 empty] | 455.9 | 455.9 | 24.5685
[13 empty] | 456 | 456 | 24.79
[13 empty] | 456.1 | 456.1 | 25.0103
[13 empty] | 456.2 | 456.2 | 25.2293
[13 empty] | 456.3 | 456.3 | 25.447
[13 empty] | 456.4 | 456.4 | 25.6636
[13 empty] | 456.5 | 456.5 | 25.8788
[13 empty] | 456.6 | 456.6 | 26.0928
[13 empty] | 456.7 | 456.7 | 26.3054
[13 empty] | 456.8 | 456.8 | 26.5168
[13 empty] | 456.9 | 456.9 | 26.7269
[13 empty] | 457 | 457 | 26.9356
[13 empty] | 457.1 | 457.1 | 27.143
[13 empty] | 457.2 | 457.2 | 27.349
[13 empty] | 457.3 | 457.3 | 27.5537
[13 empty] | 457.4 | 457.4 | 27.7571
[13 empty] | 457.5 | 457.5 | 27.959
[13 empty] | 457.6 | 457.6 | 28.1596
[13 empty] | 457.7 | 457.7 | 28.3588
[13 empty] | 457.8 | 457.8 | 28.5566
[13 empty] | 457.9 | 457.9 | 28.7529
[13 empty] | 458 | 458 | 28.9479
[13 empty] | 458.1 | 458.1 | 29.1414
[13 empty] | 458.2 | 458.2 | 29.3335
[13 empty] | 458.3 | 458.3 | 29.5241
[13 empty] | 458.4 | 458.4 | 29.7132
[13 empty] | 458.5 | 458.5 | 29.9009
[13 empty] | 458.6 | 458.6 | 30.0871
[13 empty] | 458.7 | 458.7 | 30.2718
[13 empty] | 458.8 | 458.8 | 30.455
[13 empty] | 458.9 | 458.9 | 30.6368
[13 empty] | 459 | 459 | 30.8169
[13 empty] | 459.1 | 459.1 | 30.9956
[13 empty] | 459.2 | 459.2 | 31.1727
[13 empty] | 459.3 | 459.3 | 31.3483
[13 empty] | 459.4 | 459.4 | 31.5224
[13 empty] | 459.5 | 459.5 | 31.6948
[13 empty] | 459.6 | 459.6 | 31.8657
[13 empty] | 459.7 | 459.7 | 32.0351
[13 empty] | 459.8 | 459.8 | 32.2028
[13 empty] | 459.9 | 459.9 | 32.3689
[13 empty] | 460 | 460 | 32.5335
[13 empty] | 460.1 | 460.1 | 32.6964
[13 empty] | 460.2 | 460.2 | 32.8577
[13 empty] | 460.3 | 460.3 | 33.0174
[13 empty] | 460.4 | 460.4 | 33.1755
[13 empty] | 460.5 | 460.5 | 33.3319
[13 empty] | 460.6 | 460.6 | 33.4867
[13 empty] | 460.7 | 460.7 | 33.6398
[13 empty] | 460.8 | 460.8 | 33.7912
[13 empty] | 460.9 | 460.9 | 33.941
[13 empty] | 461 | 461 | 34.0891
[13 empty] | 461.1 | 461.1 | 34.2355
[13 empty] | 461.2 | 461.2 | 34.3802
[13 empty] | 461.3 | 461.3 | 34.5232
[13 empty] | 461.4 | 461.4 | 34.6644
[13 empty] | 461.5 | 461.5 | 34.804
[13 empty] | 461.6 | 461.6 | 34.9419
[13 empty] | 461.7 | 461.7 | 35.078
[13 empty] | 461.8 | 461.8 | 35.2124
[13 empty] | 461.9 | 461.9 | 35.345
[13 empty] | 462 | 462 | 35.4759
[13 empty] | 462.1 | 462.1 | 35.6051
[13 empty] | 462.2 | 462.2 | 35.7324
[13 empty] | 462.3 | 462.3 | 35.858
[13 empty] | 462.4 | 462.4 | 35.9819
[13 empty] | 462.5 | 462.5 | 36.1039
[13 empty] | 462.6 | 462.6 | 36.2242
[13 empty] | 462.7 | 462.7 | 36.3426
[13 empty] | 462.8 | 462.8 | 36.4593
[13 empty] | 462.9 | 462.9 | 36.5742
[13 empty] | 463 | 463 | 36.6872
[13 empty] | 463.1 | 463.1 | 36.7985
[13 empty] | 463.2 | 463.2 | 36.9079
[13 empty] | 463.3 | 463.3 | 37.0155
[13 empty] | 463.4 | 463.4 | 37.1212
[13 empty] | 463.5 | 463.5 | 37.2251
[13 empty] | 463.6 | 463.6 | 37.3272
[13 empty] | 463.7 | 463.7 | 37.4275
[13 empty] | 463.8 | 463.8 | 37.5258
[13 empty] | 463.9 | 463.9 | 37.6223
[13 empty] | 464 | 464 | 37.717
[13 empty] | 464.1 | 464.1 | 37.8098
[13 empty] | 464.2 | 464.2 | 37.9007
[13 empty] | 464.3 | 464.3 | 37.9897
[13 empty] | 464.4 | 464.4 | 38.0769
[13 empty] | 464.5 | 464.5 | 38.1622
[13 empty] | 464.6 | 464.6 | 38.2456
[13 empty] | 464.7 | 464.7 | 38.327
[13 empty] | 464.8 | 464.8 | 38.4066
[13 empty] | 464.9 | 464.9 | 38.4843
[13 empty] | 465 | 465 | 38.5601
[13 empty] | 465.1 | 465.1 | 38.634
[13 empty] | 465.2 | 465.2 | 38.706
[13 empty] | 465.3 | 465.3 | 38.776
[13 empty] | 465.4 | 465.4 | 38.8441
[13 empty] | 465.5 | 465.5 | 38.9103
[13 empty] | 465.6 | 465.6 | 38.9746
[13 empty] | 465.7 | 465.7 | 39.037
[13 empty] | 465.8 | 465.8 | 39.0974
[13 empty] | 465.9 | 465.9 | 39.1559
[13 empty] | 466 | 466 | 39.2124
[13 empty] | 466.1 | 466.1 | 39.267
[13 empty] | 466.2 | 466.2 | 39.3197
[13 empty] | 466.3 | 466.3 | 39.3704
[13 empty] | 466.4 | 466.4 | 39.4192
[13 empty] | 466.5 | 466.5 | 39.466
[13 empty] | 466.6 | 466.6 | 39.5108
[13 empty] | 466.7 | 466.7 | 39.5537
[13 empty] | 466.8 | 466.8 | 39.5947
[13 empty] | 466.9 | 466.9 | 39.6337
[13 empty] | 467 | 467 | 39.6707
[13 empty] | 467.1 | 467.1 | 39.7057
[13 empty] | 467.2 | 467.2 | 39.7388
[13 empty] | 467.3 | 467.3 | 39.77
[13 empty] | 467.4 | 467.4 | 39.7991
[13 empty] | 467.5 | 467.5 | 39.8263
[13 empty] | 467.6 | 467.6 | 39.8515
[13 empty] | 467.7 | 467.7 | 39.8748
[13 empty] | 467.8 | 467.8 | 39.896
[13 empty] | 467.9 | 467.9 | 39.9153
[13 empty] | 468 | 468 | 39.9326
[13 empty] | 468.1 | 468.1 | 39.948
[13 empty] | 468.2 | 468.2 | 39.9613
[13 empty] | 468.3 | 468.3 | 39.9727
[13 empty] | 468.4 | 468.4 | 39.9821
[13 empty] | 468.5 | 468.5 | 39.9895
[13 empty] | 468.6 | 468.6 | 39.995
[13 empty] | 468.7 | 468.7 | 39.9985
[13 empty] | 468.8 | 468.8 | 39.9999
[13 empty] | 468.9 | 468.9 | 39.9994
[13 empty] | 469 | 469 | 39.997
[13 empty] | 469.1 | 469.1 | 39.9925
[13 empty] | 469.2 | 469.2 | 39.9861
[13 empty] | 469.3 | 469.3 | 39.9777
[13 empty] | 469.4 | 469.4 | 39.9673
[13 empty] | 469.5 | 469.5 | 39.9549
[13 empty] | 469.6 | 469.6 | 39.9405
[13 empty] | 469.7 | 469.7 | 39.9242
[13 empty] | 469.8 | 469.8 | 39.9059
[13 empty] | 469.9 | 469.9 | 39.8856
[13 empty] | 470 | 470 | 39.8634
[13 empty] | 470.1 | 470.1 | 39.8392
[13 empty] | 470.2 | 470.2 | 39.813
[13 empty] | 470.3 | 470.3 | 39.7848
[13 empty] | 470.4 | 470.4 | 39.7546
[13 empty] | 470.5 | 470.5 | 39.7225
[13 empty] | 470.6 | 470.6 | 39.6885
[13 empty] | 470.7 | 470.7 | 39.6524
[13 empty] | 470.8 | 470.8 | 39.6144
[13 empty] | 470.9 | 470.9 | 39.5744
[13 empty] | 471 | 471 | 39.5325
[13 empty] | 471.1 | 471.1 | 39.4886
[13 empty] | 471.2 | 471.2 | 39.4428
[13 empty] | 471.3 | 471.3 | 39.395
[13 empty] | 471.4 | 471.4 | 39.3453
[13 empty] | 471.5 | 471.5 | 39.2936
[13 empty] | 471.6 | 471.6 | 39.24
[13 empty] | 471.7 | 471.7 | 39.1844
[13 empty] | 471.8 | 471.8 | 39.1269
[13 empty] | 471.9 | 471.9 | 39.0674
[13 empty] | 472 | 472 | 39.006
[13 empty] | 472.1 | 472.1 | 38.9427
[13 empty] | 472.2 | 472.2 | 38.8775
[13 empty] | 472.3 | 472.3 | 38.8103
[13 empty] | 472.4 | 472.4 | 38.7412
[13 empty] | 472.5 | 472.5 | 38.6702
[13 empty] | 472.6 | 472.6 | 38.5973
[13 empty] | 472.7 | 472.7 | 38.5225
[13 empty] | 472.8 | 472.8 | 38.4457
[13 empty] | 472.9 | 472.9 | 38.3671
[13 empty] | 473 | 473 | 38.2865
[13 empty] | 473.1 | 473.1 | 38.2041
[13 empty] | 473.2 | 473.2 | 38.1198
[13 empty] | 473.3 | 473.3 | 38.0336
[13 empty] | 473.4 | 473.4 | 37.9455
[13 empty] | 473.5 | 473.5 | 37.8555
[13 empty] | 473.6 | 473.6 | 37.7636
[13 empty] | 473.7 | 473.7 | 37.6699
[13 empty] | 473.8 | 473.8 | 37.5743
[13 empty] | 473.9 | 473.9 | 37.4769
[13 empty] | 474 | 474 | 37.3776
[13 empty] | 474.1 | 474.1 | 37.2764
[13 empty] | 474.2 | 474.2 | 37.1734
[13 empty] | 474.3 | 474.3 | 37.0686
[13 empty] | 474.4 | 474.4 | 36.9619
[13 empty] | 474.5 | 474.5 | 36.8534
[13 empty] | 474.6 | 474.6 | 36.7431
[13 empty] | 474.7 | 474.7 | 36.6309
[13 empty] | 474.8 | 474.8 | 36.517
[13 empty] | 474.9 | 474.9 | 36.4012
[13 empty] | 475 | 475 | 36.2836
[13 empty] | 475.1 | 475.1 | 36.1643
[13 empty] | 475.2 | 475.2 | 36.0431
[13 empty] | 475.3 | 475.3 | 35.9202
[13 empty] | 475.4 | 475.4 | 35.7955
[13 empty] | 475.5 | 475.5 | 35.669
[13 empty] | 475.6 | 475.6 | 35.5407
[13 empty] | 475.7 | 475.7 | 35.4107
[13 empty] | 475.8 | 475.8 | 35.2789
[13 empty] | 475.9 | 475.9 | 35.1454
[13 empty] | 476 | 476 | 35.0102
[13 empty] | 476.1 | 476.1 | 34.8732
[13 empty] | 476.2 | 476.2 | 34.7344
[13 empty] | 476.3 | 476.3 | 34.594
[13 empty] | 476.4 | 476.4 | 34.4519
[13 empty] | 476.5 | 476.5 | 34.308
[13 empty] | 476.6 | 476.6 | 34.1625
[13 empty] | 476.7 | 476.7 | 34.0152
[13 empty] | 476.8 | 476.8 | 33.8663
[13 empty] | 476.9 | 476.9 | 33.7157
[13 empty] | 477 | 477 | 33.5634
[13 empty] | 477.1 | 477.1 | 33.4095
[13 empty] | 477.2 | 477.2 | 33.2539
[13 empty] | 477.3 | 477.3 | 33.0967
[13 empty] | 477.4 | 477.4 | 32.9378
[13 empty] | 477.5 | 477.5 | 32.7773
[13 empty] | 477.6 | 477.6 | 32.6152
[13 empty] | 477.7 | 477.7 | 32.4514
[13 empty] | 477.8 | 477.8 | 32.2861
[13 empty] | 477.9 | 477.9 | 32.1191
[13 empty] | 478 | 478 | 31.9506
[13 empty] | 478.1 | 478.1 | 31.7805
[13 empty] | 478.2 | 478.2 | 31.6088
[13 empty] | 478.3 | 478.3 | 31.4355
[13 empty] | 478.4 | 478.4 | 31.2607
[13 empty] | 478.5 | 478.5 | 31.0844
[13 empty] | 478.6 | 478.6 | 30.9065
[13 empty] | 478.7 | 478.7 | 30.727
[13 empty] | 478.8 | 478.8 | 30.5461
[13 empty] | 478.9 | 478.9 | 30.3636
[13 empty] | 479 | 479 | 30.1797
[13 empty] | 479.1 | 479.1 | 29.9942
[13 empty] | 479.2 | 479.2 | 29.8073
[13 empty] | 479.3 | 479.3 | 29.6188
[13 empty] | 479.4 | 479.4 | 29.429
[13 empty] | 479.5 | 479.5 | 29.2376
[13 empty] | 479.6 | 479.6 | 29.0448
[13 empty] | 479.7 | 479.7 | 28.8506
[13 empty] | 479.8 | 479.8 | 28.6549
[13 empty] | 479.9 | 479.9 | 28.4579
[13 empty] | 480 | 480 | 28.2594
[13 empty] | 480.1 | 480.1 | 28.0595
[13 empty] | 480.2 | 480.2 | 27.8582
[13 empty] | 480.3 | 480.3 | 27.6556
[13 empty] | 480.4 | 480.4 | 27.4516
[13 empty] | 480.5 | 480.5 | 27.2462
[13 empty] | 480.6 | 480.6 | 27.0395
[13 empty] | 480.7 | 480.7 | 26.8314
[13 empty] | 480.8 | 480.8 | 26.622
[13 empty] | 480.9 | 480.9 | 26.4113
[13 empty] | 481 | 481 | 26.1993
[13 empty] | 481.1 | 481.1 | 25.9859
[13 empty] | 481.2 | 481.2 | 25.7713
[13 empty] | 481.3 | 481.3 | 25.5555
[13 empty] | 481.4 | 481.4 | 25.3383
[13 empty] | 481.5 | 481.5 | 25.1199
[13 empty] | 481.6 | 481.6 | 24.9003
[13 empty] | 481.7 | 481.7 | 24.6794
[13 empty] | 481.8 | 481.8 | 24.4573
[13 empty] | 481.9 | 481.9 | 24.234
[13 empty] | 482 | 482 | 24.0095
[13 empty] | 482.1 | 482.1 | 23.7838
[13 empty] | 482.2 | 482.2 | 23.5569
[13 empty] | 482.3 | 482.3 | 23.3289
[13 empty] | 482.4 | 482.4 | 23.0997
[13 empty] | 482.5 | 482.5 | 22.8694
[13 empty] | 482.6 | 482.6 | 22.6379
[13 empty] | 482.7 | 482.7 | 22.4053
[13 empty] | 482.8 | 482.8 | 22.1716
[13 empty] | 482.9 | 482.9 | 21.9368
[13 empty] | 483 | 483 | 21.7009
[13 empty] | 483.1 | 483.1 | 21.464
[13 empty] | 483.2 | 483.2 | 21.2259
[13 empty] | 483.3 | 483.3 | 20.9869
[13 empty] | 483.4 | 483.4 | 20.7468
[13 empty] | 483.5 | 483.5 | 20.5056
[13 empty] | 483.6 | 483.6 | 20.2635
[13 empty] | 483.7 | 483.7 | 20.0203
[13 empty] | 483.8 | 483.8 | 19.7762
[13 empty] | 483.9 | 483.9 | 19.531
[13 empty] | 484 | 484 | 19.2849
[13 empty] | 484.1 | 484.1 | 19.0379
[13 empty] | 484.2 | 484.2 | 18.7899
[13 empty] | 484.3 | 484.3 | 18.541
[13 empty] | 484.4 | 484.4 | 18.2911
[13 empty] | 484.5 | 484.5 | 18.0404
[13 empty] | 484.6 | 484.6 | 17.7888
[13 empty] | 484.7 | 484.7 | 17.5363
[13 empty] | 484.8 | 484.8 | 17.2829
[13 empty] | 484.9 | 484.9 | 17.0286
[13 empty] | 485 | 485 | 16.7735
[13 empty] | 485.1 | 485.1 | 16.5176
[13 empty] | 485.2 | 485.2 | 16.2609
[13 empty] | 485.3 | 485.3 | 16.0034
[13 empty] | 485.4 | 485.4 | 15.745
[13 empty] | 485.5 | 485.5 | 15.4859
[13 empty] | 485.6 | 485.6 | 15.226
[13 empty] | 485.7 | 485.7 | 14.9654
[13 empty] | 485.8 | 485.8 | 14.704
[13 empty] | 485.9 | 485.9 | 14.4419
[13 empty] | 486 | 486 | 14.1791
[13 empty] | 486.1 | 486.1 | 13.9156
[13 empty] | 486.2 | 486.2 | 13.6514
[13 empty] | 486.3 | 486.3 | 13.3865
[13 empty] | 486.4 | 486.4 | 13.121
[13 empty] | 486.5 | 486.5 | 12.8548
[13 empty] | 486.6 | 486.6 | 12.588
[13 empty] | 486.7 | 486.7 | 12.3205
[13 empty] | 486.8 | 486.8 | 12.0525
[13 empty] | 486.9 | 486.9 | 11.7838
[13 empty] | 487 | 487 | 11.5146
[13 empty] | 487.1 | 487.1 | 11.2448
[13 empty] | 487.2 | 487.2 | 10.9744
[13 empty] | 487.3 | 487.3 | 10.7035
[13 empty] | 487.4 | 487.4 | 10.432
[13 empty] | 487.5 | 487.5 | 10.1601
[13 empty] | 487.6 | 487.6 | 9.8876
[13 empty] | 487.7 | 487.7 | 9.6147
[13 empty] | 487.8 | 487.8 | 9.3412
[13 empty] | 487.9 | 487.9 | 9.0673
[13 empty] | 488 | 488 | 8.793
[13 empty] | 488.1 | 488.1 | 8.5182
[13 empty] | 488.2 | 488.2 | 8.243
[13 empty] | 488.3 | 488.3 | 7.9674
[13 empty] | 488.4 | 488.4 | 7.6914
[13 empty] | 488.5 | 488.5 | 7.4151
[13 empty] | 488.6 | 488.6 | 7.1383
[13 empty] | 488.7 | 488.7 | 6.8612
[13 empty] | 488.8 | 488.8 | 6.5838
[13 empty] | 488.9 | 488.9 | 6.306
[13 empty] | 489 | 489 | 6.0279
[13 empty] | 489.1 | 489.1 | 5.7496
[13 empty] | 489.2 | 489.2 | 5.4709
[13 empty] | 489.3 | 489.3 | 5.192
[13 empty] | 489.4 | 489.4 | 4.9128
[13 empty] | 489.5 | 489.5 | 4.6334
[13 empty] | 489.6 | 489.6 | 4.3537
[13 empty] | 489.7 | 489.7 | 4.0738
[13 empty] | 489.8 | 489.8 | 3.7938
[13 empty] | 489.9 | 489.9 | 3.5135
[13 empty] | 490 | 490 | 3.233
[13 empty] | 490.1 | 490.1 | 2.9525
[13 empty] | 490.2 | 490.2 | 2.6717
[13 empty] | 490.3 | 490.3 | 2.3908
[13 empty] | 490.4 | 490.4 | 2.1098
[13 empty] | 490.5 | 490.5 | 1.8287
[13 empty] | 490.6 | 490.6 | 1.5475
[13 empty] | 490.7 | 490.7 | 1.2663
[13 empty] | 490.8 | 490.8 | 0.98495
[13 empty] | 490.9 | 490.9 | 0.70357
[13 empty] | 491 | 491 | 0.42215
[13 empty] | 491.1 | 491.1 | 0.14072
[13 empty] | 491.2 | 491.2 | 0.14072
[13 empty] | 491.3 | 491.3 | 0.42215
[13 empty] | 491.4 | 491.4 | 0.70357
[13 empty] | 491.5 | 491.5 | 0.98495
[13 empty] | 491.6 | 491.6 | 1.2663
[13 empty] | 491.7 | 491.7 | 1.5475
[13 empty] | 491.8 | 491.8 | 1.8287
[13 empty] | 491.9 | 491.9 | 2.1098
[13 empty] | 492 | 492 | 2.3908
[13 empty] | 492.1 | 492.1 | 2.6717
[13 empty] | 492.2 | 492.2 | 2.9525
[13 empty] | 492.3 | 492.3 | 3.233
[13 empty] | 492.4 | 492.4 | 3.5135
[13 empty] | 492.5 | 492.5 | 3.7938
[13 empty] | 492.6 | 492.6 | 4.0738
[13 empty] | 492.7 | 492.7 | 4.3537
[13 empty] | 492.8 | 492.8 | 4.6334
[13 empty] | 492.9 | 492.9 | 4.9128
[13 empty] | 493 | 493 | 5.192
[13 empty] | 493.1 | 493.1 | 5.4709
[13 empty] | 493.2 | 493.2 | 5.7496
[13 empty] | 493.3 | 493.3 | 6.0279
[13 empty] | 493.4 | 493.4 | 6.306
[13 empty] | 493.5 | 493.5 | 6.5838
[13 empty] | 493.6 | 493.6 | 6.8612
[13 empty] | 493.7 | 493.7 | 7.1383
[13 empty] | 493.8 | 493.8 | 7.4151
[13 empty] | 493.9 | 493.9 | 7.6914
[13 empty] | 494 | 494 | 7.9674
[13 empty] | 494.1 | 494.1 | 8.243
[13 empty] | 494.2 | 494.2 | 8.5182
[13 empty] | 494.3 | 494.3 | 8.793
[13 empty] | 494.4 | 494.4 | 9.0673
[13 empty] | 494.5 | 494.5 | 9.3412
[13 empty] | 494.6 | 494.6 | 9.6147
[13 empty] | 494.7 | 494.7 | 9.8876
[13 empty] | 494.8 | 494.8 | 10.1601
[13 empty] | 494.9 | 494.9 | 10.432
[13 empty] | 495 | 495 | 10.7035
[13 empty] | 495.1 | 495.1 | 10.9744
[13 empty] | 495.2 | 495.2 | 11.2448
[13 empty] | 495.3 | 495.3 | 11.5146
[13 empty] | 495.4 | 495.4 | 11.7838
[13 empty] | 495.5 | 495.5 | 12.0525
[13 empty] | 495.6 | 495.6 | 12.3205
[13 empty] | 495.7 | 495.7 | 12.588
[13 empty] | 495.8 | 495.8 | 12.8548
[13 empty] | 495.9 | 495.9 | 13.121
[13 empty] | 496 | 496 | 13.3865
[13 empty] | 496.1 | 496.1 | 13.6514
[13 empty] | 496.2 | 496.2 | 13.9156
[13 empty] | 496.3 | 496.3 | 14.1791
[13 empty] | 496.4 | 496.4 | 14.4419
[13 empty] | 496.5 | 496.5 | 14.704
[13 empty] | 496.6 | 496.6 | 14.9654
[13 empty] | 496.7 | 496.7 | 15.226
[13 empty] | 496.8 | 496.8 | 15.4859
[13 empty] | 496.9 | 496.9 | 15.745
[13 empty] | 497 | 497 | 16.0034
[13 empty] | 497.1 | 497.1 | 16.2609
[13 empty] | 497.2 | 497.2 | 16.5176
[13 empty] | 497.3 | 497.3 | 16.7735
[13 empty] | 497.4 | 497.4 | 17.0286
[13 empty] | 497.5 | 497.5 | 17.2829
[13 empty] | 497.6 | 497.6 | 17.5363
[13 empty] | 497.7 | 497.7 | 17.7888
[13 empty] | 497.8 | 497.8 | 18.0404
[13 empty] | 497.9 | 497.9 | 18.2911
[13 empty] | 498 | 498 | 18.541
[13 empty] | 498.1 | 498.1 | 18.7899
[13 empty] | 498.2 | 498.2 | 19.0379
[13 empty] | 498.3 | 498.3 | 19.2849
[13 empty] | 498.4 | 498.4 | 19.531
[13 empty] | 498.5 | 498.5 | 19.7762
[13 empty] | 498.6 | 498.6 | 20.0203
[13 empty] | 498.7 | 498.7 | 20.2635
[13 empty] | 498.8 | 498.8 | 20.5056
[13 empty] | 498.9 | 498.9 | 20.7468
[13 empty] | 499 | 499 | 20.9869
[13 empty] | 499.1 | 499.1 | 21.2259
[13 empty] | 499.2 | 499.2 | 21.464
[13 empty] | 499.3 | 499.3 | 21.7009
[13 empty] | 499.4 | 499.4 | 21.9368
[13 empty] | 499.5 | 499.5 | 22.1716
[13 empty] | 499.6 | 499.6 | 22.4053
[13 empty] | 499.7 | 499.7 | 22.6379
[13 empty] | 499.8 | 499.8 | 22.8694
[13 empty] | 499.9 | 499.9 | 23.0997
[13 empty] | 500 | 500 | 23.3289

## Recoils
[7 empty] | momentum-tof calculation |  | max. elongation | [5 empty] | resolution
mass m | 4 | amu |  | time of flight p = 5,84 a. u. | 22029.2211 | ns | p [a. u.] | TOF | alpha | p_perpendicular | p_parallel | TOF_parallel | R_perpendicular [mm] | angle | geometry | ns/au
charge q | 1 | a. u. |  | time of flight p = 0 | 22583.7034 | ns | 9 | 21729.2598 | 90 | 5.84 | 3.5774e-16 | 22583.7034 | 39.2905 |  | 1 electric field | 94.9085
|  |  |  | time of flight p = -5,84 a. u. | 23138.2185 | ns | 8.82 | 21746.3434 | 90.1 | 5.84 | -0.010193 | 22584.6712 | 39.2921 |  | 1 electric field + drift | 94.9484
length acceleration (E-field) xa1 | 20 | cm |  |  |  |  | 8.64 | 21763.4274 | 90.2 | 5.84 | -0.020385 | 22585.639 | 39.2936 |  | 2 electric fields | #DIV/0!
length acceleration 2 xa2 or drift xd | 40 | cm |  | calibration TOF direction (linear) | 0.010532 | a. u./ns | 8.46 | 21780.5118 | 90.3 | 5.8399 | -0.030578 | 22586.6067 | 39.295
|  |  |  | calibration position direction | 0.14864 | a. u./mm | 8.28 | 21797.5966 | 90.4 | 5.8399 | -0.040771 | 22587.5745 | 39.2962
E-field xa1 | 1.31 | V/cm |  |  |  |  | 8.1 | 21814.6817 | 90.5 | 5.8398 | -0.050963 | 22588.5423 | 39.2974
E-field xa2 (or drift) |  | V/cm |  | momentum resolution (delta TOF=0,3 ns) | 0.0033305 | a. u. | 7.92 | 21831.7673 | 90.6 | 5.8397 | -0.061155 | 22589.51 | 39.2984 |  | TOF error from targetsize
magnetic field B |  | Gauss |  | momentum resolution (delta pos.=1,01 mm) | 0.1503 | a. u. | 7.74 | 21848.8531 | 90.7 | 5.8396 | -0.071347 | 22590.4777 | 39.2993 |  |  | ns
[7 empty] | 7.56 | 21865.9393 | 90.8 | 5.8394 | -0.081539 | 22591.4454 | 39.3001 |  | before center | 22583.721
momentum pR | 5.84 | a. u. |  | momentum pR | 5.84 | a. u. | 7.38 | 21883.0258 | 90.9 | 5.8393 | -0.091731 | 22592.4131 | 39.3008 |  | after center | 22583.7211
energy ER |  | eV |  | energy ER | 0.063181 | eV | 7.2 | 21900.1126 | 91 | 5.8391 | -0.10192 | 22593.3807 | 39.3013
energy ER |  | a. u. |  | energy ER | 0.0023218 | a. u. | 7.02 | 21917.1997 | 91.1 | 5.8389 | -0.11211 | 22594.3484 | 39.3017
[7 empty] | 6.84 | 21934.2871 | 91.2 | 5.8387 | -0.1223 | 22595.3159 | 39.302
time resolution | 0.3 | ns |  | deflection for p = 5,84 a. u. | 39.2937 | mm | 6.66 | 21951.3747 | 91.3 | 5.8385 | -0.13249 | 22596.2835 | 39.3022
position resolution (anode + mesh) | 150 | µm |  | max. deflection (91,4°) | 39.3023 | mm | 6.48 | 21968.4625 | 91.4 | 5.8383 | -0.14268 | 22597.251 | 39.3023 | 91.4
target size (TOF direction) | 1 | mm |  | delta TOF for p = 5,84 a. u. | 554.4823 | ns | 6.3 | 21985.5506 | 91.5 | 5.838 | -0.15287 | 22598.2185 | 39.3022
TOF width from target size (proj. target) | -8.8218e-05 | ns |  | delta TOF for p = -5,84 a. u. | 554.5151 | ns | 6.12 | 22002.6389 | 91.6 | 5.8377 | -0.16306 | 22599.1859 | 39.3021
projected target size (TOF) | 0.1 | ns |  |  |  |  | 5.94 | 22019.7274 | 91.7 | 5.8374 | -0.17325 | 22600.1533 | 39.3018
projected target size (position) | 1000 | µm |  | theoretical rotation angle | no B-field |  | 5.76 | 22036.8161 | 91.8 | 5.8371 | -0.18344 | 22601.1206 | 39.3014
[7 empty] | 5.58 | 22053.9049 | 91.9 | 5.8368 | -0.19363 | 22602.0879 | 39.3008
[7 empty] | 5.4 | 22070.994 | 92 | 5.8364 | -0.20381 | 22603.0551 | 39.3002
[7 empty] | 5.22 | 22088.0832 | 92.1 | 5.8361 | -0.214 | 22604.0223 | 39.2994
drift length for 3d-focussing spectrometer | [6 empty] | 5.04 | 22105.1725 | 92.2 | 5.8357 | -0.22418 | 22604.9894 | 39.2985
length before lense xa1 | 10 | cm |  |  |  |  | 4.86 | 22122.262 | 92.3 | 5.8353 | -0.23437 | 22605.9564 | 39.2975
length after lense xa2 | 10 | cm |  |  |  |  | 4.68 | 22139.3516 | 92.4 | 5.8349 | -0.24455 | 22606.9234 | 39.2964
spectrometer field E | 5 | V/cm |  |  |  |  | 4.5 | 22156.4413 | 92.5 | 5.8344 | -0.25474 | 22607.8903 | 39.2951
lense voltage UL | 5 | V |  |  |  |  | 4.32 | 22173.5312 | 92.6 | 5.834 | -0.26492 | 22608.8571 | 39.2937
drift length xd | 44.8324 | cm |  |  |  |  | 4.14 | 22190.6211 | 92.7 | 5.8335 | -0.2751 | 22609.8239 | 39.2922
[7 empty] | 3.96 | 22207.7112 | 92.8 | 5.833 | -0.28528 | 22610.7905 | 39.2906
[7 empty] | 3.78 | 22224.8013 | 92.9 | 5.8325 | -0.29546 | 22611.7571 | 39.2889
MCP-efficiency (Dubois) | [6 empty] | 3.6 | 22241.8915 | 93 | 5.832 | -0.30564 | 22612.7236 | 39.287
kinetic energy E | 2.5 | keV |  |  |  |  | 3.42 | 22258.9818 | 93.1 | 5.8315 | -0.31582 | 22613.69 | 39.2851
mass m | 80 | amu |  |  |  |  | 3.24 | 22276.0721 | 93.2 | 5.8309 | -0.326 | 22614.6564 | 39.283
open area ratio (OAR) | 60 | % |  |  |  |  | 3.06 | 22293.1625 | 93.3 | 5.8303 | -0.33617 | 22615.6226 | 39.2808
absolute detection effiency | 36.6323 | % |  |  |  |  | 2.88 | 22310.2529 | 93.4 | 5.8297 | -0.34635 | 22616.5887 | 39.2784
[7 empty] | 2.7 | 22327.3434 | 93.5 | 5.8291 | -0.35652 | 22617.5547 | 39.276
[7 empty] | 2.52 | 22344.434 | 93.6 | 5.8285 | -0.3667 | 22618.5207 | 39.2734
MCP-detector matching | [6 empty] | 2.34 | 22361.5245 | 93.7 | 5.8278 | -0.37687 | 22619.4865 | 39.2707
| Front | Back |  |  |  |  | 2.16 | 22378.6151 | 93.8 | 5.8272 | -0.38704 | 22620.4522 | 39.2679
measured Voltage U | 400 | 400 | V |  |  |  | 1.98 | 22395.7058 | 93.9 | 5.8265 | -0.39721 | 22621.4178 | 39.2649
measured Current I | 10.5 | 40 | µA |  |  |  | 1.8 | 22412.7964 | 94 | 5.8258 | -0.40738 | 22622.3833 | 39.2619
measured resistance R |  |  | MW |  |  |  | 1.62 | 22429.8871 | 94.1 | 5.8251 | -0.41755 | 22623.3486 | 39.2587
calculated resistance R | 38.0952 | 10 | MW |  |  |  | 1.44 | 22446.9777 | 94.2 | 5.8243 | -0.42771 | 22624.3139 | 39.2554
[7 empty] | 1.26 | 22464.0684 | 94.3 | 5.8236 | -0.43788 | 22625.279 | 39.252
required resistor parallel to: Front | 13.5593 |  | MW |  |  |  | 1.08 | 22481.1591 | 94.4 | 5.8228 | -0.44804 | 22626.244 | 39.2485
[7 empty] | 0.9 | 22498.2498 | 94.5 | 5.822 | -0.4582 | 22627.2089 | 39.2448
[7 empty] | 0.72 | 22515.3405 | 94.6 | 5.8212 | -0.46836 | 22628.1736 | 39.241
calculate E-field from 2 different ions (homog. field) | [6 empty] | 0.54 | 22532.4313 | 94.7 | 5.8204 | -0.47852 | 22629.1382 | 39.2371
mass recoil 1 | 40 | amu |  |  |  |  | 0.36 | 22549.522 | 94.8 | 5.8195 | -0.48868 | 22630.1027 | 39.2331
charge recoil 1 | 2 | a. u. |  |  |  |  | 0.18 | 22566.6127 | 94.9 | 5.8187 | -0.49883 | 22631.067 | 39.229
TOF recoil 1 | 1580 | ns |  |  |  |  | 6.4948e-15 | 22583.7034 | 95 | 5.8178 | -0.50899 | 22632.0311 | 39.2247
[7 empty] | -0.18 | 22600.7941 | 95.1 | 5.8169 | -0.51914 | 22632.9952 | 39.2203
mass recoil 2 | 40 | amu |  |  |  |  | -0.36 | 22617.8848 | 95.2 | 5.816 | -0.52929 | 22633.959 | 39.2158
charge recoil 2 | 4 | a. u. |  |  |  |  | -0.54 | 22634.9755 | 95.3 | 5.815 | -0.53944 | 22634.9228 | 39.2112
TOF recoil 2 | 914.5 | ns |  |  |  |  | -0.72 | 22652.0663 | 95.4 | 5.8141 | -0.54959 | 22635.8863 | 39.2065
[7 empty] | -0.9 | 22669.157 | 95.5 | 5.8131 | -0.55974 | 22636.8497 | 39.2016
length accleration | 2.7 | cm |  |  |  |  | -1.08 | 22686.2477 | 95.6 | 5.8121 | -0.56988 | 22637.813 | 39.1966
TOF difference | 665.5 | ns |  |  |  |  | -1.26 | 22703.3384 | 95.7 | 5.8111 | -0.58003 | 22638.7761 | 39.1915
[7 empty] | -1.44 | 22720.4292 | 95.8 | 5.8101 | -0.59017 | 22639.739 | 39.1863
E-Field | 43.6779 | V/cm |  |  |  |  | -1.62 | 22737.5199 | 95.9 | 5.8091 | -0.60031 | 22640.7017 | 39.181
[7 empty] | -1.8 | 22754.6107 | 96 | 5.808 | -0.61045 | 22641.6643 | 39.1755
[7 empty] | -1.98 | 22771.7015 | 96.1 | 5.8069 | -0.62058 | 22642.6267 | 39.1699
[7 empty] | -2.16 | 22788.7923 | 96.2 | 5.8058 | -0.63072 | 22643.5889 | 39.1642
[7 empty] | -2.34 | 22805.8831 | 96.3 | 5.8047 | -0.64085 | 22644.5509 | 39.1584
[7 empty] | -2.52 | 22822.974 | 96.4 | 5.8036 | -0.65098 | 22645.5128 | 39.1525
[7 empty] | -2.7 | 22840.0649 | 96.5 | 5.8025 | -0.66111 | 22646.4744 | 39.1464
[7 empty] | -2.88 | 22857.1558 | 96.6 | 5.8013 | -0.67123 | 22647.4359 | 39.1402
[7 empty] | -3.06 | 22874.2468 | 96.7 | 5.8001 | -0.68136 | 22648.3972 | 39.1339
[7 empty] | -3.24 | 22891.3378 | 96.8 | 5.7989 | -0.69148 | 22649.3582 | 39.1275
[7 empty] | -3.42 | 22908.4289 | 96.9 | 5.7977 | -0.7016 | 22650.3191 | 39.121
[7 empty] | -3.6 | 22925.52 | 97 | 5.7965 | -0.71172 | 22651.2798 | 39.1143
[7 empty] | -3.78 | 22942.6113 | 97.1 | 5.7952 | -0.72183 | 22652.2403 | 39.1075
[7 empty] | -3.96 | 22959.7026 | 97.2 | 5.7939 | -0.73195 | 22653.2005 | 39.1006
[7 empty] | -4.14 | 22976.794 | 97.3 | 5.7927 | -0.74206 | 22654.1606 | 39.0936
[7 empty] | -4.32 | 22993.8854 | 97.4 | 5.7914 | -0.75217 | 22655.1204 | 39.0864
[7 empty] | -4.5 | 23010.977 | 97.5 | 5.79 | -0.76227 | 22656.08 | 39.0792
[7 empty] | -4.68 | 23028.0687 | 97.6 | 5.7887 | -0.77238 | 22657.0394 | 39.0718
[7 empty] | -4.86 | 23045.1605 | 97.7 | 5.7873 | -0.78248 | 22657.9986 | 39.0643
[7 empty] | -5.04 | 23062.2525 | 97.8 | 5.786 | -0.79258 | 22658.9575 | 39.0567
[7 empty] | -5.22 | 23079.3446 | 97.9 | 5.7846 | -0.80268 | 22659.9162 | 39.0489
[7 empty] | -5.4 | 23096.4368 | 98 | 5.7832 | -0.81277 | 22660.8747 | 39.041
[7 empty] | -5.58 | 23113.5292 | 98.1 | 5.7817 | -0.82286 | 22661.833 | 39.0331
[7 empty] | -5.76 | 23130.6217 | 98.2 | 5.7803 | -0.83295 | 22662.791 | 39.025
[7 empty] | -5.94 | 23147.7145 | 98.3 | 5.7788 | -0.84304 | 22663.7487 | 39.0167
[7 empty] | -6.12 | 23164.8074 | 98.4 | 5.7774 | -0.85312 | 22664.7063 | 39.0084
[7 empty] | -6.3 | 23181.9006 | 98.5 | 5.7759 | -0.86321 | 22665.6635 | 38.9999
[7 empty] | -6.48 | 23198.9939 | 98.6 | 5.7743 | -0.87329 | 22666.6206 | 38.9913
[7 empty] | -6.66 | 23216.0875 | 98.7 | 5.7728 | -0.88336 | 22667.5773 | 38.9826
[7 empty] | -6.84 | 23233.1813 | 98.8 | 5.7713 | -0.89344 | 22668.5339 | 38.9738
[7 empty] | -7.02 | 23250.2754 | 98.9 | 5.7697 | -0.90351 | 22669.4901 | 38.9649
[9 empty] | 99 | 5.7681 | -0.91358 | 22670.4461 | 38.9558
[9 empty] | 99.1 | 5.7665 | -0.92364 | 22671.4019 | 38.9466
[9 empty] | 99.2 | 5.7649 | -0.93371 | 22672.3573 | 38.9373
[9 empty] | 99.3 | 5.7632 | -0.94377 | 22673.3125 | 38.9279
[9 empty] | 99.4 | 5.7616 | -0.95382 | 22674.2674 | 38.9183
[9 empty] | 99.5 | 5.7599 | -0.96388 | 22675.2221 | 38.9087
[9 empty] | 99.6 | 5.7582 | -0.97393 | 22676.1765 | 38.8989
[9 empty] | 99.7 | 5.7565 | -0.98398 | 22677.1306 | 38.889
[9 empty] | 99.8 | 5.7548 | -0.99402 | 22678.0844 | 38.8789
[9 empty] | 99.9 | 5.753 | -1.0041 | 22679.0379 | 38.8688
[9 empty] | 100 | 5.7513 | -1.0141 | 22679.9911 | 38.8585
[9 empty] | 100.1 | 5.7495 | -1.0241 | 22680.944 | 38.8481
[9 empty] | 100.2 | 5.7477 | -1.0342 | 22681.8967 | 38.8376
[9 empty] | 100.3 | 5.7459 | -1.0442 | 22682.849 | 38.827
[9 empty] | 100.4 | 5.7441 | -1.0542 | 22683.801 | 38.8163
[9 empty] | 100.5 | 5.7422 | -1.0643 | 22684.7528 | 38.8054
[9 empty] | 100.6 | 5.7403 | -1.0743 | 22685.7042 | 38.7944
[9 empty] | 100.7 | 5.7385 | -1.0843 | 22686.6553 | 38.7833
[9 empty] | 100.8 | 5.7366 | -1.0943 | 22687.6061 | 38.7721
[9 empty] | 100.9 | 5.7346 | -1.1043 | 22688.5566 | 38.7607
[9 empty] | 101 | 5.7327 | -1.1143 | 22689.5068 | 38.7493
[9 empty] | 101.1 | 5.7307 | -1.1243 | 22690.4566 | 38.7377
[9 empty] | 101.2 | 5.7288 | -1.1343 | 22691.4061 | 38.726
[9 empty] | 101.3 | 5.7268 | -1.1443 | 22692.3553 | 38.7142
[9 empty] | 101.4 | 5.7248 | -1.1543 | 22693.3042 | 38.7022
[9 empty] | 101.5 | 5.7228 | -1.1643 | 22694.2527 | 38.6902
[9 empty] | 101.6 | 5.7207 | -1.1743 | 22695.2009 | 38.678
[9 empty] | 101.7 | 5.7187 | -1.1843 | 22696.1487 | 38.6657
[9 empty] | 101.8 | 5.7166 | -1.1943 | 22697.0962 | 38.6533
[9 empty] | 101.9 | 5.7145 | -1.2042 | 22698.0434 | 38.6407
[9 empty] | 102 | 5.7124 | -1.2142 | 22698.9902 | 38.6281
[9 empty] | 102.1 | 5.7103 | -1.2242 | 22699.9367 | 38.6153
[9 empty] | 102.2 | 5.7081 | -1.2341 | 22700.8828 | 38.6024
[9 empty] | 102.3 | 5.7059 | -1.2441 | 22701.8285 | 38.5894
[9 empty] | 102.4 | 5.7038 | -1.2541 | 22702.7739 | 38.5762
[9 empty] | 102.5 | 5.7016 | -1.264 | 22703.7189 | 38.563
[9 empty] | 102.6 | 5.6994 | -1.274 | 22704.6636 | 38.5496
[9 empty] | 102.7 | 5.6971 | -1.2839 | 22705.6079 | 38.5361
[9 empty] | 102.8 | 5.6949 | -1.2938 | 22706.5518 | 38.5225
[9 empty] | 102.9 | 5.6926 | -1.3038 | 22707.4953 | 38.5088
[9 empty] | 103 | 5.6903 | -1.3137 | 22708.4385 | 38.4949
[9 empty] | 103.1 | 5.688 | -1.3236 | 22709.3813 | 38.4809
[9 empty] | 103.2 | 5.6857 | -1.3336 | 22710.3237 | 38.4668
[9 empty] | 103.3 | 5.6834 | -1.3435 | 22711.2657 | 38.4526
[9 empty] | 103.4 | 5.681 | -1.3534 | 22712.2074 | 38.4383
[9 empty] | 103.5 | 5.6786 | -1.3633 | 22713.1486 | 38.4238
[9 empty] | 103.6 | 5.6763 | -1.3732 | 22714.0894 | 38.4093
[9 empty] | 103.7 | 5.6738 | -1.3831 | 22715.0299 | 38.3946
[9 empty] | 103.8 | 5.6714 | -1.393 | 22715.9699 | 38.3798
[9 empty] | 103.9 | 5.669 | -1.4029 | 22716.9096 | 38.3649
[9 empty] | 104 | 5.6665 | -1.4128 | 22717.8488 | 38.3498
[9 empty] | 104.1 | 5.6641 | -1.4227 | 22718.7877 | 38.3347
[9 empty] | 104.2 | 5.6616 | -1.4326 | 22719.7261 | 38.3194
[9 empty] | 104.3 | 5.6591 | -1.4425 | 22720.6641 | 38.304
[9 empty] | 104.4 | 5.6565 | -1.4523 | 22721.6017 | 38.2885
[9 empty] | 104.5 | 5.654 | -1.4622 | 22722.5389 | 38.2728
[9 empty] | 104.6 | 5.6514 | -1.4721 | 22723.4756 | 38.2571
[9 empty] | 104.7 | 5.6488 | -1.4819 | 22724.4119 | 38.2412
[9 empty] | 104.8 | 5.6462 | -1.4918 | 22725.3478 | 38.2252
[9 empty] | 104.9 | 5.6436 | -1.5017 | 22726.2833 | 38.2091
[9 empty] | 105 | 5.641 | -1.5115 | 22727.2183 | 38.1929
[9 empty] | 105.1 | 5.6384 | -1.5213 | 22728.1529 | 38.1765
[9 empty] | 105.2 | 5.6357 | -1.5312 | 22729.087 | 38.16
[9 empty] | 105.3 | 5.633 | -1.541 | 22730.0207 | 38.1434
[9 empty] | 105.4 | 5.6303 | -1.5508 | 22730.954 | 38.1267
[9 empty] | 105.5 | 5.6276 | -1.5607 | 22731.8868 | 38.1099
[9 empty] | 105.6 | 5.6249 | -1.5705 | 22732.8192 | 38.093
[9 empty] | 105.7 | 5.6221 | -1.5803 | 22733.7511 | 38.0759
[9 empty] | 105.8 | 5.6194 | -1.5901 | 22734.6825 | 38.0587
[9 empty] | 105.9 | 5.6166 | -1.5999 | 22735.6135 | 38.0414
[9 empty] | 106 | 5.6138 | -1.6097 | 22736.5441 | 38.024
[9 empty] | 106.1 | 5.611 | -1.6195 | 22737.4741 | 38.0065
[9 empty] | 106.2 | 5.6081 | -1.6293 | 22738.4037 | 37.9888
[9 empty] | 106.3 | 5.6053 | -1.6391 | 22739.3328 | 37.9711
[9 empty] | 106.4 | 5.6024 | -1.6489 | 22740.2615 | 37.9532
[9 empty] | 106.5 | 5.5995 | -1.6586 | 22741.1896 | 37.9352
[9 empty] | 106.6 | 5.5966 | -1.6684 | 22742.1173 | 37.9171
[9 empty] | 106.7 | 5.5937 | -1.6782 | 22743.0445 | 37.8988
[9 empty] | 106.8 | 5.5907 | -1.6879 | 22743.9713 | 37.8805
[9 empty] | 106.9 | 5.5878 | -1.6977 | 22744.8975 | 37.862
[9 empty] | 107 | 5.5848 | -1.7075 | 22745.8233 | 37.8434
[9 empty] | 107.1 | 5.5818 | -1.7172 | 22746.7485 | 37.8247
[9 empty] | 107.2 | 5.5788 | -1.7269 | 22747.6733 | 37.8058
[9 empty] | 107.3 | 5.5758 | -1.7367 | 22748.5975 | 37.7869
[9 empty] | 107.4 | 5.5728 | -1.7464 | 22749.5213 | 37.7678
[9 empty] | 107.5 | 5.5697 | -1.7561 | 22750.4445 | 37.7486
[9 empty] | 107.6 | 5.5666 | -1.7658 | 22751.3673 | 37.7293
[9 empty] | 107.7 | 5.5635 | -1.7756 | 22752.2895 | 37.7099
[9 empty] | 107.8 | 5.5604 | -1.7853 | 22753.2112 | 37.6904
[9 empty] | 107.9 | 5.5573 | -1.795 | 22754.1324 | 37.6707
[9 empty] | 108 | 5.5542 | -1.8047 | 22755.0531 | 37.651
[9 empty] | 108.1 | 5.551 | -1.8144 | 22755.9732 | 37.6311
[9 empty] | 108.2 | 5.5478 | -1.824 | 22756.8929 | 37.6111
[9 empty] | 108.3 | 5.5446 | -1.8337 | 22757.812 | 37.591
[9 empty] | 108.4 | 5.5414 | -1.8434 | 22758.7305 | 37.5707
[9 empty] | 108.5 | 5.5382 | -1.8531 | 22759.6486 | 37.5504
[9 empty] | 108.6 | 5.535 | -1.8627 | 22760.5661 | 37.5299
[9 empty] | 108.7 | 5.5317 | -1.8724 | 22761.4831 | 37.5093
[9 empty] | 108.8 | 5.5284 | -1.882 | 22762.3995 | 37.4886
[9 empty] | 108.9 | 5.5251 | -1.8917 | 22763.3154 | 37.4678
[9 empty] | 109 | 5.5218 | -1.9013 | 22764.2307 | 37.4468
[9 empty] | 109.1 | 5.5185 | -1.911 | 22765.1455 | 37.4258
[9 empty] | 109.2 | 5.5152 | -1.9206 | 22766.0597 | 37.4046
[9 empty] | 109.3 | 5.5118 | -1.9302 | 22766.9734 | 37.3833
[9 empty] | 109.4 | 5.5084 | -1.9398 | 22767.8865 | 37.3619
[9 empty] | 109.5 | 5.505 | -1.9494 | 22768.7991 | 37.3404
[9 empty] | 109.6 | 5.5016 | -1.959 | 22769.7111 | 37.3187
[9 empty] | 109.7 | 5.4982 | -1.9686 | 22770.6225 | 37.297
[9 empty] | 109.8 | 5.4947 | -1.9782 | 22771.5334 | 37.2751
[9 empty] | 109.9 | 5.4913 | -1.9878 | 22772.4436 | 37.2531
[9 empty] | 110 | 5.4878 | -1.9974 | 22773.3534 | 37.231
[9 empty] | 110.1 | 5.4843 | -2.007 | 22774.2625 | 37.2088
[9 empty] | 110.2 | 5.4808 | -2.0165 | 22775.171 | 37.1864
[9 empty] | 110.3 | 5.4773 | -2.0261 | 22776.079 | 37.164
[9 empty] | 110.4 | 5.4737 | -2.0357 | 22776.9864 | 37.1414
[9 empty] | 110.5 | 5.4702 | -2.0452 | 22777.8932 | 37.1187
[9 empty] | 110.6 | 5.4666 | -2.0548 | 22778.7994 | 37.0959
[9 empty] | 110.7 | 5.463 | -2.0643 | 22779.705 | 37.073
[9 empty] | 110.8 | 5.4594 | -2.0738 | 22780.61 | 37.05
[9 empty] | 110.9 | 5.4558 | -2.0833 | 22781.5144 | 37.0268
[9 empty] | 111 | 5.4521 | -2.0929 | 22782.4182 | 37.0036
[9 empty] | 111.1 | 5.4484 | -2.1024 | 22783.3214 | 36.9802
[9 empty] | 111.2 | 5.4448 | -2.1119 | 22784.224 | 36.9567
[9 empty] | 111.3 | 5.4411 | -2.1214 | 22785.126 | 36.9331
[9 empty] | 111.4 | 5.4374 | -2.1309 | 22786.0274 | 36.9093
[9 empty] | 111.5 | 5.4336 | -2.1404 | 22786.9282 | 36.8855
[9 empty] | 111.6 | 5.4299 | -2.1498 | 22787.8283 | 36.8615
[9 empty] | 111.7 | 5.4261 | -2.1593 | 22788.7278 | 36.8375
[9 empty] | 111.8 | 5.4224 | -2.1688 | 22789.6267 | 36.8133
[9 empty] | 111.9 | 5.4186 | -2.1782 | 22790.525 | 36.789
[9 empty] | 112 | 5.4148 | -2.1877 | 22791.4226 | 36.7646
[9 empty] | 112.1 | 5.4109 | -2.1971 | 22792.3196 | 36.74
[9 empty] | 112.2 | 5.4071 | -2.2066 | 22793.216 | 36.7154
[9 empty] | 112.3 | 5.4032 | -2.216 | 22794.1117 | 36.6906
[9 empty] | 112.4 | 5.3993 | -2.2255 | 22795.0068 | 36.6657
[9 empty] | 112.5 | 5.3955 | -2.2349 | 22795.9012 | 36.6407
[9 empty] | 112.6 | 5.3915 | -2.2443 | 22796.795 | 36.6156
[9 empty] | 112.7 | 5.3876 | -2.2537 | 22797.6882 | 36.5904
[9 empty] | 112.8 | 5.3837 | -2.2631 | 22798.5807 | 36.5651
[9 empty] | 112.9 | 5.3797 | -2.2725 | 22799.4725 | 36.5396
[9 empty] | 113 | 5.3757 | -2.2819 | 22800.3637 | 36.514
[9 empty] | 113.1 | 5.3718 | -2.2912 | 22801.2542 | 36.4884
[9 empty] | 113.2 | 5.3678 | -2.3006 | 22802.1441 | 36.4626
[9 empty] | 113.3 | 5.3637 | -2.31 | 22803.0333 | 36.4367
[9 empty] | 113.4 | 5.3597 | -2.3193 | 22803.9218 | 36.4106
[9 empty] | 113.5 | 5.3556 | -2.3287 | 22804.8097 | 36.3845
[9 empty] | 113.6 | 5.3516 | -2.338 | 22805.6968 | 36.3582
[9 empty] | 113.7 | 5.3475 | -2.3474 | 22806.5834 | 36.3319
[9 empty] | 113.8 | 5.3434 | -2.3567 | 22807.4692 | 36.3054
[9 empty] | 113.9 | 5.3392 | -2.366 | 22808.3543 | 36.2788
[9 empty] | 114 | 5.3351 | -2.3753 | 22809.2388 | 36.2521
[9 empty] | 114.1 | 5.331 | -2.3846 | 22810.1226 | 36.2253
[9 empty] | 114.2 | 5.3268 | -2.394 | 22811.0057 | 36.1983
[9 empty] | 114.3 | 5.3226 | -2.4032 | 22811.8881 | 36.1713
[9 empty] | 114.4 | 5.3184 | -2.4125 | 22812.7698 | 36.1441
[9 empty] | 114.5 | 5.3142 | -2.4218 | 22813.6508 | 36.1168
[9 empty] | 114.6 | 5.3099 | -2.4311 | 22814.5311 | 36.0894
[9 empty] | 114.7 | 5.3057 | -2.4403 | 22815.4107 | 36.0619
[9 empty] | 114.8 | 5.3014 | -2.4496 | 22816.2895 | 36.0343
[9 empty] | 114.9 | 5.2971 | -2.4588 | 22817.1677 | 36.0066
[9 empty] | 115 | 5.2928 | -2.4681 | 22818.0452 | 35.9788
[9 empty] | 115.1 | 5.2885 | -2.4773 | 22818.922 | 35.9508
[9 empty] | 115.2 | 5.2842 | -2.4866 | 22819.798 | 35.9227
[9 empty] | 115.3 | 5.2798 | -2.4958 | 22820.6733 | 35.8946
[9 empty] | 115.4 | 5.2755 | -2.505 | 22821.5479 | 35.8663
[9 empty] | 115.5 | 5.2711 | -2.5142 | 22822.4218 | 35.8379
[9 empty] | 115.6 | 5.2667 | -2.5234 | 22823.295 | 35.8093
[9 empty] | 115.7 | 5.2623 | -2.5326 | 22824.1674 | 35.7807
[9 empty] | 115.8 | 5.2579 | -2.5417 | 22825.0391 | 35.752
[9 empty] | 115.9 | 5.2534 | -2.5509 | 22825.91 | 35.7231
[9 empty] | 116 | 5.249 | -2.5601 | 22826.7802 | 35.6941
[9 empty] | 116.1 | 5.2445 | -2.5692 | 22827.6497 | 35.6651
[9 empty] | 116.2 | 5.24 | -2.5784 | 22828.5185 | 35.6359
[9 empty] | 116.3 | 5.2355 | -2.5875 | 22829.3864 | 35.6066
[9 empty] | 116.4 | 5.231 | -2.5967 | 22830.2537 | 35.5771
[9 empty] | 116.5 | 5.2264 | -2.6058 | 22831.1202 | 35.5476
[9 empty] | 116.6 | 5.2219 | -2.6149 | 22831.9859 | 35.518
[9 empty] | 116.7 | 5.2173 | -2.624 | 22832.8509 | 35.4882
[9 empty] | 116.8 | 5.2127 | -2.6331 | 22833.7151 | 35.4584
[9 empty] | 116.9 | 5.2081 | -2.6422 | 22834.5786 | 35.4284
[9 empty] | 117 | 5.2035 | -2.6513 | 22835.4412 | 35.3983
[9 empty] | 117.1 | 5.1988 | -2.6604 | 22836.3032 | 35.3681
[9 empty] | 117.2 | 5.1942 | -2.6695 | 22837.1643 | 35.3378
[9 empty] | 117.3 | 5.1895 | -2.6785 | 22838.0247 | 35.3074
[9 empty] | 117.4 | 5.1848 | -2.6876 | 22838.8843 | 35.2768
[9 empty] | 117.5 | 5.1801 | -2.6966 | 22839.7432 | 35.2462
[9 empty] | 117.6 | 5.1754 | -2.7056 | 22840.6012 | 35.2154
[9 empty] | 117.7 | 5.1707 | -2.7147 | 22841.4585 | 35.1846
[9 empty] | 117.8 | 5.166 | -2.7237 | 22842.315 | 35.1536
[9 empty] | 117.9 | 5.1612 | -2.7327 | 22843.1707 | 35.1225
[9 empty] | 118 | 5.1564 | -2.7417 | 22844.0256 | 35.0913
[9 empty] | 118.1 | 5.1516 | -2.7507 | 22844.8797 | 35.06
[9 empty] | 118.2 | 5.1468 | -2.7597 | 22845.733 | 35.0286
[9 empty] | 118.3 | 5.142 | -2.7687 | 22846.5855 | 34.9971
[9 empty] | 118.4 | 5.1371 | -2.7776 | 22847.4373 | 34.9654
[9 empty] | 118.5 | 5.1323 | -2.7866 | 22848.2882 | 34.9337
[9 empty] | 118.6 | 5.1274 | -2.7956 | 22849.1383 | 34.9018
[9 empty] | 118.7 | 5.1225 | -2.8045 | 22849.9876 | 34.8698
[9 empty] | 118.8 | 5.1176 | -2.8134 | 22850.8361 | 34.8378
[9 empty] | 118.9 | 5.1127 | -2.8224 | 22851.6838 | 34.8056
[9 empty] | 119 | 5.1078 | -2.8313 | 22852.5306 | 34.7733
[9 empty] | 119.1 | 5.1028 | -2.8402 | 22853.3767 | 34.7409
[9 empty] | 119.2 | 5.0979 | -2.8491 | 22854.2219 | 34.7083
[9 empty] | 119.3 | 5.0929 | -2.858 | 22855.0663 | 34.6757
[9 empty] | 119.4 | 5.0879 | -2.8669 | 22855.9099 | 34.643
[9 empty] | 119.5 | 5.0829 | -2.8758 | 22856.7526 | 34.6101
[9 empty] | 119.6 | 5.0779 | -2.8846 | 22857.5945 | 34.5772
[9 empty] | 119.7 | 5.0728 | -2.8935 | 22858.4356 | 34.5441
[9 empty] | 119.8 | 5.0678 | -2.9023 | 22859.2758 | 34.5109
[9 empty] | 119.9 | 5.0627 | -2.9112 | 22860.1152 | 34.4777
[9 empty] | 120 | 5.0576 | -2.92 | 22860.9538 | 34.4443
[9 empty] | 120.1 | 5.0525 | -2.9288 | 22861.7915 | 34.4108
[9 empty] | 120.2 | 5.0474 | -2.9376 | 22862.6284 | 34.3772
[9 empty] | 120.3 | 5.0422 | -2.9464 | 22863.4644 | 34.3434
[9 empty] | 120.4 | 5.0371 | -2.9552 | 22864.2995 | 34.3096
[9 empty] | 120.5 | 5.0319 | -2.964 | 22865.1339 | 34.2757
[9 empty] | 120.6 | 5.0267 | -2.9728 | 22865.9673 | 34.2416
[9 empty] | 120.7 | 5.0215 | -2.9816 | 22866.7999 | 34.2075
[9 empty] | 120.8 | 5.0163 | -2.9903 | 22867.6316 | 34.1732
[9 empty] | 120.9 | 5.0111 | -2.9991 | 22868.4625 | 34.1389
[9 empty] | 121 | 5.0059 | -3.0078 | 22869.2925 | 34.1044
[9 empty] | 121.1 | 5.0006 | -3.0166 | 22870.1216 | 34.0698
[9 empty] | 121.2 | 4.9953 | -3.0253 | 22870.9499 | 34.0351
[9 empty] | 121.3 | 4.99 | -3.034 | 22871.7773 | 34.0003
[9 empty] | 121.4 | 4.9847 | -3.0427 | 22872.6038 | 33.9654
[9 empty] | 121.5 | 4.9794 | -3.0514 | 22873.4294 | 33.9304
[9 empty] | 121.6 | 4.9741 | -3.0601 | 22874.2541 | 33.8953
[9 empty] | 121.7 | 4.9687 | -3.0688 | 22875.078 | 33.8601
[9 empty] | 121.8 | 4.9634 | -3.0774 | 22875.901 | 33.8247
[9 empty] | 121.9 | 4.958 | -3.0861 | 22876.7231 | 33.7893
[9 empty] | 122 | 4.9526 | -3.0947 | 22877.5442 | 33.7537
[9 empty] | 122.1 | 4.9472 | -3.1034 | 22878.3645 | 33.7181
[9 empty] | 122.2 | 4.9418 | -3.112 | 22879.1839 | 33.6823
[9 empty] | 122.3 | 4.9363 | -3.1206 | 22880.0024 | 33.6465
[9 empty] | 122.4 | 4.9309 | -3.1292 | 22880.82 | 33.6105
[9 empty] | 122.5 | 4.9254 | -3.1378 | 22881.6367 | 33.5744
[9 empty] | 122.6 | 4.9199 | -3.1464 | 22882.4525 | 33.5382
[9 empty] | 122.7 | 4.9144 | -3.155 | 22883.2674 | 33.5019
[9 empty] | 122.8 | 4.9089 | -3.1636 | 22884.0813 | 33.4655
[9 empty] | 122.9 | 4.9034 | -3.1721 | 22884.8944 | 33.429
[9 empty] | 123 | 4.8978 | -3.1807 | 22885.7065 | 33.3924
[9 empty] | 123.1 | 4.8923 | -3.1892 | 22886.5177 | 33.3557
[9 empty] | 123.2 | 4.8867 | -3.1978 | 22887.328 | 33.3189
[9 empty] | 123.3 | 4.8811 | -3.2063 | 22888.1373 | 33.2819
[9 empty] | 123.4 | 4.8755 | -3.2148 | 22888.9458 | 33.2449
[9 empty] | 123.5 | 4.8699 | -3.2233 | 22889.7533 | 33.2078
[9 empty] | 123.6 | 4.8643 | -3.2318 | 22890.5598 | 33.1705
[9 empty] | 123.7 | 4.8586 | -3.2403 | 22891.3655 | 33.1332
[9 empty] | 123.8 | 4.8529 | -3.2488 | 22892.1702 | 33.0957
[9 empty] | 123.9 | 4.8473 | -3.2572 | 22892.9739 | 33.0582
[9 empty] | 124 | 4.8416 | -3.2657 | 22893.7767 | 33.0205
[9 empty] | 124.1 | 4.8359 | -3.2741 | 22894.5786 | 32.9827
[9 empty] | 124.2 | 4.8302 | -3.2826 | 22895.3795 | 32.9449
[9 empty] | 124.3 | 4.8244 | -3.291 | 22896.1795 | 32.9069
[9 empty] | 124.4 | 4.8187 | -3.2994 | 22896.9785 | 32.8688
[9 empty] | 124.5 | 4.8129 | -3.3078 | 22897.7766 | 32.8306
[9 empty] | 124.6 | 4.8071 | -3.3162 | 22898.5737 | 32.7923
[9 empty] | 124.7 | 4.8013 | -3.3246 | 22899.3699 | 32.7539
[9 empty] | 124.8 | 4.7955 | -3.333 | 22900.1651 | 32.7154
[9 empty] | 124.9 | 4.7897 | -3.3413 | 22900.9593 | 32.6768
[9 empty] | 125 | 4.7838 | -3.3497 | 22901.7526 | 32.6381
[9 empty] | 125.1 | 4.778 | -3.358 | 22902.5449 | 32.5993
[9 empty] | 125.2 | 4.7721 | -3.3664 | 22903.3362 | 32.5604
[9 empty] | 125.3 | 4.7662 | -3.3747 | 22904.1265 | 32.5214
[9 empty] | 125.4 | 4.7603 | -3.383 | 22904.9159 | 32.4823
[9 empty] | 125.5 | 4.7544 | -3.3913 | 22905.7043 | 32.4431
[9 empty] | 125.6 | 4.7485 | -3.3996 | 22906.4917 | 32.4037
[9 empty] | 125.7 | 4.7426 | -3.4079 | 22907.2782 | 32.3643
[9 empty] | 125.8 | 4.7366 | -3.4162 | 22908.0636 | 32.3248
[9 empty] | 125.9 | 4.7306 | -3.4244 | 22908.8481 | 32.2851
[9 empty] | 126 | 4.7247 | -3.4327 | 22909.6315 | 32.2454
[9 empty] | 126.1 | 4.7187 | -3.4409 | 22910.414 | 32.2056
[9 empty] | 126.2 | 4.7126 | -3.4491 | 22911.1955 | 32.1656
[9 empty] | 126.3 | 4.7066 | -3.4574 | 22911.976 | 32.1256
[9 empty] | 126.4 | 4.7006 | -3.4656 | 22912.7554 | 32.0854
[9 empty] | 126.5 | 4.6945 | -3.4738 | 22913.5339 | 32.0452
[9 empty] | 126.6 | 4.6885 | -3.482 | 22914.3114 | 32.0048
[9 empty] | 126.7 | 4.6824 | -3.4901 | 22915.0879 | 31.9644
[9 empty] | 126.8 | 4.6763 | -3.4983 | 22915.8633 | 31.9238
[9 empty] | 126.9 | 4.6702 | -3.5065 | 22916.6378 | 31.8832
[9 empty] | 127 | 4.664 | -3.5146 | 22917.4112 | 31.8424
[9 empty] | 127.1 | 4.6579 | -3.5227 | 22918.1836 | 31.8016
[9 empty] | 127.2 | 4.6517 | -3.5309 | 22918.955 | 31.7606
[9 empty] | 127.3 | 4.6456 | -3.539 | 22919.7254 | 31.7196
[9 empty] | 127.4 | 4.6394 | -3.5471 | 22920.4948 | 31.6784
[9 empty] | 127.5 | 4.6332 | -3.5552 | 22921.2631 | 31.6371
[9 empty] | 127.6 | 4.627 | -3.5632 | 22922.0304 | 31.5958
[9 empty] | 127.7 | 4.6207 | -3.5713 | 22922.7967 | 31.5543
[9 empty] | 127.8 | 4.6145 | -3.5794 | 22923.5619 | 31.5128
[9 empty] | 127.9 | 4.6083 | -3.5874 | 22924.3261 | 31.4711
[9 empty] | 128 | 4.602 | -3.5955 | 22925.0893 | 31.4293
[9 empty] | 128.1 | 4.5957 | -3.6035 | 22925.8514 | 31.3875
[9 empty] | 128.2 | 4.5894 | -3.6115 | 22926.6125 | 31.3455
[9 empty] | 128.3 | 4.5831 | -3.6195 | 22927.3725 | 31.3035
[9 empty] | 128.4 | 4.5768 | -3.6275 | 22928.1315 | 31.2613
[9 empty] | 128.5 | 4.5704 | -3.6355 | 22928.8894 | 31.219
[9 empty] | 128.6 | 4.5641 | -3.6435 | 22929.6463 | 31.1767
[9 empty] | 128.7 | 4.5577 | -3.6514 | 22930.4022 | 31.1342
[9 empty] | 128.8 | 4.5513 | -3.6594 | 22931.1569 | 31.0917
[9 empty] | 128.9 | 4.5449 | -3.6673 | 22931.9107 | 31.049
[9 empty] | 129 | 4.5385 | -3.6752 | 22932.6633 | 31.0062
[9 empty] | 129.1 | 4.5321 | -3.6831 | 22933.4149 | 30.9634
[9 empty] | 129.2 | 4.5257 | -3.6911 | 22934.1655 | 30.9204
[9 empty] | 129.3 | 4.5192 | -3.6989 | 22934.9149 | 30.8774
[9 empty] | 129.4 | 4.5128 | -3.7068 | 22935.6633 | 30.8342
[9 empty] | 129.5 | 4.5063 | -3.7147 | 22936.4106 | 30.791
[9 empty] | 129.6 | 4.4998 | -3.7226 | 22937.1569 | 30.7476
[9 empty] | 129.7 | 4.4933 | -3.7304 | 22937.9021 | 30.7042
[9 empty] | 129.8 | 4.4868 | -3.7382 | 22938.6462 | 30.6606
[9 empty] | 129.9 | 4.4802 | -3.7461 | 22939.3892 | 30.617
[9 empty] | 130 | 4.4737 | -3.7539 | 22940.1311 | 30.5733
[9 empty] | 130.1 | 4.4671 | -3.7617 | 22940.8719 | 30.5294
[9 empty] | 130.2 | 4.4606 | -3.7695 | 22941.6117 | 30.4855
[9 empty] | 130.3 | 4.454 | -3.7773 | 22942.3504 | 30.4415
[9 empty] | 130.4 | 4.4474 | -3.785 | 22943.0879 | 30.3973
[9 empty] | 130.5 | 4.4408 | -3.7928 | 22943.8244 | 30.3531
[9 empty] | 130.6 | 4.4341 | -3.8005 | 22944.5598 | 30.3088
[9 empty] | 130.7 | 4.4275 | -3.8083 | 22945.2941 | 30.2644
[9 empty] | 130.8 | 4.4209 | -3.816 | 22946.0273 | 30.2199
[9 empty] | 130.9 | 4.4142 | -3.8237 | 22946.7594 | 30.1753
[9 empty] | 131 | 4.4075 | -3.8314 | 22947.4903 | 30.1306
[9 empty] | 131.1 | 4.4008 | -3.8391 | 22948.2202 | 30.0857
[9 empty] | 131.2 | 4.3941 | -3.8467 | 22948.9489 | 30.0408
[9 empty] | 131.3 | 4.3874 | -3.8544 | 22949.6766 | 29.9959
[9 empty] | 131.4 | 4.3806 | -3.8621 | 22950.4031 | 29.9508
[9 empty] | 131.5 | 4.3739 | -3.8697 | 22951.1285 | 29.9056
[9 empty] | 131.6 | 4.3671 | -3.8773 | 22951.8528 | 29.8603
[9 empty] | 131.7 | 4.3604 | -3.8849 | 22952.576 | 29.8149
[9 empty] | 131.8 | 4.3536 | -3.8925 | 22953.298 | 29.7694
[9 empty] | 131.9 | 4.3468 | -3.9001 | 22954.019 | 29.7239
[9 empty] | 132 | 4.34 | -3.9077 | 22954.7387 | 29.6782
[9 empty] | 132.1 | 4.3331 | -3.9153 | 22955.4574 | 29.6325
[9 empty] | 132.2 | 4.3263 | -3.9228 | 22956.1749 | 29.5866
[9 empty] | 132.3 | 4.3194 | -3.9304 | 22956.8913 | 29.5407
[9 empty] | 132.4 | 4.3126 | -3.9379 | 22957.6066 | 29.4946
[9 empty] | 132.5 | 4.3057 | -3.9454 | 22958.3207 | 29.4485
[9 empty] | 132.6 | 4.2988 | -3.953 | 22959.0337 | 29.4023
[9 empty] | 132.7 | 4.2919 | -3.9605 | 22959.7455 | 29.3559
[9 empty] | 132.8 | 4.285 | -3.9679 | 22960.4562 | 29.3095
[9 empty] | 132.9 | 4.2781 | -3.9754 | 22961.1658 | 29.263
[9 empty] | 133 | 4.2711 | -3.9829 | 22961.8742 | 29.2164
[9 empty] | 133.1 | 4.2641 | -3.9903 | 22962.5814 | 29.1697
[9 empty] | 133.2 | 4.2572 | -3.9978 | 22963.2875 | 29.1229
[9 empty] | 133.3 | 4.2502 | -4.0052 | 22963.9924 | 29.076
[9 empty] | 133.4 | 4.2432 | -4.0126 | 22964.6962 | 29.0291
[9 empty] | 133.5 | 4.2362 | -4.02 | 22965.3988 | 28.982
[9 empty] | 133.6 | 4.2292 | -4.0274 | 22966.1003 | 28.9348
[9 empty] | 133.7 | 4.2221 | -4.0348 | 22966.8005 | 28.8876
[9 empty] | 133.8 | 4.2151 | -4.0421 | 22967.4997 | 28.8402
[9 empty] | 133.9 | 4.208 | -4.0495 | 22968.1976 | 28.7928
[9 empty] | 134 | 4.2009 | -4.0568 | 22968.8944 | 28.7453
[9 empty] | 134.1 | 4.1939 | -4.0641 | 22969.59 | 28.6976
[9 empty] | 134.2 | 4.1868 | -4.0714 | 22970.2844 | 28.6499
[9 empty] | 134.3 | 4.1796 | -4.0787 | 22970.9777 | 28.6021
[9 empty] | 134.4 | 4.1725 | -4.086 | 22971.6698 | 28.5542
[9 empty] | 134.5 | 4.1654 | -4.0933 | 22972.3606 | 28.5062
[9 empty] | 134.6 | 4.1582 | -4.1006 | 22973.0504 | 28.4581
[9 empty] | 134.7 | 4.1511 | -4.1078 | 22973.7389 | 28.41
[9 empty] | 134.8 | 4.1439 | -4.1151 | 22974.4262 | 28.3617
[9 empty] | 134.9 | 4.1367 | -4.1223 | 22975.1123 | 28.3134
[9 empty] | 135 | 4.1295 | -4.1295 | 22975.7973 | 28.2649
[9 empty] | 135.1 | 4.1223 | -4.1367 | 22976.4811 | 28.2164
[9 empty] | 135.2 | 4.1151 | -4.1439 | 22977.1636 | 28.1678
[9 empty] | 135.3 | 4.1078 | -4.1511 | 22977.845 | 28.119
[9 empty] | 135.4 | 4.1006 | -4.1582 | 22978.5251 | 28.0702
[9 empty] | 135.5 | 4.0933 | -4.1654 | 22979.2041 | 28.0213
[9 empty] | 135.6 | 4.086 | -4.1725 | 22979.8819 | 27.9723
[9 empty] | 135.7 | 4.0787 | -4.1796 | 22980.5584 | 27.9233
[9 empty] | 135.8 | 4.0714 | -4.1868 | 22981.2337 | 27.8741
[9 empty] | 135.9 | 4.0641 | -4.1939 | 22981.9079 | 27.8249
[9 empty] | 136 | 4.0568 | -4.2009 | 22982.5808 | 27.7755
[9 empty] | 136.1 | 4.0495 | -4.208 | 22983.2525 | 27.7261
[9 empty] | 136.2 | 4.0421 | -4.2151 | 22983.923 | 27.6766
[9 empty] | 136.3 | 4.0348 | -4.2221 | 22984.5922 | 27.627
[9 empty] | 136.4 | 4.0274 | -4.2292 | 22985.2603 | 27.5773
[9 empty] | 136.5 | 4.02 | -4.2362 | 22985.9271 | 27.5275
[9 empty] | 136.6 | 4.0126 | -4.2432 | 22986.5927 | 27.4776
[9 empty] | 136.7 | 4.0052 | -4.2502 | 22987.2571 | 27.4276
[9 empty] | 136.8 | 3.9978 | -4.2572 | 22987.9202 | 27.3776
[9 empty] | 136.9 | 3.9903 | -4.2641 | 22988.5821 | 27.3274
[9 empty] | 137 | 3.9829 | -4.2711 | 22989.2428 | 27.2772
[9 empty] | 137.1 | 3.9754 | -4.2781 | 22989.9022 | 27.2269
[9 empty] | 137.2 | 3.9679 | -4.285 | 22990.5604 | 27.1765
[9 empty] | 137.3 | 3.9605 | -4.2919 | 22991.2174 | 27.126
[9 empty] | 137.4 | 3.953 | -4.2988 | 22991.8731 | 27.0754
[9 empty] | 137.5 | 3.9454 | -4.3057 | 22992.5276 | 27.0248
[9 empty] | 137.6 | 3.9379 | -4.3126 | 22993.1808 | 26.974
[9 empty] | 137.7 | 3.9304 | -4.3194 | 22993.8328 | 26.9232
[9 empty] | 137.8 | 3.9228 | -4.3263 | 22994.4835 | 26.8723
[9 empty] | 137.9 | 3.9153 | -4.3331 | 22995.133 | 26.8213
[9 empty] | 138 | 3.9077 | -4.34 | 22995.7813 | 26.7702
[9 empty] | 138.1 | 3.9001 | -4.3468 | 22996.4282 | 26.719
[9 empty] | 138.2 | 3.8925 | -4.3536 | 22997.0739 | 26.6677
[9 empty] | 138.3 | 3.8849 | -4.3604 | 22997.7184 | 26.6164
[9 empty] | 138.4 | 3.8773 | -4.3671 | 22998.3616 | 26.5649
[9 empty] | 138.5 | 3.8697 | -4.3739 | 22999.0035 | 26.5134
[9 empty] | 138.6 | 3.8621 | -4.3806 | 22999.6442 | 26.4618
[9 empty] | 138.7 | 3.8544 | -4.3874 | 23000.2836 | 26.4101
[9 empty] | 138.8 | 3.8467 | -4.3941 | 23000.9218 | 26.3583
[9 empty] | 138.9 | 3.8391 | -4.4008 | 23001.5586 | 26.3065
[9 empty] | 139 | 3.8314 | -4.4075 | 23002.1942 | 26.2545
[9 empty] | 139.1 | 3.8237 | -4.4142 | 23002.8285 | 26.2025
[9 empty] | 139.2 | 3.816 | -4.4209 | 23003.4616 | 26.1504
[9 empty] | 139.3 | 3.8083 | -4.4275 | 23004.0933 | 26.0982
[9 empty] | 139.4 | 3.8005 | -4.4341 | 23004.7238 | 26.0459
[9 empty] | 139.5 | 3.7928 | -4.4408 | 23005.353 | 25.9935
[9 empty] | 139.6 | 3.785 | -4.4474 | 23005.9809 | 25.9411
[9 empty] | 139.7 | 3.7773 | -4.454 | 23006.6076 | 25.8886
[9 empty] | 139.8 | 3.7695 | -4.4606 | 23007.2329 | 25.8359
[9 empty] | 139.9 | 3.7617 | -4.4671 | 23007.8569 | 25.7832
[9 empty] | 140 | 3.7539 | -4.4737 | 23008.4797 | 25.7305
[9 empty] | 140.1 | 3.7461 | -4.4802 | 23009.1012 | 25.6776
[9 empty] | 140.2 | 3.7382 | -4.4868 | 23009.7213 | 25.6246
[9 empty] | 140.3 | 3.7304 | -4.4933 | 23010.3402 | 25.5716
[9 empty] | 140.4 | 3.7226 | -4.4998 | 23010.9578 | 25.5185
[9 empty] | 140.5 | 3.7147 | -4.5063 | 23011.5741 | 25.4653
[9 empty] | 140.6 | 3.7068 | -4.5128 | 23012.189 | 25.412
[9 empty] | 140.7 | 3.6989 | -4.5192 | 23012.8027 | 25.3587
[9 empty] | 140.8 | 3.6911 | -4.5257 | 23013.415 | 25.3052
[9 empty] | 140.9 | 3.6831 | -4.5321 | 23014.0261 | 25.2517
[9 empty] | 141 | 3.6752 | -4.5385 | 23014.6358 | 25.1981
[9 empty] | 141.1 | 3.6673 | -4.5449 | 23015.2442 | 25.1444
[9 empty] | 141.2 | 3.6594 | -4.5513 | 23015.8513 | 25.0907
[9 empty] | 141.3 | 3.6514 | -4.5577 | 23016.4571 | 25.0368
[9 empty] | 141.4 | 3.6435 | -4.5641 | 23017.0616 | 24.9829
[9 empty] | 141.5 | 3.6355 | -4.5704 | 23017.6648 | 24.9289
[9 empty] | 141.6 | 3.6275 | -4.5768 | 23018.2666 | 24.8748
[9 empty] | 141.7 | 3.6195 | -4.5831 | 23018.8671 | 24.8206
[9 empty] | 141.8 | 3.6115 | -4.5894 | 23019.4663 | 24.7664
[9 empty] | 141.9 | 3.6035 | -4.5957 | 23020.0641 | 24.7121
[9 empty] | 142 | 3.5955 | -4.602 | 23020.6607 | 24.6577
[9 empty] | 142.1 | 3.5874 | -4.6083 | 23021.2559 | 24.6032
[9 empty] | 142.2 | 3.5794 | -4.6145 | 23021.8497 | 24.5486
[9 empty] | 142.3 | 3.5713 | -4.6207 | 23022.4423 | 24.494
[9 empty] | 142.4 | 3.5632 | -4.627 | 23023.0334 | 24.4392
[9 empty] | 142.5 | 3.5552 | -4.6332 | 23023.6233 | 24.3844
[9 empty] | 142.6 | 3.5471 | -4.6394 | 23024.2118 | 24.3296
[9 empty] | 142.7 | 3.539 | -4.6456 | 23024.799 | 24.2746
[9 empty] | 142.8 | 3.5309 | -4.6517 | 23025.3848 | 24.2196
[9 empty] | 142.9 | 3.5227 | -4.6579 | 23025.9693 | 24.1645
[9 empty] | 143 | 3.5146 | -4.664 | 23026.5524 | 24.1093
[9 empty] | 143.1 | 3.5065 | -4.6702 | 23027.1342 | 24.054
[9 empty] | 143.2 | 3.4983 | -4.6763 | 23027.7147 | 23.9986
[9 empty] | 143.3 | 3.4901 | -4.6824 | 23028.2937 | 23.9432
[9 empty] | 143.4 | 3.482 | -4.6885 | 23028.8715 | 23.8877
[9 empty] | 143.5 | 3.4738 | -4.6945 | 23029.4478 | 23.8321
[9 empty] | 143.6 | 3.4656 | -4.7006 | 23030.0229 | 23.7765
[9 empty] | 143.7 | 3.4574 | -4.7066 | 23030.5965 | 23.7208
[9 empty] | 143.8 | 3.4491 | -4.7126 | 23031.1688 | 23.665
[9 empty] | 143.9 | 3.4409 | -4.7187 | 23031.7397 | 23.6091
[9 empty] | 144 | 3.4327 | -4.7247 | 23032.3093 | 23.5531
[9 empty] | 144.1 | 3.4244 | -4.7306 | 23032.8775 | 23.4971
[9 empty] | 144.2 | 3.4162 | -4.7366 | 23033.4443 | 23.441
[9 empty] | 144.3 | 3.4079 | -4.7426 | 23034.0098 | 23.3848
[9 empty] | 144.4 | 3.3996 | -4.7485 | 23034.5739 | 23.3285
[9 empty] | 144.5 | 3.3913 | -4.7544 | 23035.1366 | 23.2722
[9 empty] | 144.6 | 3.383 | -4.7603 | 23035.698 | 23.2158
[9 empty] | 144.7 | 3.3747 | -4.7662 | 23036.2579 | 23.1593
[9 empty] | 144.8 | 3.3664 | -4.7721 | 23036.8165 | 23.1027
[9 empty] | 144.9 | 3.358 | -4.778 | 23037.3737 | 23.0461
[9 empty] | 145 | 3.3497 | -4.7838 | 23037.9295 | 22.9894
[9 empty] | 145.1 | 3.3413 | -4.7897 | 23038.484 | 22.9326
[9 empty] | 145.2 | 3.333 | -4.7955 | 23039.037 | 22.8757
[9 empty] | 145.3 | 3.3246 | -4.8013 | 23039.5887 | 22.8188
[9 empty] | 145.4 | 3.3162 | -4.8071 | 23040.139 | 22.7618
[9 empty] | 145.5 | 3.3078 | -4.8129 | 23040.6879 | 22.7047
[9 empty] | 145.6 | 3.2994 | -4.8187 | 23041.2354 | 22.6475
[9 empty] | 145.7 | 3.291 | -4.8244 | 23041.7815 | 22.5903
[9 empty] | 145.8 | 3.2826 | -4.8302 | 23042.3262 | 22.533
[9 empty] | 145.9 | 3.2741 | -4.8359 | 23042.8695 | 22.4756
[9 empty] | 146 | 3.2657 | -4.8416 | 23043.4114 | 22.4182
[9 empty] | 146.1 | 3.2572 | -4.8473 | 23043.9519 | 22.3607
[9 empty] | 146.2 | 3.2488 | -4.8529 | 23044.491 | 22.3031
[9 empty] | 146.3 | 3.2403 | -4.8586 | 23045.0287 | 22.2454
[9 empty] | 146.4 | 3.2318 | -4.8643 | 23045.565 | 22.1877
[9 empty] | 146.5 | 3.2233 | -4.8699 | 23046.0999 | 22.1299
[9 empty] | 146.6 | 3.2148 | -4.8755 | 23046.6334 | 22.072
[9 empty] | 146.7 | 3.2063 | -4.8811 | 23047.1655 | 22.014
[9 empty] | 146.8 | 3.1978 | -4.8867 | 23047.6962 | 21.956
[9 empty] | 146.9 | 3.1892 | -4.8923 | 23048.2254 | 21.8979
[9 empty] | 147 | 3.1807 | -4.8978 | 23048.7533 | 21.8398
[9 empty] | 147.1 | 3.1721 | -4.9034 | 23049.2797 | 21.7815
[9 empty] | 147.2 | 3.1636 | -4.9089 | 23049.8047 | 21.7232
[9 empty] | 147.3 | 3.155 | -4.9144 | 23050.3283 | 21.6649
[9 empty] | 147.4 | 3.1464 | -4.9199 | 23050.8504 | 21.6064
[9 empty] | 147.5 | 3.1378 | -4.9254 | 23051.3712 | 21.5479
[9 empty] | 147.6 | 3.1292 | -4.9309 | 23051.8905 | 21.4893
[9 empty] | 147.7 | 3.1206 | -4.9363 | 23052.4084 | 21.4307
[9 empty] | 147.8 | 3.112 | -4.9418 | 23052.9248 | 21.372
[9 empty] | 147.9 | 3.1034 | -4.9472 | 23053.4399 | 21.3132
[9 empty] | 148 | 3.0947 | -4.9526 | 23053.9535 | 21.2543
[9 empty] | 148.1 | 3.0861 | -4.958 | 23054.4656 | 21.1954
[9 empty] | 148.2 | 3.0774 | -4.9634 | 23054.9764 | 21.1364
[9 empty] | 148.3 | 3.0688 | -4.9687 | 23055.4857 | 21.0773
[9 empty] | 148.4 | 3.0601 | -4.9741 | 23055.9935 | 21.0182
[9 empty] | 148.5 | 3.0514 | -4.9794 | 23056.4999 | 20.959
[9 empty] | 148.6 | 3.0427 | -4.9847 | 23057.0049 | 20.8997
[9 empty] | 148.7 | 3.034 | -4.99 | 23057.5085 | 20.8404
[9 empty] | 148.8 | 3.0253 | -4.9953 | 23058.0106 | 20.781
[9 empty] | 148.9 | 3.0166 | -5.0006 | 23058.5112 | 20.7215
[9 empty] | 149 | 3.0078 | -5.0059 | 23059.0104 | 20.662
[9 empty] | 149.1 | 2.9991 | -5.0111 | 23059.5082 | 20.6024
[9 empty] | 149.2 | 2.9903 | -5.0163 | 23060.0045 | 20.5427
[9 empty] | 149.3 | 2.9816 | -5.0215 | 23060.4993 | 20.483
[9 empty] | 149.4 | 2.9728 | -5.0267 | 23060.9927 | 20.4232
[9 empty] | 149.5 | 2.964 | -5.0319 | 23061.4847 | 20.3633
[9 empty] | 149.6 | 2.9552 | -5.0371 | 23061.9752 | 20.3034
[9 empty] | 149.7 | 2.9464 | -5.0422 | 23062.4642 | 20.2434
[9 empty] | 149.8 | 2.9376 | -5.0474 | 23062.9518 | 20.1833
[9 empty] | 149.9 | 2.9288 | -5.0525 | 23063.4379 | 20.1232
[9 empty] | 150 | 2.92 | -5.0576 | 23063.9226 | 20.063
[9 empty] | 150.1 | 2.9112 | -5.0627 | 23064.4058 | 20.0027
[9 empty] | 150.2 | 2.9023 | -5.0678 | 23064.8875 | 19.9424
[9 empty] | 150.3 | 2.8935 | -5.0728 | 23065.3678 | 19.882
[9 empty] | 150.4 | 2.8846 | -5.0779 | 23065.8466 | 19.8215
[9 empty] | 150.5 | 2.8758 | -5.0829 | 23066.3239 | 19.761
[9 empty] | 150.6 | 2.8669 | -5.0879 | 23066.7998 | 19.7004
[9 empty] | 150.7 | 2.858 | -5.0929 | 23067.2742 | 19.6398
[9 empty] | 150.8 | 2.8491 | -5.0979 | 23067.7471 | 19.5791
[9 empty] | 150.9 | 2.8402 | -5.1028 | 23068.2185 | 19.5183
[9 empty] | 151 | 2.8313 | -5.1078 | 23068.6885 | 19.4575
[9 empty] | 151.1 | 2.8224 | -5.1127 | 23069.157 | 19.3966
[9 empty] | 151.2 | 2.8134 | -5.1176 | 23069.624 | 19.3356
[9 empty] | 151.3 | 2.8045 | -5.1225 | 23070.0895 | 19.2746
[9 empty] | 151.4 | 2.7956 | -5.1274 | 23070.5536 | 19.2135
[9 empty] | 151.5 | 2.7866 | -5.1323 | 23071.0161 | 19.1523
[9 empty] | 151.6 | 2.7776 | -5.1371 | 23071.4772 | 19.0911
[9 empty] | 151.7 | 2.7687 | -5.142 | 23071.9368 | 19.0298
[9 empty] | 151.8 | 2.7597 | -5.1468 | 23072.3949 | 18.9685
[9 empty] | 151.9 | 2.7507 | -5.1516 | 23072.8515 | 18.9071
[9 empty] | 152 | 2.7417 | -5.1564 | 23073.3067 | 18.8457
[9 empty] | 152.1 | 2.7327 | -5.1612 | 23073.7603 | 18.7841
[9 empty] | 152.2 | 2.7237 | -5.166 | 23074.2124 | 18.7226
[9 empty] | 152.3 | 2.7147 | -5.1707 | 23074.6631 | 18.6609
[9 empty] | 152.4 | 2.7056 | -5.1754 | 23075.1123 | 18.5992
[9 empty] | 152.5 | 2.6966 | -5.1801 | 23075.5599 | 18.5374
[9 empty] | 152.6 | 2.6876 | -5.1848 | 23076.0061 | 18.4756
[9 empty] | 152.7 | 2.6785 | -5.1895 | 23076.4507 | 18.4137
[9 empty] | 152.8 | 2.6695 | -5.1942 | 23076.8939 | 18.3518
[9 empty] | 152.9 | 2.6604 | -5.1988 | 23077.3355 | 18.2898
[9 empty] | 153 | 2.6513 | -5.2035 | 23077.7757 | 18.2277
[9 empty] | 153.1 | 2.6422 | -5.2081 | 23078.2143 | 18.1656
[9 empty] | 153.2 | 2.6331 | -5.2127 | 23078.6515 | 18.1034
[9 empty] | 153.3 | 2.624 | -5.2173 | 23079.0871 | 18.0412
[9 empty] | 153.4 | 2.6149 | -5.2219 | 23079.5212 | 17.9789
[9 empty] | 153.5 | 2.6058 | -5.2264 | 23079.9539 | 17.9166
[9 empty] | 153.6 | 2.5967 | -5.231 | 23080.385 | 17.8541
[9 empty] | 153.7 | 2.5875 | -5.2355 | 23080.8146 | 17.7917
[9 empty] | 153.8 | 2.5784 | -5.24 | 23081.2426 | 17.7291
[9 empty] | 153.9 | 2.5692 | -5.2445 | 23081.6692 | 17.6666
[9 empty] | 154 | 2.5601 | -5.249 | 23082.0942 | 17.6039
[9 empty] | 154.1 | 2.5509 | -5.2534 | 23082.5178 | 17.5412
[9 empty] | 154.2 | 2.5417 | -5.2579 | 23082.9398 | 17.4785
[9 empty] | 154.3 | 2.5326 | -5.2623 | 23083.3603 | 17.4156
[9 empty] | 154.4 | 2.5234 | -5.2667 | 23083.7792 | 17.3528
[9 empty] | 154.5 | 2.5142 | -5.2711 | 23084.1967 | 17.2898
[9 empty] | 154.6 | 2.505 | -5.2755 | 23084.6126 | 17.2269
[9 empty] | 154.7 | 2.4958 | -5.2798 | 23085.027 | 17.1638
[9 empty] | 154.8 | 2.4866 | -5.2842 | 23085.4398 | 17.1007
[9 empty] | 154.9 | 2.4773 | -5.2885 | 23085.8512 | 17.0376
[9 empty] | 155 | 2.4681 | -5.2928 | 23086.261 | 16.9744
[9 empty] | 155.1 | 2.4588 | -5.2971 | 23086.6692 | 16.9111
[9 empty] | 155.2 | 2.4496 | -5.3014 | 23087.076 | 16.8478
[9 empty] | 155.3 | 2.4403 | -5.3057 | 23087.4812 | 16.7844
[9 empty] | 155.4 | 2.4311 | -5.3099 | 23087.8849 | 16.721
[9 empty] | 155.5 | 2.4218 | -5.3142 | 23088.287 | 16.6575
[9 empty] | 155.6 | 2.4125 | -5.3184 | 23088.6876 | 16.594
[9 empty] | 155.7 | 2.4032 | -5.3226 | 23089.0866 | 16.5304
[9 empty] | 155.8 | 2.394 | -5.3268 | 23089.4842 | 16.4668
[9 empty] | 155.9 | 2.3846 | -5.331 | 23089.8802 | 16.4031
[9 empty] | 156 | 2.3753 | -5.3351 | 23090.2746 | 16.3393
[9 empty] | 156.1 | 2.366 | -5.3392 | 23090.6675 | 16.2755
[9 empty] | 156.2 | 2.3567 | -5.3434 | 23091.0588 | 16.2117
[9 empty] | 156.3 | 2.3474 | -5.3475 | 23091.4486 | 16.1478
[9 empty] | 156.4 | 2.338 | -5.3516 | 23091.8369 | 16.0838
[9 empty] | 156.5 | 2.3287 | -5.3556 | 23092.2236 | 16.0198
[9 empty] | 156.6 | 2.3193 | -5.3597 | 23092.6088 | 15.9558
[9 empty] | 156.7 | 2.31 | -5.3637 | 23092.9924 | 15.8916
[9 empty] | 156.8 | 2.3006 | -5.3678 | 23093.3745 | 15.8275
[9 empty] | 156.9 | 2.2912 | -5.3718 | 23093.755 | 15.7633
[9 empty] | 157 | 2.2819 | -5.3757 | 23094.1339 | 15.699
[9 empty] | 157.1 | 2.2725 | -5.3797 | 23094.5113 | 15.6347
[9 empty] | 157.2 | 2.2631 | -5.3837 | 23094.8872 | 15.5703
[9 empty] | 157.3 | 2.2537 | -5.3876 | 23095.2615 | 15.5059
[9 empty] | 157.4 | 2.2443 | -5.3915 | 23095.6342 | 15.4414
[9 empty] | 157.5 | 2.2349 | -5.3955 | 23096.0053 | 15.3769
[9 empty] | 157.6 | 2.2255 | -5.3993 | 23096.375 | 15.3123
[9 empty] | 157.7 | 2.216 | -5.4032 | 23096.743 | 15.2477
[9 empty] | 157.8 | 2.2066 | -5.4071 | 23097.1095 | 15.183
[9 empty] | 157.9 | 2.1971 | -5.4109 | 23097.4744 | 15.1183
[9 empty] | 158 | 2.1877 | -5.4148 | 23097.8378 | 15.0535
[9 empty] | 158.1 | 2.1782 | -5.4186 | 23098.1996 | 14.9887
[9 empty] | 158.2 | 2.1688 | -5.4224 | 23098.5598 | 14.9239
[9 empty] | 158.3 | 2.1593 | -5.4261 | 23098.9184 | 14.8589
[9 empty] | 158.4 | 2.1498 | -5.4299 | 23099.2755 | 14.794
[9 empty] | 158.5 | 2.1404 | -5.4336 | 23099.631 | 14.729
[9 empty] | 158.6 | 2.1309 | -5.4374 | 23099.985 | 14.6639
[9 empty] | 158.7 | 2.1214 | -5.4411 | 23100.3373 | 14.5988
[9 empty] | 158.8 | 2.1119 | -5.4448 | 23100.6881 | 14.5337
[9 empty] | 158.9 | 2.1024 | -5.4484 | 23101.0373 | 14.4685
[9 empty] | 159 | 2.0929 | -5.4521 | 23101.385 | 14.4032
[9 empty] | 159.1 | 2.0833 | -5.4558 | 23101.7311 | 14.3379
[9 empty] | 159.2 | 2.0738 | -5.4594 | 23102.0755 | 14.2726
[9 empty] | 159.3 | 2.0643 | -5.463 | 23102.4185 | 14.2072
[9 empty] | 159.4 | 2.0548 | -5.4666 | 23102.7598 | 14.1417
[9 empty] | 159.5 | 2.0452 | -5.4702 | 23103.0995 | 14.0763
[9 empty] | 159.6 | 2.0357 | -5.4737 | 23103.4377 | 14.0107
[9 empty] | 159.7 | 2.0261 | -5.4773 | 23103.7743 | 13.9452
[9 empty] | 159.8 | 2.0165 | -5.4808 | 23104.1093 | 13.8796
[9 empty] | 159.9 | 2.007 | -5.4843 | 23104.4427 | 13.8139
[9 empty] | 160 | 1.9974 | -5.4878 | 23104.7745 | 13.7482
[9 empty] | 160.1 | 1.9878 | -5.4913 | 23105.1048 | 13.6824
[9 empty] | 160.2 | 1.9782 | -5.4947 | 23105.4334 | 13.6166
[9 empty] | 160.3 | 1.9686 | -5.4982 | 23105.7605 | 13.5508
[9 empty] | 160.4 | 1.959 | -5.5016 | 23106.0859 | 13.4849
[9 empty] | 160.5 | 1.9494 | -5.505 | 23106.4098 | 13.419
[9 empty] | 160.6 | 1.9398 | -5.5084 | 23106.7321 | 13.353
[9 empty] | 160.7 | 1.9302 | -5.5118 | 23107.0528 | 13.287
[9 empty] | 160.8 | 1.9206 | -5.5152 | 23107.3719 | 13.2209
[9 empty] | 160.9 | 1.911 | -5.5185 | 23107.6894 | 13.1548
[9 empty] | 161 | 1.9013 | -5.5218 | 23108.0053 | 13.0887
[9 empty] | 161.1 | 1.8917 | -5.5251 | 23108.3196 | 13.0225
[9 empty] | 161.2 | 1.882 | -5.5284 | 23108.6324 | 12.9563
[9 empty] | 161.3 | 1.8724 | -5.5317 | 23108.9435 | 12.89
[9 empty] | 161.4 | 1.8627 | -5.535 | 23109.253 | 12.8237
[9 empty] | 161.5 | 1.8531 | -5.5382 | 23109.5609 | 12.7573
[9 empty] | 161.6 | 1.8434 | -5.5414 | 23109.8672 | 12.6909
[9 empty] | 161.7 | 1.8337 | -5.5446 | 23110.1719 | 12.6245
[9 empty] | 161.8 | 1.824 | -5.5478 | 23110.475 | 12.558
[9 empty] | 161.9 | 1.8144 | -5.551 | 23110.7765 | 12.4915
[9 empty] | 162 | 1.8047 | -5.5542 | 23111.0764 | 12.4249
[9 empty] | 162.1 | 1.795 | -5.5573 | 23111.3747 | 12.3583
[9 empty] | 162.2 | 1.7853 | -5.5604 | 23111.6714 | 12.2917
[9 empty] | 162.3 | 1.7756 | -5.5635 | 23111.9665 | 12.225
[9 empty] | 162.4 | 1.7658 | -5.5666 | 23112.2599 | 12.1583
[9 empty] | 162.5 | 1.7561 | -5.5697 | 23112.5518 | 12.0915
[9 empty] | 162.6 | 1.7464 | -5.5728 | 23112.842 | 12.0247
[9 empty] | 162.7 | 1.7367 | -5.5758 | 23113.1306 | 11.9579
[9 empty] | 162.8 | 1.7269 | -5.5788 | 23113.4177 | 11.891
[9 empty] | 162.9 | 1.7172 | -5.5818 | 23113.7031 | 11.8241
[9 empty] | 163 | 1.7075 | -5.5848 | 23113.9869 | 11.7572
[9 empty] | 163.1 | 1.6977 | -5.5878 | 23114.269 | 11.6902
[9 empty] | 163.2 | 1.6879 | -5.5907 | 23114.5496 | 11.6231
[9 empty] | 163.3 | 1.6782 | -5.5937 | 23114.8285 | 11.5561
[9 empty] | 163.4 | 1.6684 | -5.5966 | 23115.1059 | 11.489
[9 empty] | 163.5 | 1.6586 | -5.5995 | 23115.3816 | 11.4218
[9 empty] | 163.6 | 1.6489 | -5.6024 | 23115.6556 | 11.3546
[9 empty] | 163.7 | 1.6391 | -5.6053 | 23115.9281 | 11.2874
[9 empty] | 163.8 | 1.6293 | -5.6081 | 23116.1989 | 11.2202
[9 empty] | 163.9 | 1.6195 | -5.611 | 23116.4682 | 11.1529
[9 empty] | 164 | 1.6097 | -5.6138 | 23116.7358 | 11.0855
[9 empty] | 164.1 | 1.5999 | -5.6166 | 23117.0017 | 11.0182
[9 empty] | 164.2 | 1.5901 | -5.6194 | 23117.2661 | 10.9508
[9 empty] | 164.3 | 1.5803 | -5.6221 | 23117.5288 | 10.8833
[9 empty] | 164.4 | 1.5705 | -5.6249 | 23117.7899 | 10.8159
[9 empty] | 164.5 | 1.5607 | -5.6276 | 23118.0494 | 10.7484
[9 empty] | 164.6 | 1.5508 | -5.6303 | 23118.3072 | 10.6808
[9 empty] | 164.7 | 1.541 | -5.633 | 23118.5634 | 10.6132
[9 empty] | 164.8 | 1.5312 | -5.6357 | 23118.818 | 10.5456
[9 empty] | 164.9 | 1.5213 | -5.6384 | 23119.071 | 10.478
[9 empty] | 165 | 1.5115 | -5.641 | 23119.3223 | 10.4103
[9 empty] | 165.1 | 1.5017 | -5.6436 | 23119.572 | 10.3426
[9 empty] | 165.2 | 1.4918 | -5.6462 | 23119.82 | 10.2748
[9 empty] | 165.3 | 1.4819 | -5.6488 | 23120.0665 | 10.2071
[9 empty] | 165.4 | 1.4721 | -5.6514 | 23120.3113 | 10.1392
[9 empty] | 165.5 | 1.4622 | -5.654 | 23120.5544 | 10.0714
[9 empty] | 165.6 | 1.4523 | -5.6565 | 23120.7959 | 10.0035
[9 empty] | 165.7 | 1.4425 | -5.6591 | 23121.0358 | 9.9356
[9 empty] | 165.8 | 1.4326 | -5.6616 | 23121.2741 | 9.8677
[9 empty] | 165.9 | 1.4227 | -5.6641 | 23121.5107 | 9.7997
[9 empty] | 166 | 1.4128 | -5.6665 | 23121.7457 | 9.7317
[9 empty] | 166.1 | 1.4029 | -5.669 | 23121.979 | 9.6636
[9 empty] | 166.2 | 1.393 | -5.6714 | 23122.2107 | 9.5956
[9 empty] | 166.3 | 1.3831 | -5.6738 | 23122.4407 | 9.5275
[9 empty] | 166.4 | 1.3732 | -5.6763 | 23122.6691 | 9.4593
[9 empty] | 166.5 | 1.3633 | -5.6786 | 23122.8959 | 9.3912
[9 empty] | 166.6 | 1.3534 | -5.681 | 23123.121 | 9.323
[9 empty] | 166.7 | 1.3435 | -5.6834 | 23123.3445 | 9.2547
[9 empty] | 166.8 | 1.3336 | -5.6857 | 23123.5664 | 9.1865
[9 empty] | 166.9 | 1.3236 | -5.688 | 23123.7866 | 9.1182
[9 empty] | 167 | 1.3137 | -5.6903 | 23124.0051 | 9.0499
[9 empty] | 167.1 | 1.3038 | -5.6926 | 23124.222 | 8.9815
[9 empty] | 167.2 | 1.2938 | -5.6949 | 23124.4373 | 8.9132
[9 empty] | 167.3 | 1.2839 | -5.6971 | 23124.6509 | 8.8448
[9 empty] | 167.4 | 1.274 | -5.6994 | 23124.8628 | 8.7763
[9 empty] | 167.5 | 1.264 | -5.7016 | 23125.0732 | 8.7079
[9 empty] | 167.6 | 1.2541 | -5.7038 | 23125.2818 | 8.6394
[9 empty] | 167.7 | 1.2441 | -5.7059 | 23125.4888 | 8.5709
[9 empty] | 167.8 | 1.2341 | -5.7081 | 23125.6942 | 8.5023
[9 empty] | 167.9 | 1.2242 | -5.7103 | 23125.8979 | 8.4337
[9 empty] | 168 | 1.2142 | -5.7124 | 23126.1 | 8.3651
[9 empty] | 168.1 | 1.2042 | -5.7145 | 23126.3004 | 8.2965
[9 empty] | 168.2 | 1.1943 | -5.7166 | 23126.4991 | 8.2279
[9 empty] | 168.3 | 1.1843 | -5.7187 | 23126.6962 | 8.1592
[9 empty] | 168.4 | 1.1743 | -5.7207 | 23126.8917 | 8.0905
[9 empty] | 168.5 | 1.1643 | -5.7228 | 23127.0855 | 8.0217
[9 empty] | 168.6 | 1.1543 | -5.7248 | 23127.2776 | 7.953
[9 empty] | 168.7 | 1.1443 | -5.7268 | 23127.4681 | 7.8842
[9 empty] | 168.8 | 1.1343 | -5.7288 | 23127.6569 | 7.8154
[9 empty] | 168.9 | 1.1243 | -5.7307 | 23127.8441 | 7.7465
[9 empty] | 169 | 1.1143 | -5.7327 | 23128.0296 | 7.6777
[9 empty] | 169.1 | 1.1043 | -5.7346 | 23128.2135 | 7.6088
[9 empty] | 169.2 | 1.0943 | -5.7366 | 23128.3957 | 7.5399
[9 empty] | 169.3 | 1.0843 | -5.7385 | 23128.5762 | 7.4709
[9 empty] | 169.4 | 1.0743 | -5.7403 | 23128.7551 | 7.402
[9 empty] | 169.5 | 1.0643 | -5.7422 | 23128.9323 | 7.333
[9 empty] | 169.6 | 1.0542 | -5.7441 | 23129.1078 | 7.264
[9 empty] | 169.7 | 1.0442 | -5.7459 | 23129.2817 | 7.1949
[9 empty] | 169.8 | 1.0342 | -5.7477 | 23129.454 | 7.1259
[9 empty] | 169.9 | 1.0241 | -5.7495 | 23129.6245 | 7.0568
[9 empty] | 170 | 1.0141 | -5.7513 | 23129.7934 | 6.9877
[9 empty] | 170.1 | 1.0041 | -5.753 | 23129.9607 | 6.9186
[9 empty] | 170.2 | 0.99402 | -5.7548 | 23130.1263 | 6.8494
[9 empty] | 170.3 | 0.98398 | -5.7565 | 23130.2902 | 6.7802
[9 empty] | 170.4 | 0.97393 | -5.7582 | 23130.4524 | 6.7111
[9 empty] | 170.5 | 0.96388 | -5.7599 | 23130.613 | 6.6418
[9 empty] | 170.6 | 0.95382 | -5.7616 | 23130.7719 | 6.5726
[9 empty] | 170.7 | 0.94377 | -5.7632 | 23130.9292 | 6.5033
[9 empty] | 170.8 | 0.93371 | -5.7649 | 23131.0847 | 6.4341
[9 empty] | 170.9 | 0.92364 | -5.7665 | 23131.2387 | 6.3648
[9 empty] | 171 | 0.91358 | -5.7681 | 23131.3909 | 6.2954
[9 empty] | 171.1 | 0.90351 | -5.7697 | 23131.5415 | 6.2261
[9 empty] | 171.2 | 0.89344 | -5.7713 | 23131.6904 | 6.1567
[9 empty] | 171.3 | 0.88336 | -5.7728 | 23131.8376 | 6.0874
[9 empty] | 171.4 | 0.87329 | -5.7743 | 23131.9832 | 6.018
[9 empty] | 171.5 | 0.86321 | -5.7759 | 23132.1271 | 5.9485
[9 empty] | 171.6 | 0.85312 | -5.7774 | 23132.2693 | 5.8791
[9 empty] | 171.7 | 0.84304 | -5.7788 | 23132.4099 | 5.8096
[9 empty] | 171.8 | 0.83295 | -5.7803 | 23132.5488 | 5.7401
[9 empty] | 171.9 | 0.82286 | -5.7817 | 23132.686 | 5.6707
[9 empty] | 172 | 0.81277 | -5.7832 | 23132.8215 | 5.6011
[9 empty] | 172.1 | 0.80268 | -5.7846 | 23132.9554 | 5.5316
[9 empty] | 172.2 | 0.79258 | -5.786 | 23133.0876 | 5.462
[9 empty] | 172.3 | 0.78248 | -5.7873 | 23133.2181 | 5.3925
[9 empty] | 172.4 | 0.77238 | -5.7887 | 23133.347 | 5.3229
[9 empty] | 172.5 | 0.76227 | -5.79 | 23133.4741 | 5.2533
[9 empty] | 172.6 | 0.75217 | -5.7914 | 23133.5996 | 5.1837
[9 empty] | 172.7 | 0.74206 | -5.7927 | 23133.7234 | 5.114
[9 empty] | 172.8 | 0.73195 | -5.7939 | 23133.8456 | 5.0444
[9 empty] | 172.9 | 0.72183 | -5.7952 | 23133.9661 | 4.9747
[9 empty] | 173 | 0.71172 | -5.7965 | 23134.0849 | 4.905
[9 empty] | 173.1 | 0.7016 | -5.7977 | 23134.202 | 4.8353
[9 empty] | 173.2 | 0.69148 | -5.7989 | 23134.3174 | 4.7656
[9 empty] | 173.3 | 0.68136 | -5.8001 | 23134.4312 | 4.6958
[9 empty] | 173.4 | 0.67123 | -5.8013 | 23134.5433 | 4.6261
[9 empty] | 173.5 | 0.66111 | -5.8025 | 23134.6537 | 4.5563
[9 empty] | 173.6 | 0.65098 | -5.8036 | 23134.7624 | 4.4865
[9 empty] | 173.7 | 0.64085 | -5.8047 | 23134.8695 | 4.4167
[9 empty] | 173.8 | 0.63072 | -5.8058 | 23134.9748 | 4.3469
[9 empty] | 173.9 | 0.62058 | -5.8069 | 23135.0785 | 4.2771
[9 empty] | 174 | 0.61045 | -5.808 | 23135.1805 | 4.2073
[9 empty] | 174.1 | 0.60031 | -5.8091 | 23135.2809 | 4.1374
[9 empty] | 174.2 | 0.59017 | -5.8101 | 23135.3795 | 4.0675
[9 empty] | 174.3 | 0.58003 | -5.8111 | 23135.4765 | 3.9977
[9 empty] | 174.4 | 0.56988 | -5.8121 | 23135.5718 | 3.9278
[9 empty] | 174.5 | 0.55974 | -5.8131 | 23135.6654 | 3.8579
[9 empty] | 174.6 | 0.54959 | -5.8141 | 23135.7573 | 3.7879
[9 empty] | 174.7 | 0.53944 | -5.815 | 23135.8476 | 3.718
[9 empty] | 174.8 | 0.52929 | -5.816 | 23135.9361 | 3.6481
[9 empty] | 174.9 | 0.51914 | -5.8169 | 23136.023 | 3.5781
[9 empty] | 175 | 0.50899 | -5.8178 | 23136.1082 | 3.5082
[9 empty] | 175.1 | 0.49883 | -5.8187 | 23136.1917 | 3.4382
[9 empty] | 175.2 | 0.48868 | -5.8195 | 23136.2736 | 3.3682
[9 empty] | 175.3 | 0.47852 | -5.8204 | 23136.3537 | 3.2982
[9 empty] | 175.4 | 0.46836 | -5.8212 | 23136.4322 | 3.2282
[9 empty] | 175.5 | 0.4582 | -5.822 | 23136.509 | 3.1582
[9 empty] | 175.6 | 0.44804 | -5.8228 | 23136.5841 | 3.0881
[9 empty] | 175.7 | 0.43788 | -5.8236 | 23136.6575 | 3.0181
[9 empty] | 175.8 | 0.42771 | -5.8243 | 23136.7292 | 2.948
[9 empty] | 175.9 | 0.41755 | -5.8251 | 23136.7992 | 2.878
[9 empty] | 176 | 0.40738 | -5.8258 | 23136.8676 | 2.8079
[9 empty] | 176.1 | 0.39721 | -5.8265 | 23136.9343 | 2.7378
[9 empty] | 176.2 | 0.38704 | -5.8272 | 23136.9993 | 2.6677
[9 empty] | 176.3 | 0.37687 | -5.8278 | 23137.0626 | 2.5976
[9 empty] | 176.4 | 0.3667 | -5.8285 | 23137.1242 | 2.5275
[9 empty] | 176.5 | 0.35652 | -5.8291 | 23137.1841 | 2.4574
[9 empty] | 176.6 | 0.34635 | -5.8297 | 23137.2424 | 2.3873
[9 empty] | 176.7 | 0.33617 | -5.8303 | 23137.2989 | 2.3172
[9 empty] | 176.8 | 0.326 | -5.8309 | 23137.3538 | 2.247
[9 empty] | 176.9 | 0.31582 | -5.8315 | 23137.407 | 2.1769
[9 empty] | 177 | 0.30564 | -5.832 | 23137.4585 | 2.1067
[9 empty] | 177.1 | 0.29546 | -5.8325 | 23137.5083 | 2.0366
[9 empty] | 177.2 | 0.28528 | -5.833 | 23137.5564 | 1.9664
[9 empty] | 177.3 | 0.2751 | -5.8335 | 23137.6029 | 1.8962
[9 empty] | 177.4 | 0.26492 | -5.834 | 23137.6476 | 1.8261
[9 empty] | 177.5 | 0.25474 | -5.8344 | 23137.6907 | 1.7559
[9 empty] | 177.6 | 0.24455 | -5.8349 | 23137.732 | 1.6857
[9 empty] | 177.7 | 0.23437 | -5.8353 | 23137.7717 | 1.6155
[9 empty] | 177.8 | 0.22418 | -5.8357 | 23137.8097 | 1.5453
[9 empty] | 177.9 | 0.214 | -5.8361 | 23137.846 | 1.4751
[9 empty] | 178 | 0.20381 | -5.8364 | 23137.8807 | 1.4049
[9 empty] | 178.1 | 0.19363 | -5.8368 | 23137.9136 | 1.3347
[9 empty] | 178.2 | 0.18344 | -5.8371 | 23137.9448 | 1.2644
[9 empty] | 178.3 | 0.17325 | -5.8374 | 23137.9744 | 1.1942
[9 empty] | 178.4 | 0.16306 | -5.8377 | 23138.0023 | 1.124
[9 empty] | 178.5 | 0.15287 | -5.838 | 23138.0285 | 1.0537
[9 empty] | 178.6 | 0.14268 | -5.8383 | 23138.0529 | 0.98352
[9 empty] | 178.7 | 0.13249 | -5.8385 | 23138.0758 | 0.91328
[9 empty] | 178.8 | 0.1223 | -5.8387 | 23138.0969 | 0.84304
[9 empty] | 178.9 | 0.11211 | -5.8389 | 23138.1163 | 0.77279

## TOF m-q
[9 empty] | measured values |  | measured for graph |  | calculated for graph
TOF | m/q | DTOFcalc | name/formula | [5 empty] | sqrt (m/q) | TOF | sqrt (m/q) | TOF | sqrt (m/q) | TOF
1700.7 | 1 | -4.8409 | H+ | derive m/q from TOF or vice versa |  |  |  |  | 1 | 1700.7 | 1 | 1700.7 | 0 | -0.19199
2395.4 | 2 | 2.9865 | He+ | time of flight | 6344.7 | ns |  |  | 1.4142 | 2395.4 | 1.4142 | 2395.4 | 7.0711 | 11992.7003
3385.2 | 4 | 6.7102 | He2+ | mass | 13.9949 | amu |  |  | 2 | 3385.2 | 2 | 3385.2
4799.6 | 8 | -2.6351 | [6 empty] | 2.8284 | 4799.6 | 2.8284 | 4799.6
6788.8 | 16 | -4.7876 |  | mass | 40 | amu |  |  | 4 | 6788.8 | 4 | 6788.8
6993.6 | 17 | -0.7942 |  | time of flight | 10726.577 | ns |  |  | 4.1231 | 6993.6 | 4.1231 | 6993.6
7198.5 | 18 | -2.9566 | [6 empty] | 4.2426 | 7198.5 | 4.2426 | 7198.5
8976 | 28 | -1.5332 | [6 empty] | 5.2915 | 8976 | 5.2915 | 8976
9591.2 | 32 | 2.9218 |  | m/q calibration | 1696.0511 | m/q |  | 3,99 | 5.6569 | 9591.2 | 5.6569 | 9591.2
7581 | 20 | 3.7791 |  | t0 offset (b) | -0.19199 | ns |  |  | 4.4721 | 7581 | 4.4721 | 7581
6344.7 | 14 | 1.1501 |  | max deviation (exp/calc) | 6.7102 | ns |  |  | 3.7417 | 6344.7 | 3.7417 | 6344.7
|  | 0 | [8 empty] | 1 | 1700.7
|  | 0 | [8 empty] | 1 | 1700.7
|  | 0 | [8 empty] | 1 | 1700.7
|  | 0 | [8 empty] | 1 | 1700.7
|  | 0 | [8 empty] | 1 | 1700.7
|  | 0 | [8 empty] | 1 | 1700.7
|  | 0 | [8 empty] | 1 | 1700.7
0

## PIPICO
[148 empty] | radius | 0 | 42 | 40 | -42 | -40
|  |  |  | mass [amu] | charge [a. u] | KER [eV] | t (p=0) [ns] | ta = tb [ns] (45° line) | max. radius on det. [mm.] | solid angle [%] | modulo | 1000000000000 | [135 empty] | max tof | 6090.5742
length E-field xa | 5 | cm | Ion 1a | 12 | 1 | 9 | 3516.3947 | 3799.9486 | 32.602 | 4 pi |  |  | Ion 1a | Ion 1b | [5 empty] | Ion 1a | Ion 1b | [8 empty] | Ion 2a | Ion 2b | [5 empty] | Ion 2a | Ion 2b | [8 empty] | Ion 3a | Ion 3b | [5 empty] | Ion 3a | Ion 3b | [8 empty] | Ion 4a | Ion 4b | [5 empty] | Ion 4a | Ion 4b | [8 empty] | Ion 5a | Ion 5b | [5 empty] | Ion 5a | Ion 5b | [8 empty] | Ion 6a | Ion 6b | [5 empty] | Ion 6a | Ion 6b | [8 empty] | Ion 7a | Ion 7b | [5 empty] | Ion 7a | Ion 7b | [8 empty] | Ion 8a | Ion 8b | [5 empty] | Ion 8a | Ion 8b
length drift xd | 10 | cm | Ion 1b | 16 | 1 |  | 4060.3828 |  | 28.0754 | 4 pi | mass |  | 12 | 16 | [5 empty] | 12 | 16 | [8 empty] | 0 | 0 | [5 empty] | 0 | 0 | [8 empty] | 0 | 0 | [5 empty] | 0 | 0 | [8 empty] | 0 | 0 | [5 empty] | 0 | 0 | [8 empty] | 0 | 0 | [5 empty] | 0 | 0 | [8 empty] | 0 | 0 | [5 empty] | 0 | 0 | [8 empty] | 0 | 0 | [5 empty] | 0 | 0 | [8 empty] | 0 | 0 | [5 empty] | 0 | 0
[11 empty] | charge |  | 1 | 1 | [5 empty] | 1 | 1 | [8 empty] | 0 | 0 | [5 empty] | 0 | 0 | [8 empty] | 0 | 0 | [5 empty] | 0 | 0 | [8 empty] | 0 | 0 | [5 empty] | 0 | 0 | [8 empty] | 0 | 0 | [5 empty] | 0 | 0 | [8 empty] | 0 | 0 | [5 empty] | 0 | 0 | [8 empty] | 0 | 0 | [5 empty] | 0 | 0 | [8 empty] | 0 | 0 | [5 empty] | 0 | 0
E-field xa1 | 15 | V/cm | Ion 2a | [7 empty] | single particle momentum from KER | 91.2603 | [5 empty] | for KER momentum |  | modulo + offset |  |  |  | Counts auf Det. |  | TOF on Det. |  | 3799.9486 | #DIV/0! | [5 empty] | for KER momentum |  | modulo + offset |  |  |  | Counts auf Det. |  | TOF on Det. |  | #DIV/0! | #DIV/0! | [5 empty] | for KER momentum |  | modulo + offset |  |  |  | Counts auf Det. |  | TOF on Det. |  | #DIV/0! | #DIV/0! | [5 empty] | for KER momentum |  | modulo + offset |  |  |  | Counts auf Det. |  | TOF on Det. |  | #DIV/0! | #DIV/0! | [5 empty] | for KER momentum |  | modulo + offset |  |  |  | Counts auf Det. |  | TOF on Det. |  | #DIV/0! | #DIV/0! | [5 empty] | for KER momentum |  | modulo + offset |  |  |  | Counts auf Det. |  | TOF on Det. |  | #DIV/0! | #DIV/0! | [5 empty] | for KER momentum |  | modulo + offset |  |  |  | Counts auf Det. |  | TOF on Det. |  | #DIV/0! | #DIV/0! | [5 empty] | for KER momentum |  | modulo + offset |  |  |  | Counts auf Det. |  | TOF on Det. |  | #DIV/0!
E-field xa2 (or drift) | 500 | V/cm | Ion 2b | [8 empty] | momentum tof 1a/1b | TOF 1a [ns] | TOF 1b [ns] | alpha | p_r | p_TOF | TOF 1a | TOF 1b | TOF 1a | TOF 1b | r 1a [mm] | r 1b [mm] | #1a | #1b | TOF 1a | TOF 1b | TOF 1a = TOF 1b | momentum 2a/2b | TOF 2a [ns] | TOF 2b [ns] | alpha | p_r | p_TOF | TOF 2a | TOF 2b | TOF 2a | TOF 2b | r 2a [mm] | r 2b [mm] | #2a | #2b | TOF 2a | TOF 2b | TOF 2a = TOF 2b | momentum 3a/3b | TOF 3a [ns] | TOF 3b [ns] | alpha | p_r | p_TOF | TOF 3a | TOF 3b | TOF 3a | TOF 3b | r 3a [mm] | r 3b [mm] | #3a | #3b | TOF 3a | TOF 3b | TOF 3a = TOF 3b | momentum 4a/4b | TOF 4a [ns] | TOF 4b [ns] | alpha | p_r | p_TOF | TOF 4a | TOF 4b | TOF 4a | TOF 4b | r 4a [mm] | r 4b [mm] | #4a | #4b | TOF 4a | TOF 4b | TOF 4a = TOF 4b | momentum 5a/5b | TOF 5a [ns] | TOF 5b [ns] | alpha | p_r | p_TOF | TOF 5a | TOF 5b | TOF 5a | TOF 5b | r 5a [mm] | r 5b [mm] | #5a | #5b | TOF 5a | TOF 5b | TOF 5a = TOF 5b | momentum 6a/6b | TOF 6a [ns] | TOF 6b [ns] | alpha | p_r | p_TOF | TOF 6a | TOF 6b | TOF 6a | TOF 6b | r 6a [mm] | r 6b [mm] | #6a | #6b | TOF 6a | TOF 6b | TOF 6a = TOF 6b | momentum 7a/7b | TOF 7a [ns] | TOF 7b [ns] | alpha | p_r | p_TOF | TOF 7a | TOF 7b | TOF 7a | TOF 7b | r 7a [mm] | r 7b [mm] | #7a | #7b | TOF 7a [ns] | TOF 7b [ns] | TOF 7a = TOF 7b | momentum 8a/8b | TOF 8a [ns] | TOF 8b [ns] | alpha | p_r | p_TOF | TOF 8a | TOF 8b | TOF 8a | TOF 8b | r 8a [mm] | r 8b [mm] | #8a | #8b | TOF 8a [ns] | TOF 8b [ns] | TOF 8a = TOF 8b
[12 empty] | 136.8904 | 2590.5776 | 5378.3488 | 0 | 0 | 91.2603 | 2854.5248 | 4899.6281 | 2854.5248 | 4899.6281 | 0 | 0 | 1 | 1 | 2854.5248 | 4899.6281 |  | #DIV/0! | #DIV/0! | #DIV/0! | 0 | #DIV/0! | #DIV/0! | #DIV/0! | #DIV/0! | #DIV/0! | #DIV/0! | #DIV/0! | #DIV/0! | #DIV/0! | #DIV/0! | #DIV/0! | #DIV/0! | #DIV/0! | #DIV/0! | #DIV/0! | #DIV/0! | 0 | #DIV/0! | #DIV/0! | #DIV/0! | #DIV/0! | #DIV/0! | #DIV/0! | #DIV/0! | #DIV/0! | #DIV/0! | #DIV/0! | #DIV/0! | #DIV/0! | #DIV/0! | #DIV/0! | #DIV/0! | #DIV/0! | 0 | #DIV/0! | #DIV/0! | #DIV/0! | #DIV/0! | #DIV/0! | #DIV/0! | #DIV/0! | #DIV/0! | #DIV/0! | #DIV/0! | #DIV/0! | #DIV/0! | #DIV/0! | #DIV/0! | #DIV/0! | #DIV/0! | 0 | #DIV/0! | #DIV/0! | #DIV/0! | #DIV/0! | #DIV/0! | #DIV/0! | #DIV/0! | #DIV/0! | #DIV/0! | #DIV/0! | #DIV/0! | #DIV/0! | #DIV/0! | #DIV/0! | #DIV/0! | #DIV/0! | 0 | #DIV/0! | #DIV/0! | #DIV/0! | #DIV/0! | #DIV/0! | #DIV/0! | #DIV/0! | #DIV/0! | #DIV/0! | #DIV/0! | #DIV/0! | #DIV/0! | #DIV/0! | #DIV/0! | #DIV/0! | #DIV/0! | 0 | #DIV/0! | #DIV/0! | #DIV/0! | #DIV/0! | #DIV/0! | #DIV/0! | #DIV/0! | #DIV/0! | #DIV/0! | #DIV/0! | #DIV/0! | #DIV/0! | #DIV/0! | #DIV/0! | #DIV/0! | #DIV/0! | 0 | #DIV/0! | #DIV/0! | #DIV/0! | #DIV/0! | #DIV/0! | #DIV/0! | #DIV/0! | #DIV/0! | #DIV/0! | #DIV/0! | #DIV/0! | #DIV/0! | #DIV/0!
MCP diameter dMCP | 80 | mm | Ion 3a | [8 empty] | 134.1526 | 2605.2669 | 5348.5906 | 0.1 | 0.15928 | 91.2601 | 2854.5256 | 4899.6267 | 2854.5256 | 4899.6267 | 0.045149 | 0.058122 | 1 | 1 | 2854.5256 | 4899.6267 |  | #DIV/0! | #DIV/0! | #DIV/0! | 0.1 | #DIV/0! | #DIV/0! | #DIV/0! | #DIV/0! | #DIV/0! | #DIV/0! | #DIV/0! | #DIV/0! | #DIV/0! | #DIV/0! | #DIV/0! | #DIV/0! | #DIV/0! | #DIV/0! | #DIV/0! | #DIV/0! | 0.1 | #DIV/0! | #DIV/0! | #DIV/0! | #DIV/0! | #DIV/0! | #DIV/0! | #DIV/0! | #DIV/0! | #DIV/0! | #DIV/0! | #DIV/0! | #DIV/0! | #DIV/0! | #DIV/0! | #DIV/0! | #DIV/0! | 0.1 | #DIV/0! | #DIV/0! | #DIV/0! | #DIV/0! | #DIV/0! | #DIV/0! | #DIV/0! | #DIV/0! | #DIV/0! | #DIV/0! | #DIV/0! | #DIV/0! | #DIV/0! | #DIV/0! | #DIV/0! | #DIV/0! | 0.1 | #DIV/0! | #DIV/0! | #DIV/0! | #DIV/0! | #DIV/0! | #DIV/0! | #DIV/0! | #DIV/0! | #DIV/0! | #DIV/0! | #DIV/0! | #DIV/0! | #DIV/0! | #DIV/0! | #DIV/0! | #DIV/0! | 0.1 | #DIV/0! | #DIV/0! | #DIV/0! | #DIV/0! | #DIV/0! | #DIV/0! | #DIV/0! | #DIV/0! | #DIV/0! | #DIV/0! | #DIV/0! | #DIV/0! | #DIV/0! | #DIV/0! | #DIV/0! | #DIV/0! | 0.1 | #DIV/0! | #DIV/0! | #DIV/0! | #DIV/0! | #DIV/0! | #DIV/0! | #DIV/0! | #DIV/0! | #DIV/0! | #DIV/0! | #DIV/0! | #DIV/0! | #DIV/0! | #DIV/0! | #DIV/0! | #DIV/0! | 0.1 | #DIV/0! | #DIV/0! | #DIV/0! | #DIV/0! | #DIV/0! | #DIV/0! | #DIV/0! | #DIV/0! | #DIV/0! | #DIV/0! | #DIV/0! | #DIV/0! | #DIV/0!
|  |  | Ion 3b | [8 empty] | 131.4148 | 2620.0974 | 5318.9608 | 0.2 | 0.31856 | 91.2597 | 2854.5282 | 4899.6225 | 2854.5282 | 4899.6225 | 0.090298 | 0.11624 | 1 | 1 | 2854.5282 | 4899.6225 |  | #DIV/0! | #DIV/0! | #DIV/0! | 0.2 | #DIV/0! | #DIV/0! | #DIV/0! | #DIV/0! | #DIV/0! | #DIV/0! | #DIV/0! | #DIV/0! | #DIV/0! | #DIV/0! | #DIV/0! | #DIV/0! | #DIV/0! | #DIV/0! | #DIV/0! | #DIV/0! | 0.2 | #DIV/0! | #DIV/0! | #DIV/0! | #DIV/0! | #DIV/0! | #DIV/0! | #DIV/0! | #DIV/0! | #DIV/0! | #DIV/0! | #DIV/0! | #DIV/0! | #DIV/0! | #DIV/0! | #DIV/0! | #DIV/0! | 0.2 | #DIV/0! | #DIV/0! | #DIV/0! | #DIV/0! | #DIV/0! | #DIV/0! | #DIV/0! | #DIV/0! | #DIV/0! | #DIV/0! | #DIV/0! | #DIV/0! | #DIV/0! | #DIV/0! | #DIV/0! | #DIV/0! | 0.2 | #DIV/0! | #DIV/0! | #DIV/0! | #DIV/0! | #DIV/0! | #DIV/0! | #DIV/0! | #DIV/0! | #DIV/0! | #DIV/0! | #DIV/0! | #DIV/0! | #DIV/0! | #DIV/0! | #DIV/0! | #DIV/0! | 0.2 | #DIV/0! | #DIV/0! | #DIV/0! | #DIV/0! | #DIV/0! | #DIV/0! | #DIV/0! | #DIV/0! | #DIV/0! | #DIV/0! | #DIV/0! | #DIV/0! | #DIV/0! | #DIV/0! | #DIV/0! | #DIV/0! | 0.2 | #DIV/0! | #DIV/0! | #DIV/0! | #DIV/0! | #DIV/0! | #DIV/0! | #DIV/0! | #DIV/0! | #DIV/0! | #DIV/0! | #DIV/0! | #DIV/0! | #DIV/0! | #DIV/0! | #DIV/0! | #DIV/0! | 0.2 | #DIV/0! | #DIV/0! | #DIV/0! | #DIV/0! | #DIV/0! | #DIV/0! | #DIV/0! | #DIV/0! | #DIV/0! | #DIV/0! | #DIV/0! | #DIV/0! | #DIV/0!
time offset T0 |  | ns | [9 empty] | 128.677 | 2635.0703 | 5289.4603 | 0.3 | 0.47784 | 91.259 | 2854.5326 | 4899.6155 | 2854.5326 | 4899.6155 | 0.13545 | 0.17437 | 1 | 1 | 2854.5326 | 4899.6155 |  | #DIV/0! | #DIV/0! | #DIV/0! | 0.3 | #DIV/0! | #DIV/0! | #DIV/0! | #DIV/0! | #DIV/0! | #DIV/0! | #DIV/0! | #DIV/0! | #DIV/0! | #DIV/0! | #DIV/0! | #DIV/0! | #DIV/0! | #DIV/0! | #DIV/0! | #DIV/0! | 0.3 | #DIV/0! | #DIV/0! | #DIV/0! | #DIV/0! | #DIV/0! | #DIV/0! | #DIV/0! | #DIV/0! | #DIV/0! | #DIV/0! | #DIV/0! | #DIV/0! | #DIV/0! | #DIV/0! | #DIV/0! | #DIV/0! | 0.3 | #DIV/0! | #DIV/0! | #DIV/0! | #DIV/0! | #DIV/0! | #DIV/0! | #DIV/0! | #DIV/0! | #DIV/0! | #DIV/0! | #DIV/0! | #DIV/0! | #DIV/0! | #DIV/0! | #DIV/0! | #DIV/0! | 0.3 | #DIV/0! | #DIV/0! | #DIV/0! | #DIV/0! | #DIV/0! | #DIV/0! | #DIV/0! | #DIV/0! | #DIV/0! | #DIV/0! | #DIV/0! | #DIV/0! | #DIV/0! | #DIV/0! | #DIV/0! | #DIV/0! | 0.3 | #DIV/0! | #DIV/0! | #DIV/0! | #DIV/0! | #DIV/0! | #DIV/0! | #DIV/0! | #DIV/0! | #DIV/0! | #DIV/0! | #DIV/0! | #DIV/0! | #DIV/0! | #DIV/0! | #DIV/0! | #DIV/0! | 0.3 | #DIV/0! | #DIV/0! | #DIV/0! | #DIV/0! | #DIV/0! | #DIV/0! | #DIV/0! | #DIV/0! | #DIV/0! | #DIV/0! | #DIV/0! | #DIV/0! | #DIV/0! | #DIV/0! | #DIV/0! | #DIV/0! | 0.3 | #DIV/0! | #DIV/0! | #DIV/0! | #DIV/0! | #DIV/0! | #DIV/0! | #DIV/0! | #DIV/0! | #DIV/0! | #DIV/0! | #DIV/0! | #DIV/0! | #DIV/0!
bunch marker (modulo) |  | ns | Ion 4a | [8 empty] | 125.9392 | 2650.1867 | 5260.0898 | 0.4 | 0.63711 | 91.258 | 2854.5387 | 4899.6057 | 2854.5387 | 4899.6057 | 0.1806 | 0.23249 | 1 | 1 | 2854.5387 | 4899.6057 |  | #DIV/0! | #DIV/0! | #DIV/0! | 0.4 | #DIV/0! | #DIV/0! | #DIV/0! | #DIV/0! | #DIV/0! | #DIV/0! | #DIV/0! | #DIV/0! | #DIV/0! | #DIV/0! | #DIV/0! | #DIV/0! | #DIV/0! | #DIV/0! | #DIV/0! | #DIV/0! | 0.4 | #DIV/0! | #DIV/0! | #DIV/0! | #DIV/0! | #DIV/0! | #DIV/0! | #DIV/0! | #DIV/0! | #DIV/0! | #DIV/0! | #DIV/0! | #DIV/0! | #DIV/0! | #DIV/0! | #DIV/0! | #DIV/0! | 0.4 | #DIV/0! | #DIV/0! | #DIV/0! | #DIV/0! | #DIV/0! | #DIV/0! | #DIV/0! | #DIV/0! | #DIV/0! | #DIV/0! | #DIV/0! | #DIV/0! | #DIV/0! | #DIV/0! | #DIV/0! | #DIV/0! | 0.4 | #DIV/0! | #DIV/0! | #DIV/0! | #DIV/0! | #DIV/0! | #DIV/0! | #DIV/0! | #DIV/0! | #DIV/0! | #DIV/0! | #DIV/0! | #DIV/0! | #DIV/0! | #DIV/0! | #DIV/0! | #DIV/0! | 0.4 | #DIV/0! | #DIV/0! | #DIV/0! | #DIV/0! | #DIV/0! | #DIV/0! | #DIV/0! | #DIV/0! | #DIV/0! | #DIV/0! | #DIV/0! | #DIV/0! | #DIV/0! | #DIV/0! | #DIV/0! | #DIV/0! | 0.4 | #DIV/0! | #DIV/0! | #DIV/0! | #DIV/0! | #DIV/0! | #DIV/0! | #DIV/0! | #DIV/0! | #DIV/0! | #DIV/0! | #DIV/0! | #DIV/0! | #DIV/0! | #DIV/0! | #DIV/0! | #DIV/0! | 0.4 | #DIV/0! | #DIV/0! | #DIV/0! | #DIV/0! | #DIV/0! | #DIV/0! | #DIV/0! | #DIV/0! | #DIV/0! | #DIV/0! | #DIV/0! | #DIV/0! | #DIV/0!
|  |  | Ion 4b | [8 empty] | 123.2014 | 2665.4476 | 5230.8501 | 0.5 | 0.79639 | 91.2568 | 2854.5465 | 4899.5931 | 2854.5465 | 4899.5931 | 0.22575 | 0.2906 | 1 | 1 | 2854.5465 | 4899.5931 |  | #DIV/0! | #DIV/0! | #DIV/0! | 0.5 | #DIV/0! | #DIV/0! | #DIV/0! | #DIV/0! | #DIV/0! | #DIV/0! | #DIV/0! | #DIV/0! | #DIV/0! | #DIV/0! | #DIV/0! | #DIV/0! | #DIV/0! | #DIV/0! | #DIV/0! | #DIV/0! | 0.5 | #DIV/0! | #DIV/0! | #DIV/0! | #DIV/0! | #DIV/0! | #DIV/0! | #DIV/0! | #DIV/0! | #DIV/0! | #DIV/0! | #DIV/0! | #DIV/0! | #DIV/0! | #DIV/0! | #DIV/0! | #DIV/0! | 0.5 | #DIV/0! | #DIV/0! | #DIV/0! | #DIV/0! | #DIV/0! | #DIV/0! | #DIV/0! | #DIV/0! | #DIV/0! | #DIV/0! | #DIV/0! | #DIV/0! | #DIV/0! | #DIV/0! | #DIV/0! | #DIV/0! | 0.5 | #DIV/0! | #DIV/0! | #DIV/0! | #DIV/0! | #DIV/0! | #DIV/0! | #DIV/0! | #DIV/0! | #DIV/0! | #DIV/0! | #DIV/0! | #DIV/0! | #DIV/0! | #DIV/0! | #DIV/0! | #DIV/0! | 0.5 | #DIV/0! | #DIV/0! | #DIV/0! | #DIV/0! | #DIV/0! | #DIV/0! | #DIV/0! | #DIV/0! | #DIV/0! | #DIV/0! | #DIV/0! | #DIV/0! | #DIV/0! | #DIV/0! | #DIV/0! | #DIV/0! | 0.5 | #DIV/0! | #DIV/0! | #DIV/0! | #DIV/0! | #DIV/0! | #DIV/0! | #DIV/0! | #DIV/0! | #DIV/0! | #DIV/0! | #DIV/0! | #DIV/0! | #DIV/0! | #DIV/0! | #DIV/0! | #DIV/0! | 0.5 | #DIV/0! | #DIV/0! | #DIV/0! | #DIV/0! | #DIV/0! | #DIV/0! | #DIV/0! | #DIV/0! | #DIV/0! | #DIV/0! | #DIV/0! | #DIV/0! | #DIV/0!
[12 empty] | 120.4635 | 2680.8541 | 5201.742 | 0.6 | 0.95566 | 91.2553 | 2854.556 | 4899.5777 | 2854.556 | 4899.5777 | 0.27089 | 0.34872 | 1 | 1 | 2854.556 | 4899.5777 |  | #DIV/0! | #DIV/0! | #DIV/0! | 0.6 | #DIV/0! | #DIV/0! | #DIV/0! | #DIV/0! | #DIV/0! | #DIV/0! | #DIV/0! | #DIV/0! | #DIV/0! | #DIV/0! | #DIV/0! | #DIV/0! | #DIV/0! | #DIV/0! | #DIV/0! | #DIV/0! | 0.6 | #DIV/0! | #DIV/0! | #DIV/0! | #DIV/0! | #DIV/0! | #DIV/0! | #DIV/0! | #DIV/0! | #DIV/0! | #DIV/0! | #DIV/0! | #DIV/0! | #DIV/0! | #DIV/0! | #DIV/0! | #DIV/0! | 0.6 | #DIV/0! | #DIV/0! | #DIV/0! | #DIV/0! | #DIV/0! | #DIV/0! | #DIV/0! | #DIV/0! | #DIV/0! | #DIV/0! | #DIV/0! | #DIV/0! | #DIV/0! | #DIV/0! | #DIV/0! | #DIV/0! | 0.6 | #DIV/0! | #DIV/0! | #DIV/0! | #DIV/0! | #DIV/0! | #DIV/0! | #DIV/0! | #DIV/0! | #DIV/0! | #DIV/0! | #DIV/0! | #DIV/0! | #DIV/0! | #DIV/0! | #DIV/0! | #DIV/0! | 0.6 | #DIV/0! | #DIV/0! | #DIV/0! | #DIV/0! | #DIV/0! | #DIV/0! | #DIV/0! | #DIV/0! | #DIV/0! | #DIV/0! | #DIV/0! | #DIV/0! | #DIV/0! | #DIV/0! | #DIV/0! | #DIV/0! | 0.6 | #DIV/0! | #DIV/0! | #DIV/0! | #DIV/0! | #DIV/0! | #DIV/0! | #DIV/0! | #DIV/0! | #DIV/0! | #DIV/0! | #DIV/0! | #DIV/0! | #DIV/0! | #DIV/0! | #DIV/0! | #DIV/0! | 0.6 | #DIV/0! | #DIV/0! | #DIV/0! | #DIV/0! | #DIV/0! | #DIV/0! | #DIV/0! | #DIV/0! | #DIV/0! | #DIV/0! | #DIV/0! | #DIV/0! | #DIV/0!
|  |  | Ion 5a | [8 empty] | 117.7257 | 2696.4073 | 5172.7661 | 0.7 | 1.1149 | 91.2534 | 2854.5673 | 4899.5595 | 2854.5673 | 4899.5595 | 0.31604 | 0.40684 | 1 | 1 | 2854.5673 | 4899.5595 |  | #DIV/0! | #DIV/0! | #DIV/0! | 0.7 | #DIV/0! | #DIV/0! | #DIV/0! | #DIV/0! | #DIV/0! | #DIV/0! | #DIV/0! | #DIV/0! | #DIV/0! | #DIV/0! | #DIV/0! | #DIV/0! | #DIV/0! | #DIV/0! | #DIV/0! | #DIV/0! | 0.7 | #DIV/0! | #DIV/0! | #DIV/0! | #DIV/0! | #DIV/0! | #DIV/0! | #DIV/0! | #DIV/0! | #DIV/0! | #DIV/0! | #DIV/0! | #DIV/0! | #DIV/0! | #DIV/0! | #DIV/0! | #DIV/0! | 0.7 | #DIV/0! | #DIV/0! | #DIV/0! | #DIV/0! | #DIV/0! | #DIV/0! | #DIV/0! | #DIV/0! | #DIV/0! | #DIV/0! | #DIV/0! | #DIV/0! | #DIV/0! | #DIV/0! | #DIV/0! | #DIV/0! | 0.7 | #DIV/0! | #DIV/0! | #DIV/0! | #DIV/0! | #DIV/0! | #DIV/0! | #DIV/0! | #DIV/0! | #DIV/0! | #DIV/0! | #DIV/0! | #DIV/0! | #DIV/0! | #DIV/0! | #DIV/0! | #DIV/0! | 0.7 | #DIV/0! | #DIV/0! | #DIV/0! | #DIV/0! | #DIV/0! | #DIV/0! | #DIV/0! | #DIV/0! | #DIV/0! | #DIV/0! | #DIV/0! | #DIV/0! | #DIV/0! | #DIV/0! | #DIV/0! | #DIV/0! | 0.7 | #DIV/0! | #DIV/0! | #DIV/0! | #DIV/0! | #DIV/0! | #DIV/0! | #DIV/0! | #DIV/0! | #DIV/0! | #DIV/0! | #DIV/0! | #DIV/0! | #DIV/0! | #DIV/0! | #DIV/0! | #DIV/0! | 0.7 | #DIV/0! | #DIV/0! | #DIV/0! | #DIV/0! | #DIV/0! | #DIV/0! | #DIV/0! | #DIV/0! | #DIV/0! | #DIV/0! | #DIV/0! | #DIV/0! | #DIV/0!
|  |  | Ion 5b | [8 empty] | 114.9879 | 2712.1083 | 5143.9232 | 0.8 | 1.2742 | 91.2514 | 2854.5803 | 4899.5385 | 2854.5803 | 4899.5385 | 0.36119 | 0.46495 | 1 | 1 | 2854.5803 | 4899.5385 |  | #DIV/0! | #DIV/0! | #DIV/0! | 0.8 | #DIV/0! | #DIV/0! | #DIV/0! | #DIV/0! | #DIV/0! | #DIV/0! | #DIV/0! | #DIV/0! | #DIV/0! | #DIV/0! | #DIV/0! | #DIV/0! | #DIV/0! | #DIV/0! | #DIV/0! | #DIV/0! | 0.8 | #DIV/0! | #DIV/0! | #DIV/0! | #DIV/0! | #DIV/0! | #DIV/0! | #DIV/0! | #DIV/0! | #DIV/0! | #DIV/0! | #DIV/0! | #DIV/0! | #DIV/0! | #DIV/0! | #DIV/0! | #DIV/0! | 0.8 | #DIV/0! | #DIV/0! | #DIV/0! | #DIV/0! | #DIV/0! | #DIV/0! | #DIV/0! | #DIV/0! | #DIV/0! | #DIV/0! | #DIV/0! | #DIV/0! | #DIV/0! | #DIV/0! | #DIV/0! | #DIV/0! | 0.8 | #DIV/0! | #DIV/0! | #DIV/0! | #DIV/0! | #DIV/0! | #DIV/0! | #DIV/0! | #DIV/0! | #DIV/0! | #DIV/0! | #DIV/0! | #DIV/0! | #DIV/0! | #DIV/0! | #DIV/0! | #DIV/0! | 0.8 | #DIV/0! | #DIV/0! | #DIV/0! | #DIV/0! | #DIV/0! | #DIV/0! | #DIV/0! | #DIV/0! | #DIV/0! | #DIV/0! | #DIV/0! | #DIV/0! | #DIV/0! | #DIV/0! | #DIV/0! | #DIV/0! | 0.8 | #DIV/0! | #DIV/0! | #DIV/0! | #DIV/0! | #DIV/0! | #DIV/0! | #DIV/0! | #DIV/0! | #DIV/0! | #DIV/0! | #DIV/0! | #DIV/0! | #DIV/0! | #DIV/0! | #DIV/0! | #DIV/0! | 0.8 | #DIV/0! | #DIV/0! | #DIV/0! | #DIV/0! | #DIV/0! | #DIV/0! | #DIV/0! | #DIV/0! | #DIV/0! | #DIV/0! | #DIV/0! | #DIV/0! | #DIV/0!
[12 empty] | 112.2501 | 2727.9581 | 5115.2141 | 0.9 | 1.4335 | 91.249 | 2854.5951 | 4899.5146 | 2854.5951 | 4899.5146 | 0.40634 | 0.52307 | 1 | 1 | 2854.5951 | 4899.5146 |  | #DIV/0! | #DIV/0! | #DIV/0! | 0.9 | #DIV/0! | #DIV/0! | #DIV/0! | #DIV/0! | #DIV/0! | #DIV/0! | #DIV/0! | #DIV/0! | #DIV/0! | #DIV/0! | #DIV/0! | #DIV/0! | #DIV/0! | #DIV/0! | #DIV/0! | #DIV/0! | 0.9 | #DIV/0! | #DIV/0! | #DIV/0! | #DIV/0! | #DIV/0! | #DIV/0! | #DIV/0! | #DIV/0! | #DIV/0! | #DIV/0! | #DIV/0! | #DIV/0! | #DIV/0! | #DIV/0! | #DIV/0! | #DIV/0! | 0.9 | #DIV/0! | #DIV/0! | #DIV/0! | #DIV/0! | #DIV/0! | #DIV/0! | #DIV/0! | #DIV/0! | #DIV/0! | #DIV/0! | #DIV/0! | #DIV/0! | #DIV/0! | #DIV/0! | #DIV/0! | #DIV/0! | 0.9 | #DIV/0! | #DIV/0! | #DIV/0! | #DIV/0! | #DIV/0! | #DIV/0! | #DIV/0! | #DIV/0! | #DIV/0! | #DIV/0! | #DIV/0! | #DIV/0! | #DIV/0! | #DIV/0! | #DIV/0! | #DIV/0! | 0.9 | #DIV/0! | #DIV/0! | #DIV/0! | #DIV/0! | #DIV/0! | #DIV/0! | #DIV/0! | #DIV/0! | #DIV/0! | #DIV/0! | #DIV/0! | #DIV/0! | #DIV/0! | #DIV/0! | #DIV/0! | #DIV/0! | 0.9 | #DIV/0! | #DIV/0! | #DIV/0! | #DIV/0! | #DIV/0! | #DIV/0! | #DIV/0! | #DIV/0! | #DIV/0! | #DIV/0! | #DIV/0! | #DIV/0! | #DIV/0! | #DIV/0! | #DIV/0! | #DIV/0! | 0.9 | #DIV/0! | #DIV/0! | #DIV/0! | #DIV/0! | #DIV/0! | #DIV/0! | #DIV/0! | #DIV/0! | #DIV/0! | #DIV/0! | #DIV/0! | #DIV/0! | #DIV/0!
|  |  | Ion 6a | [8 empty] | 109.5123 | 2743.9578 | 5086.6394 | 1 | 1.5927 | 91.2464 | 2854.6116 | 4899.488 | 2854.6116 | 4899.488 | 0.45148 | 0.58117 | 1 | 1 | 2854.6116 | 4899.488 |  | #DIV/0! | #DIV/0! | #DIV/0! | 1 | #DIV/0! | #DIV/0! | #DIV/0! | #DIV/0! | #DIV/0! | #DIV/0! | #DIV/0! | #DIV/0! | #DIV/0! | #DIV/0! | #DIV/0! | #DIV/0! | #DIV/0! | #DIV/0! | #DIV/0! | #DIV/0! | 1 | #DIV/0! | #DIV/0! | #DIV/0! | #DIV/0! | #DIV/0! | #DIV/0! | #DIV/0! | #DIV/0! | #DIV/0! | #DIV/0! | #DIV/0! | #DIV/0! | #DIV/0! | #DIV/0! | #DIV/0! | #DIV/0! | 1 | #DIV/0! | #DIV/0! | #DIV/0! | #DIV/0! | #DIV/0! | #DIV/0! | #DIV/0! | #DIV/0! | #DIV/0! | #DIV/0! | #DIV/0! | #DIV/0! | #DIV/0! | #DIV/0! | #DIV/0! | #DIV/0! | 1 | #DIV/0! | #DIV/0! | #DIV/0! | #DIV/0! | #DIV/0! | #DIV/0! | #DIV/0! | #DIV/0! | #DIV/0! | #DIV/0! | #DIV/0! | #DIV/0! | #DIV/0! | #DIV/0! | #DIV/0! | #DIV/0! | 1 | #DIV/0! | #DIV/0! | #DIV/0! | #DIV/0! | #DIV/0! | #DIV/0! | #DIV/0! | #DIV/0! | #DIV/0! | #DIV/0! | #DIV/0! | #DIV/0! | #DIV/0! | #DIV/0! | #DIV/0! | #DIV/0! | 1 | #DIV/0! | #DIV/0! | #DIV/0! | #DIV/0! | #DIV/0! | #DIV/0! | #DIV/0! | #DIV/0! | #DIV/0! | #DIV/0! | #DIV/0! | #DIV/0! | #DIV/0! | #DIV/0! | #DIV/0! | #DIV/0! | 1 | #DIV/0! | #DIV/0! | #DIV/0! | #DIV/0! | #DIV/0! | #DIV/0! | #DIV/0! | #DIV/0! | #DIV/0! | #DIV/0! | #DIV/0! | #DIV/0! | #DIV/0!
|  |  | Ion 6b | [8 empty] | 106.7745 | 2760.1082 | 5058.1999 | 1.1 | 1.752 | 91.2434 | 2854.6298 | 4899.4586 | 2854.6298 | 4899.4586 | 0.49663 | 0.63928 | 1 | 1 | 2854.6298 | 4899.4586 |  | #DIV/0! | #DIV/0! | #DIV/0! | 1.1 | #DIV/0! | #DIV/0! | #DIV/0! | #DIV/0! | #DIV/0! | #DIV/0! | #DIV/0! | #DIV/0! | #DIV/0! | #DIV/0! | #DIV/0! | #DIV/0! | #DIV/0! | #DIV/0! | #DIV/0! | #DIV/0! | 1.1 | #DIV/0! | #DIV/0! | #DIV/0! | #DIV/0! | #DIV/0! | #DIV/0! | #DIV/0! | #DIV/0! | #DIV/0! | #DIV/0! | #DIV/0! | #DIV/0! | #DIV/0! | #DIV/0! | #DIV/0! | #DIV/0! | 1.1 | #DIV/0! | #DIV/0! | #DIV/0! | #DIV/0! | #DIV/0! | #DIV/0! | #DIV/0! | #DIV/0! | #DIV/0! | #DIV/0! | #DIV/0! | #DIV/0! | #DIV/0! | #DIV/0! | #DIV/0! | #DIV/0! | 1.1 | #DIV/0! | #DIV/0! | #DIV/0! | #DIV/0! | #DIV/0! | #DIV/0! | #DIV/0! | #DIV/0! | #DIV/0! | #DIV/0! | #DIV/0! | #DIV/0! | #DIV/0! | #DIV/0! | #DIV/0! | #DIV/0! | 1.1 | #DIV/0! | #DIV/0! | #DIV/0! | #DIV/0! | #DIV/0! | #DIV/0! | #DIV/0! | #DIV/0! | #DIV/0! | #DIV/0! | #DIV/0! | #DIV/0! | #DIV/0! | #DIV/0! | #DIV/0! | #DIV/0! | 1.1 | #DIV/0! | #DIV/0! | #DIV/0! | #DIV/0! | #DIV/0! | #DIV/0! | #DIV/0! | #DIV/0! | #DIV/0! | #DIV/0! | #DIV/0! | #DIV/0! | #DIV/0! | #DIV/0! | #DIV/0! | #DIV/0! | 1.1 | #DIV/0! | #DIV/0! | #DIV/0! | #DIV/0! | #DIV/0! | #DIV/0! | #DIV/0! | #DIV/0! | #DIV/0! | #DIV/0! | #DIV/0! | #DIV/0! | #DIV/0!
[12 empty] | 104.0367 | 2776.4106 | 5029.8962 | 1.2 | 1.9112 | 91.2402 | 2854.6498 | 4899.4264 | 2854.6498 | 4899.4264 | 0.54178 | 0.69739 | 1 | 1 | 2854.6498 | 4899.4264 |  | #DIV/0! | #DIV/0! | #DIV/0! | 1.2 | #DIV/0! | #DIV/0! | #DIV/0! | #DIV/0! | #DIV/0! | #DIV/0! | #DIV/0! | #DIV/0! | #DIV/0! | #DIV/0! | #DIV/0! | #DIV/0! | #DIV/0! | #DIV/0! | #DIV/0! | #DIV/0! | 1.2 | #DIV/0! | #DIV/0! | #DIV/0! | #DIV/0! | #DIV/0! | #DIV/0! | #DIV/0! | #DIV/0! | #DIV/0! | #DIV/0! | #DIV/0! | #DIV/0! | #DIV/0! | #DIV/0! | #DIV/0! | #DIV/0! | 1.2 | #DIV/0! | #DIV/0! | #DIV/0! | #DIV/0! | #DIV/0! | #DIV/0! | #DIV/0! | #DIV/0! | #DIV/0! | #DIV/0! | #DIV/0! | #DIV/0! | #DIV/0! | #DIV/0! | #DIV/0! | #DIV/0! | 1.2 | #DIV/0! | #DIV/0! | #DIV/0! | #DIV/0! | #DIV/0! | #DIV/0! | #DIV/0! | #DIV/0! | #DIV/0! | #DIV/0! | #DIV/0! | #DIV/0! | #DIV/0! | #DIV/0! | #DIV/0! | #DIV/0! | 1.2 | #DIV/0! | #DIV/0! | #DIV/0! | #DIV/0! | #DIV/0! | #DIV/0! | #DIV/0! | #DIV/0! | #DIV/0! | #DIV/0! | #DIV/0! | #DIV/0! | #DIV/0! | #DIV/0! | #DIV/0! | #DIV/0! | 1.2 | #DIV/0! | #DIV/0! | #DIV/0! | #DIV/0! | #DIV/0! | #DIV/0! | #DIV/0! | #DIV/0! | #DIV/0! | #DIV/0! | #DIV/0! | #DIV/0! | #DIV/0! | #DIV/0! | #DIV/0! | #DIV/0! | 1.2 | #DIV/0! | #DIV/0! | #DIV/0! | #DIV/0! | #DIV/0! | #DIV/0! | #DIV/0! | #DIV/0! | #DIV/0! | #DIV/0! | #DIV/0! | #DIV/0! | #DIV/0!
internuclear distance R | 0.8 | Å | Ion 7a | [8 empty] | 101.2989 | 2792.8658 | 5001.729 | 1.3 | 2.0705 | 91.2368 | 2854.6715 | 4899.3914 | 2854.6715 | 4899.3914 | 0.58692 | 0.75549 | 1 | 1 | 2854.6715 | 4899.3914 |  | #DIV/0! | #DIV/0! | #DIV/0! | 1.3 | #DIV/0! | #DIV/0! | #DIV/0! | #DIV/0! | #DIV/0! | #DIV/0! | #DIV/0! | #DIV/0! | #DIV/0! | #DIV/0! | #DIV/0! | #DIV/0! | #DIV/0! | #DIV/0! | #DIV/0! | #DIV/0! | 1.3 | #DIV/0! | #DIV/0! | #DIV/0! | #DIV/0! | #DIV/0! | #DIV/0! | #DIV/0! | #DIV/0! | #DIV/0! | #DIV/0! | #DIV/0! | #DIV/0! | #DIV/0! | #DIV/0! | #DIV/0! | #DIV/0! | 1.3 | #DIV/0! | #DIV/0! | #DIV/0! | #DIV/0! | #DIV/0! | #DIV/0! | #DIV/0! | #DIV/0! | #DIV/0! | #DIV/0! | #DIV/0! | #DIV/0! | #DIV/0! | #DIV/0! | #DIV/0! | #DIV/0! | 1.3 | #DIV/0! | #DIV/0! | #DIV/0! | #DIV/0! | #DIV/0! | #DIV/0! | #DIV/0! | #DIV/0! | #DIV/0! | #DIV/0! | #DIV/0! | #DIV/0! | #DIV/0! | #DIV/0! | #DIV/0! | #DIV/0! | 1.3 | #DIV/0! | #DIV/0! | #DIV/0! | #DIV/0! | #DIV/0! | #DIV/0! | #DIV/0! | #DIV/0! | #DIV/0! | #DIV/0! | #DIV/0! | #DIV/0! | #DIV/0! | #DIV/0! | #DIV/0! | #DIV/0! | 1.3 | #DIV/0! | #DIV/0! | #DIV/0! | #DIV/0! | #DIV/0! | #DIV/0! | #DIV/0! | #DIV/0! | #DIV/0! | #DIV/0! | #DIV/0! | #DIV/0! | #DIV/0! | #DIV/0! | #DIV/0! | #DIV/0! | 1.3 | #DIV/0! | #DIV/0! | #DIV/0! | #DIV/0! | #DIV/0! | #DIV/0! | #DIV/0! | #DIV/0! | #DIV/0! | #DIV/0! | #DIV/0! | #DIV/0! | #DIV/0!
charge ion a) q1 | 1 | au | Ion 7b | [8 empty] | 98.5611 | 2809.4748 | 4973.6991 | 1.4 | 2.2297 | 91.233 | 2854.6949 | 4899.3536 | 2854.6949 | 4899.3536 | 0.63206 | 0.81358 | 1 | 1 | 2854.6949 | 4899.3536 |  | #DIV/0! | #DIV/0! | #DIV/0! | 1.4 | #DIV/0! | #DIV/0! | #DIV/0! | #DIV/0! | #DIV/0! | #DIV/0! | #DIV/0! | #DIV/0! | #DIV/0! | #DIV/0! | #DIV/0! | #DIV/0! | #DIV/0! | #DIV/0! | #DIV/0! | #DIV/0! | 1.4 | #DIV/0! | #DIV/0! | #DIV/0! | #DIV/0! | #DIV/0! | #DIV/0! | #DIV/0! | #DIV/0! | #DIV/0! | #DIV/0! | #DIV/0! | #DIV/0! | #DIV/0! | #DIV/0! | #DIV/0! | #DIV/0! | 1.4 | #DIV/0! | #DIV/0! | #DIV/0! | #DIV/0! | #DIV/0! | #DIV/0! | #DIV/0! | #DIV/0! | #DIV/0! | #DIV/0! | #DIV/0! | #DIV/0! | #DIV/0! | #DIV/0! | #DIV/0! | #DIV/0! | 1.4 | #DIV/0! | #DIV/0! | #DIV/0! | #DIV/0! | #DIV/0! | #DIV/0! | #DIV/0! | #DIV/0! | #DIV/0! | #DIV/0! | #DIV/0! | #DIV/0! | #DIV/0! | #DIV/0! | #DIV/0! | #DIV/0! | 1.4 | #DIV/0! | #DIV/0! | #DIV/0! | #DIV/0! | #DIV/0! | #DIV/0! | #DIV/0! | #DIV/0! | #DIV/0! | #DIV/0! | #DIV/0! | #DIV/0! | #DIV/0! | #DIV/0! | #DIV/0! | #DIV/0! | 1.4 | #DIV/0! | #DIV/0! | #DIV/0! | #DIV/0! | #DIV/0! | #DIV/0! | #DIV/0! | #DIV/0! | #DIV/0! | #DIV/0! | #DIV/0! | #DIV/0! | #DIV/0! | #DIV/0! | #DIV/0! | #DIV/0! | 1.4 | #DIV/0! | #DIV/0! | #DIV/0! | #DIV/0! | #DIV/0! | #DIV/0! | #DIV/0! | #DIV/0! | #DIV/0! | #DIV/0! | #DIV/0! | #DIV/0! | #DIV/0!
charge ion b) q2 | 1 | au | [9 empty] | 95.8233 | 2826.2386 | 4945.8069 | 1.5 | 2.3889 | 91.229 | 2854.7201 | 4899.313 | 2854.7201 | 4899.313 | 0.67721 | 0.87168 | 1 | 1 | 2854.7201 | 4899.313 |  | #DIV/0! | #DIV/0! | #DIV/0! | 1.5 | #DIV/0! | #DIV/0! | #DIV/0! | #DIV/0! | #DIV/0! | #DIV/0! | #DIV/0! | #DIV/0! | #DIV/0! | #DIV/0! | #DIV/0! | #DIV/0! | #DIV/0! | #DIV/0! | #DIV/0! | #DIV/0! | 1.5 | #DIV/0! | #DIV/0! | #DIV/0! | #DIV/0! | #DIV/0! | #DIV/0! | #DIV/0! | #DIV/0! | #DIV/0! | #DIV/0! | #DIV/0! | #DIV/0! | #DIV/0! | #DIV/0! | #DIV/0! | #DIV/0! | 1.5 | #DIV/0! | #DIV/0! | #DIV/0! | #DIV/0! | #DIV/0! | #DIV/0! | #DIV/0! | #DIV/0! | #DIV/0! | #DIV/0! | #DIV/0! | #DIV/0! | #DIV/0! | #DIV/0! | #DIV/0! | #DIV/0! | 1.5 | #DIV/0! | #DIV/0! | #DIV/0! | #DIV/0! | #DIV/0! | #DIV/0! | #DIV/0! | #DIV/0! | #DIV/0! | #DIV/0! | #DIV/0! | #DIV/0! | #DIV/0! | #DIV/0! | #DIV/0! | #DIV/0! | 1.5 | #DIV/0! | #DIV/0! | #DIV/0! | #DIV/0! | #DIV/0! | #DIV/0! | #DIV/0! | #DIV/0! | #DIV/0! | #DIV/0! | #DIV/0! | #DIV/0! | #DIV/0! | #DIV/0! | #DIV/0! | #DIV/0! | 1.5 | #DIV/0! | #DIV/0! | #DIV/0! | #DIV/0! | #DIV/0! | #DIV/0! | #DIV/0! | #DIV/0! | #DIV/0! | #DIV/0! | #DIV/0! | #DIV/0! | #DIV/0! | #DIV/0! | #DIV/0! | #DIV/0! | 1.5 | #DIV/0! | #DIV/0! | #DIV/0! | #DIV/0! | #DIV/0! | #DIV/0! | #DIV/0! | #DIV/0! | #DIV/0! | #DIV/0! | #DIV/0! | #DIV/0! | #DIV/0!
|  |  | Ion 8a | [8 empty] | 93.0855 | 2843.1581 | 4918.0533 | 1.6 | 2.5481 | 91.2247 | 2854.747 | 4899.2695 | 2854.747 | 4899.2695 | 0.72235 | 0.92976 | 1 | 1 | 2854.747 | 4899.2695 |  | #DIV/0! | #DIV/0! | #DIV/0! | 1.6 | #DIV/0! | #DIV/0! | #DIV/0! | #DIV/0! | #DIV/0! | #DIV/0! | #DIV/0! | #DIV/0! | #DIV/0! | #DIV/0! | #DIV/0! | #DIV/0! | #DIV/0! | #DIV/0! | #DIV/0! | #DIV/0! | 1.6 | #DIV/0! | #DIV/0! | #DIV/0! | #DIV/0! | #DIV/0! | #DIV/0! | #DIV/0! | #DIV/0! | #DIV/0! | #DIV/0! | #DIV/0! | #DIV/0! | #DIV/0! | #DIV/0! | #DIV/0! | #DIV/0! | 1.6 | #DIV/0! | #DIV/0! | #DIV/0! | #DIV/0! | #DIV/0! | #DIV/0! | #DIV/0! | #DIV/0! | #DIV/0! | #DIV/0! | #DIV/0! | #DIV/0! | #DIV/0! | #DIV/0! | #DIV/0! | #DIV/0! | 1.6 | #DIV/0! | #DIV/0! | #DIV/0! | #DIV/0! | #DIV/0! | #DIV/0! | #DIV/0! | #DIV/0! | #DIV/0! | #DIV/0! | #DIV/0! | #DIV/0! | #DIV/0! | #DIV/0! | #DIV/0! | #DIV/0! | 1.6 | #DIV/0! | #DIV/0! | #DIV/0! | #DIV/0! | #DIV/0! | #DIV/0! | #DIV/0! | #DIV/0! | #DIV/0! | #DIV/0! | #DIV/0! | #DIV/0! | #DIV/0! | #DIV/0! | #DIV/0! | #DIV/0! | 1.6 | #DIV/0! | #DIV/0! | #DIV/0! | #DIV/0! | #DIV/0! | #DIV/0! | #DIV/0! | #DIV/0! | #DIV/0! | #DIV/0! | #DIV/0! | #DIV/0! | #DIV/0! | #DIV/0! | #DIV/0! | #DIV/0! | 1.6 | #DIV/0! | #DIV/0! | #DIV/0! | #DIV/0! | #DIV/0! | #DIV/0! | #DIV/0! | #DIV/0! | #DIV/0! | #DIV/0! | #DIV/0! | #DIV/0! | #DIV/0!
kinetic energy release | 18.0001 | eV | Ion 8b | [8 empty] | 90.3477 | 2860.2343 | 4890.4388 | 1.7 | 2.7073 | 91.2201 | 2854.7757 | 4899.2233 | 2854.7757 | 4899.2233 | 0.76749 | 0.98785 | 1 | 1 | 2854.7757 | 4899.2233 |  | #DIV/0! | #DIV/0! | #DIV/0! | 1.7 | #DIV/0! | #DIV/0! | #DIV/0! | #DIV/0! | #DIV/0! | #DIV/0! | #DIV/0! | #DIV/0! | #DIV/0! | #DIV/0! | #DIV/0! | #DIV/0! | #DIV/0! | #DIV/0! | #DIV/0! | #DIV/0! | 1.7 | #DIV/0! | #DIV/0! | #DIV/0! | #DIV/0! | #DIV/0! | #DIV/0! | #DIV/0! | #DIV/0! | #DIV/0! | #DIV/0! | #DIV/0! | #DIV/0! | #DIV/0! | #DIV/0! | #DIV/0! | #DIV/0! | 1.7 | #DIV/0! | #DIV/0! | #DIV/0! | #DIV/0! | #DIV/0! | #DIV/0! | #DIV/0! | #DIV/0! | #DIV/0! | #DIV/0! | #DIV/0! | #DIV/0! | #DIV/0! | #DIV/0! | #DIV/0! | #DIV/0! | 1.7 | #DIV/0! | #DIV/0! | #DIV/0! | #DIV/0! | #DIV/0! | #DIV/0! | #DIV/0! | #DIV/0! | #DIV/0! | #DIV/0! | #DIV/0! | #DIV/0! | #DIV/0! | #DIV/0! | #DIV/0! | #DIV/0! | 1.7 | #DIV/0! | #DIV/0! | #DIV/0! | #DIV/0! | #DIV/0! | #DIV/0! | #DIV/0! | #DIV/0! | #DIV/0! | #DIV/0! | #DIV/0! | #DIV/0! | #DIV/0! | #DIV/0! | #DIV/0! | #DIV/0! | 1.7 | #DIV/0! | #DIV/0! | #DIV/0! | #DIV/0! | #DIV/0! | #DIV/0! | #DIV/0! | #DIV/0! | #DIV/0! | #DIV/0! | #DIV/0! | #DIV/0! | #DIV/0! | #DIV/0! | #DIV/0! | #DIV/0! | 1.7 | #DIV/0! | #DIV/0! | #DIV/0! | #DIV/0! | #DIV/0! | #DIV/0! | #DIV/0! | #DIV/0! | #DIV/0! | #DIV/0! | #DIV/0! | #DIV/0! | #DIV/0!
[12 empty] | 87.6098 | 2877.468 | 4862.9639 | 1.8 | 2.8666 | 91.2152 | 2854.8061 | 4899.1743 | 2854.8061 | 4899.1743 | 0.81263 | 1.0459 | 1 | 1 | 2854.8061 | 4899.1743 |  | #DIV/0! | #DIV/0! | #DIV/0! | 1.8 | #DIV/0! | #DIV/0! | #DIV/0! | #DIV/0! | #DIV/0! | #DIV/0! | #DIV/0! | #DIV/0! | #DIV/0! | #DIV/0! | #DIV/0! | #DIV/0! | #DIV/0! | #DIV/0! | #DIV/0! | #DIV/0! | 1.8 | #DIV/0! | #DIV/0! | #DIV/0! | #DIV/0! | #DIV/0! | #DIV/0! | #DIV/0! | #DIV/0! | #DIV/0! | #DIV/0! | #DIV/0! | #DIV/0! | #DIV/0! | #DIV/0! | #DIV/0! | #DIV/0! | 1.8 | #DIV/0! | #DIV/0! | #DIV/0! | #DIV/0! | #DIV/0! | #DIV/0! | #DIV/0! | #DIV/0! | #DIV/0! | #DIV/0! | #DIV/0! | #DIV/0! | #DIV/0! | #DIV/0! | #DIV/0! | #DIV/0! | 1.8 | #DIV/0! | #DIV/0! | #DIV/0! | #DIV/0! | #DIV/0! | #DIV/0! | #DIV/0! | #DIV/0! | #DIV/0! | #DIV/0! | #DIV/0! | #DIV/0! | #DIV/0! | #DIV/0! | #DIV/0! | #DIV/0! | 1.8 | #DIV/0! | #DIV/0! | #DIV/0! | #DIV/0! | #DIV/0! | #DIV/0! | #DIV/0! | #DIV/0! | #DIV/0! | #DIV/0! | #DIV/0! | #DIV/0! | #DIV/0! | #DIV/0! | #DIV/0! | #DIV/0! | 1.8 | #DIV/0! | #DIV/0! | #DIV/0! | #DIV/0! | #DIV/0! | #DIV/0! | #DIV/0! | #DIV/0! | #DIV/0! | #DIV/0! | #DIV/0! | #DIV/0! | #DIV/0! | #DIV/0! | #DIV/0! | #DIV/0! | 1.8 | #DIV/0! | #DIV/0! | #DIV/0! | #DIV/0! | #DIV/0! | #DIV/0! | #DIV/0! | #DIV/0! | #DIV/0! | #DIV/0! | #DIV/0! | #DIV/0! | #DIV/0!
[12 empty] | 84.872 | 2894.8602 | 4835.6295 | 1.9 | 3.0258 | 91.2101 | 2854.8382 | 4899.1225 | 2854.8382 | 4899.1225 | 0.85777 | 1.104 | 1 | 1 | 2854.8382 | 4899.1225 |  | #DIV/0! | #DIV/0! | #DIV/0! | 1.9 | #DIV/0! | #DIV/0! | #DIV/0! | #DIV/0! | #DIV/0! | #DIV/0! | #DIV/0! | #DIV/0! | #DIV/0! | #DIV/0! | #DIV/0! | #DIV/0! | #DIV/0! | #DIV/0! | #DIV/0! | #DIV/0! | 1.9 | #DIV/0! | #DIV/0! | #DIV/0! | #DIV/0! | #DIV/0! | #DIV/0! | #DIV/0! | #DIV/0! | #DIV/0! | #DIV/0! | #DIV/0! | #DIV/0! | #DIV/0! | #DIV/0! | #DIV/0! | #DIV/0! | 1.9 | #DIV/0! | #DIV/0! | #DIV/0! | #DIV/0! | #DIV/0! | #DIV/0! | #DIV/0! | #DIV/0! | #DIV/0! | #DIV/0! | #DIV/0! | #DIV/0! | #DIV/0! | #DIV/0! | #DIV/0! | #DIV/0! | 1.9 | #DIV/0! | #DIV/0! | #DIV/0! | #DIV/0! | #DIV/0! | #DIV/0! | #DIV/0! | #DIV/0! | #DIV/0! | #DIV/0! | #DIV/0! | #DIV/0! | #DIV/0! | #DIV/0! | #DIV/0! | #DIV/0! | 1.9 | #DIV/0! | #DIV/0! | #DIV/0! | #DIV/0! | #DIV/0! | #DIV/0! | #DIV/0! | #DIV/0! | #DIV/0! | #DIV/0! | #DIV/0! | #DIV/0! | #DIV/0! | #DIV/0! | #DIV/0! | #DIV/0! | 1.9 | #DIV/0! | #DIV/0! | #DIV/0! | #DIV/0! | #DIV/0! | #DIV/0! | #DIV/0! | #DIV/0! | #DIV/0! | #DIV/0! | #DIV/0! | #DIV/0! | #DIV/0! | #DIV/0! | #DIV/0! | #DIV/0! | 1.9 | #DIV/0! | #DIV/0! | #DIV/0! | #DIV/0! | #DIV/0! | #DIV/0! | #DIV/0! | #DIV/0! | #DIV/0! | #DIV/0! | #DIV/0! | #DIV/0! | #DIV/0!
[12 empty] | 82.1342 | 2912.4117 | 4808.4359 | 2 | 3.1849 | 91.2047 | 2854.8721 | 4899.0679 | 2854.8721 | 4899.0679 | 0.90291 | 1.1621 | 1 | 1 | 2854.8721 | 4899.0679 |  | #DIV/0! | #DIV/0! | #DIV/0! | 2 | #DIV/0! | #DIV/0! | #DIV/0! | #DIV/0! | #DIV/0! | #DIV/0! | #DIV/0! | #DIV/0! | #DIV/0! | #DIV/0! | #DIV/0! | #DIV/0! | #DIV/0! | #DIV/0! | #DIV/0! | #DIV/0! | 2 | #DIV/0! | #DIV/0! | #DIV/0! | #DIV/0! | #DIV/0! | #DIV/0! | #DIV/0! | #DIV/0! | #DIV/0! | #DIV/0! | #DIV/0! | #DIV/0! | #DIV/0! | #DIV/0! | #DIV/0! | #DIV/0! | 2 | #DIV/0! | #DIV/0! | #DIV/0! | #DIV/0! | #DIV/0! | #DIV/0! | #DIV/0! | #DIV/0! | #DIV/0! | #DIV/0! | #DIV/0! | #DIV/0! | #DIV/0! | #DIV/0! | #DIV/0! | #DIV/0! | 2 | #DIV/0! | #DIV/0! | #DIV/0! | #DIV/0! | #DIV/0! | #DIV/0! | #DIV/0! | #DIV/0! | #DIV/0! | #DIV/0! | #DIV/0! | #DIV/0! | #DIV/0! | #DIV/0! | #DIV/0! | #DIV/0! | 2 | #DIV/0! | #DIV/0! | #DIV/0! | #DIV/0! | #DIV/0! | #DIV/0! | #DIV/0! | #DIV/0! | #DIV/0! | #DIV/0! | #DIV/0! | #DIV/0! | #DIV/0! | #DIV/0! | #DIV/0! | #DIV/0! | 2 | #DIV/0! | #DIV/0! | #DIV/0! | #DIV/0! | #DIV/0! | #DIV/0! | #DIV/0! | #DIV/0! | #DIV/0! | #DIV/0! | #DIV/0! | #DIV/0! | #DIV/0! | #DIV/0! | #DIV/0! | #DIV/0! | 2 | #DIV/0! | #DIV/0! | #DIV/0! | #DIV/0! | #DIV/0! | #DIV/0! | #DIV/0! | #DIV/0! | #DIV/0! | #DIV/0! | #DIV/0! | #DIV/0! | #DIV/0!
[12 empty] | 79.3964 | 2930.1234 | 4781.3838 | 2.1 | 3.3441 | 91.199 | 2854.9077 | 4899.0105 | 2854.9077 | 4899.0105 | 0.94805 | 1.2201 | 1 | 1 | 2854.9077 | 4899.0105 |  | #DIV/0! | #DIV/0! | #DIV/0! | 2.1 | #DIV/0! | #DIV/0! | #DIV/0! | #DIV/0! | #DIV/0! | #DIV/0! | #DIV/0! | #DIV/0! | #DIV/0! | #DIV/0! | #DIV/0! | #DIV/0! | #DIV/0! | #DIV/0! | #DIV/0! | #DIV/0! | 2.1 | #DIV/0! | #DIV/0! | #DIV/0! | #DIV/0! | #DIV/0! | #DIV/0! | #DIV/0! | #DIV/0! | #DIV/0! | #DIV/0! | #DIV/0! | #DIV/0! | #DIV/0! | #DIV/0! | #DIV/0! | #DIV/0! | 2.1 | #DIV/0! | #DIV/0! | #DIV/0! | #DIV/0! | #DIV/0! | #DIV/0! | #DIV/0! | #DIV/0! | #DIV/0! | #DIV/0! | #DIV/0! | #DIV/0! | #DIV/0! | #DIV/0! | #DIV/0! | #DIV/0! | 2.1 | #DIV/0! | #DIV/0! | #DIV/0! | #DIV/0! | #DIV/0! | #DIV/0! | #DIV/0! | #DIV/0! | #DIV/0! | #DIV/0! | #DIV/0! | #DIV/0! | #DIV/0! | #DIV/0! | #DIV/0! | #DIV/0! | 2.1 | #DIV/0! | #DIV/0! | #DIV/0! | #DIV/0! | #DIV/0! | #DIV/0! | #DIV/0! | #DIV/0! | #DIV/0! | #DIV/0! | #DIV/0! | #DIV/0! | #DIV/0! | #DIV/0! | #DIV/0! | #DIV/0! | 2.1 | #DIV/0! | #DIV/0! | #DIV/0! | #DIV/0! | #DIV/0! | #DIV/0! | #DIV/0! | #DIV/0! | #DIV/0! | #DIV/0! | #DIV/0! | #DIV/0! | #DIV/0! | #DIV/0! | #DIV/0! | #DIV/0! | 2.1 | #DIV/0! | #DIV/0! | #DIV/0! | #DIV/0! | #DIV/0! | #DIV/0! | #DIV/0! | #DIV/0! | #DIV/0! | #DIV/0! | #DIV/0! | #DIV/0! | #DIV/0!
[12 empty] | 76.6586 | 2947.9961 | 4754.4737 | 2.2 | 3.5033 | 91.193 | 2854.945 | 4898.9502 | 2854.945 | 4898.9502 | 0.99319 | 1.2782 | 1 | 1 | 2854.945 | 4898.9502 |  | #DIV/0! | #DIV/0! | #DIV/0! | 2.2 | #DIV/0! | #DIV/0! | #DIV/0! | #DIV/0! | #DIV/0! | #DIV/0! | #DIV/0! | #DIV/0! | #DIV/0! | #DIV/0! | #DIV/0! | #DIV/0! | #DIV/0! | #DIV/0! | #DIV/0! | #DIV/0! | 2.2 | #DIV/0! | #DIV/0! | #DIV/0! | #DIV/0! | #DIV/0! | #DIV/0! | #DIV/0! | #DIV/0! | #DIV/0! | #DIV/0! | #DIV/0! | #DIV/0! | #DIV/0! | #DIV/0! | #DIV/0! | #DIV/0! | 2.2 | #DIV/0! | #DIV/0! | #DIV/0! | #DIV/0! | #DIV/0! | #DIV/0! | #DIV/0! | #DIV/0! | #DIV/0! | #DIV/0! | #DIV/0! | #DIV/0! | #DIV/0! | #DIV/0! | #DIV/0! | #DIV/0! | 2.2 | #DIV/0! | #DIV/0! | #DIV/0! | #DIV/0! | #DIV/0! | #DIV/0! | #DIV/0! | #DIV/0! | #DIV/0! | #DIV/0! | #DIV/0! | #DIV/0! | #DIV/0! | #DIV/0! | #DIV/0! | #DIV/0! | 2.2 | #DIV/0! | #DIV/0! | #DIV/0! | #DIV/0! | #DIV/0! | #DIV/0! | #DIV/0! | #DIV/0! | #DIV/0! | #DIV/0! | #DIV/0! | #DIV/0! | #DIV/0! | #DIV/0! | #DIV/0! | #DIV/0! | 2.2 | #DIV/0! | #DIV/0! | #DIV/0! | #DIV/0! | #DIV/0! | #DIV/0! | #DIV/0! | #DIV/0! | #DIV/0! | #DIV/0! | #DIV/0! | #DIV/0! | #DIV/0! | #DIV/0! | #DIV/0! | #DIV/0! | 2.2 | #DIV/0! | #DIV/0! | #DIV/0! | #DIV/0! | #DIV/0! | #DIV/0! | #DIV/0! | #DIV/0! | #DIV/0! | #DIV/0! | #DIV/0! | #DIV/0! | #DIV/0!
[12 empty] | 73.9208 | 2966.0305 | 4727.7062 | 2.3 | 3.6624 | 91.1867 | 2854.9841 | 4898.8872 | 2854.9841 | 4898.8872 | 1.0383 | 1.3362 | 1 | 1 | 2854.9841 | 4898.8872 |  | #DIV/0! | #DIV/0! | #DIV/0! | 2.3 | #DIV/0! | #DIV/0! | #DIV/0! | #DIV/0! | #DIV/0! | #DIV/0! | #DIV/0! | #DIV/0! | #DIV/0! | #DIV/0! | #DIV/0! | #DIV/0! | #DIV/0! | #DIV/0! | #DIV/0! | #DIV/0! | 2.3 | #DIV/0! | #DIV/0! | #DIV/0! | #DIV/0! | #DIV/0! | #DIV/0! | #DIV/0! | #DIV/0! | #DIV/0! | #DIV/0! | #DIV/0! | #DIV/0! | #DIV/0! | #DIV/0! | #DIV/0! | #DIV/0! | 2.3 | #DIV/0! | #DIV/0! | #DIV/0! | #DIV/0! | #DIV/0! | #DIV/0! | #DIV/0! | #DIV/0! | #DIV/0! | #DIV/0! | #DIV/0! | #DIV/0! | #DIV/0! | #DIV/0! | #DIV/0! | #DIV/0! | 2.3 | #DIV/0! | #DIV/0! | #DIV/0! | #DIV/0! | #DIV/0! | #DIV/0! | #DIV/0! | #DIV/0! | #DIV/0! | #DIV/0! | #DIV/0! | #DIV/0! | #DIV/0! | #DIV/0! | #DIV/0! | #DIV/0! | 2.3 | #DIV/0! | #DIV/0! | #DIV/0! | #DIV/0! | #DIV/0! | #DIV/0! | #DIV/0! | #DIV/0! | #DIV/0! | #DIV/0! | #DIV/0! | #DIV/0! | #DIV/0! | #DIV/0! | #DIV/0! | #DIV/0! | 2.3 | #DIV/0! | #DIV/0! | #DIV/0! | #DIV/0! | #DIV/0! | #DIV/0! | #DIV/0! | #DIV/0! | #DIV/0! | #DIV/0! | #DIV/0! | #DIV/0! | #DIV/0! | #DIV/0! | #DIV/0! | #DIV/0! | 2.3 | #DIV/0! | #DIV/0! | #DIV/0! | #DIV/0! | #DIV/0! | #DIV/0! | #DIV/0! | #DIV/0! | #DIV/0! | #DIV/0! | #DIV/0! | #DIV/0! | #DIV/0!
[12 empty] | 71.183 | 2984.2276 | 4701.0819 | 2.4 | 3.8216 | 91.1802 | 2855.0249 | 4898.8214 | 2855.0249 | 4898.8214 | 1.0835 | 1.3943 | 1 | 1 | 2855.0249 | 4898.8214 |  | #DIV/0! | #DIV/0! | #DIV/0! | 2.4 | #DIV/0! | #DIV/0! | #DIV/0! | #DIV/0! | #DIV/0! | #DIV/0! | #DIV/0! | #DIV/0! | #DIV/0! | #DIV/0! | #DIV/0! | #DIV/0! | #DIV/0! | #DIV/0! | #DIV/0! | #DIV/0! | 2.4 | #DIV/0! | #DIV/0! | #DIV/0! | #DIV/0! | #DIV/0! | #DIV/0! | #DIV/0! | #DIV/0! | #DIV/0! | #DIV/0! | #DIV/0! | #DIV/0! | #DIV/0! | #DIV/0! | #DIV/0! | #DIV/0! | 2.4 | #DIV/0! | #DIV/0! | #DIV/0! | #DIV/0! | #DIV/0! | #DIV/0! | #DIV/0! | #DIV/0! | #DIV/0! | #DIV/0! | #DIV/0! | #DIV/0! | #DIV/0! | #DIV/0! | #DIV/0! | #DIV/0! | 2.4 | #DIV/0! | #DIV/0! | #DIV/0! | #DIV/0! | #DIV/0! | #DIV/0! | #DIV/0! | #DIV/0! | #DIV/0! | #DIV/0! | #DIV/0! | #DIV/0! | #DIV/0! | #DIV/0! | #DIV/0! | #DIV/0! | 2.4 | #DIV/0! | #DIV/0! | #DIV/0! | #DIV/0! | #DIV/0! | #DIV/0! | #DIV/0! | #DIV/0! | #DIV/0! | #DIV/0! | #DIV/0! | #DIV/0! | #DIV/0! | #DIV/0! | #DIV/0! | #DIV/0! | 2.4 | #DIV/0! | #DIV/0! | #DIV/0! | #DIV/0! | #DIV/0! | #DIV/0! | #DIV/0! | #DIV/0! | #DIV/0! | #DIV/0! | #DIV/0! | #DIV/0! | #DIV/0! | #DIV/0! | #DIV/0! | #DIV/0! | 2.4 | #DIV/0! | #DIV/0! | #DIV/0! | #DIV/0! | #DIV/0! | #DIV/0! | #DIV/0! | #DIV/0! | #DIV/0! | #DIV/0! | #DIV/0! | #DIV/0! | #DIV/0!
[12 empty] | 68.4452 | 3002.588 | 4674.6011 | 2.5 | 3.9807 | 91.1734 | 2855.0674 | 4898.7528 | 2855.0674 | 4898.7528 | 1.1286 | 1.4523 | 1 | 1 | 2855.0674 | 4898.7528 |  | #DIV/0! | #DIV/0! | #DIV/0! | 2.5 | #DIV/0! | #DIV/0! | #DIV/0! | #DIV/0! | #DIV/0! | #DIV/0! | #DIV/0! | #DIV/0! | #DIV/0! | #DIV/0! | #DIV/0! | #DIV/0! | #DIV/0! | #DIV/0! | #DIV/0! | #DIV/0! | 2.5 | #DIV/0! | #DIV/0! | #DIV/0! | #DIV/0! | #DIV/0! | #DIV/0! | #DIV/0! | #DIV/0! | #DIV/0! | #DIV/0! | #DIV/0! | #DIV/0! | #DIV/0! | #DIV/0! | #DIV/0! | #DIV/0! | 2.5 | #DIV/0! | #DIV/0! | #DIV/0! | #DIV/0! | #DIV/0! | #DIV/0! | #DIV/0! | #DIV/0! | #DIV/0! | #DIV/0! | #DIV/0! | #DIV/0! | #DIV/0! | #DIV/0! | #DIV/0! | #DIV/0! | 2.5 | #DIV/0! | #DIV/0! | #DIV/0! | #DIV/0! | #DIV/0! | #DIV/0! | #DIV/0! | #DIV/0! | #DIV/0! | #DIV/0! | #DIV/0! | #DIV/0! | #DIV/0! | #DIV/0! | #DIV/0! | #DIV/0! | 2.5 | #DIV/0! | #DIV/0! | #DIV/0! | #DIV/0! | #DIV/0! | #DIV/0! | #DIV/0! | #DIV/0! | #DIV/0! | #DIV/0! | #DIV/0! | #DIV/0! | #DIV/0! | #DIV/0! | #DIV/0! | #DIV/0! | 2.5 | #DIV/0! | #DIV/0! | #DIV/0! | #DIV/0! | #DIV/0! | #DIV/0! | #DIV/0! | #DIV/0! | #DIV/0! | #DIV/0! | #DIV/0! | #DIV/0! | #DIV/0! | #DIV/0! | #DIV/0! | #DIV/0! | 2.5 | #DIV/0! | #DIV/0! | #DIV/0! | #DIV/0! | #DIV/0! | #DIV/0! | #DIV/0! | #DIV/0! | #DIV/0! | #DIV/0! | #DIV/0! | #DIV/0! | #DIV/0!
[12 empty] | 65.7074 | 3021.1125 | 4648.2644 | 2.6 | 4.1398 | 91.1663 | 2855.1117 | 4898.6814 | 2855.1117 | 4898.6814 | 1.1737 | 1.5104 | 1 | 1 | 2855.1117 | 4898.6814 |  | #DIV/0! | #DIV/0! | #DIV/0! | 2.6 | #DIV/0! | #DIV/0! | #DIV/0! | #DIV/0! | #DIV/0! | #DIV/0! | #DIV/0! | #DIV/0! | #DIV/0! | #DIV/0! | #DIV/0! | #DIV/0! | #DIV/0! | #DIV/0! | #DIV/0! | #DIV/0! | 2.6 | #DIV/0! | #DIV/0! | #DIV/0! | #DIV/0! | #DIV/0! | #DIV/0! | #DIV/0! | #DIV/0! | #DIV/0! | #DIV/0! | #DIV/0! | #DIV/0! | #DIV/0! | #DIV/0! | #DIV/0! | #DIV/0! | 2.6 | #DIV/0! | #DIV/0! | #DIV/0! | #DIV/0! | #DIV/0! | #DIV/0! | #DIV/0! | #DIV/0! | #DIV/0! | #DIV/0! | #DIV/0! | #DIV/0! | #DIV/0! | #DIV/0! | #DIV/0! | #DIV/0! | 2.6 | #DIV/0! | #DIV/0! | #DIV/0! | #DIV/0! | #DIV/0! | #DIV/0! | #DIV/0! | #DIV/0! | #DIV/0! | #DIV/0! | #DIV/0! | #DIV/0! | #DIV/0! | #DIV/0! | #DIV/0! | #DIV/0! | 2.6 | #DIV/0! | #DIV/0! | #DIV/0! | #DIV/0! | #DIV/0! | #DIV/0! | #DIV/0! | #DIV/0! | #DIV/0! | #DIV/0! | #DIV/0! | #DIV/0! | #DIV/0! | #DIV/0! | #DIV/0! | #DIV/0! | 2.6 | #DIV/0! | #DIV/0! | #DIV/0! | #DIV/0! | #DIV/0! | #DIV/0! | #DIV/0! | #DIV/0! | #DIV/0! | #DIV/0! | #DIV/0! | #DIV/0! | #DIV/0! | #DIV/0! | #DIV/0! | #DIV/0! | 2.6 | #DIV/0! | #DIV/0! | #DIV/0! | #DIV/0! | #DIV/0! | #DIV/0! | #DIV/0! | #DIV/0! | #DIV/0! | #DIV/0! | #DIV/0! | #DIV/0! | #DIV/0!
[12 empty] | 62.9696 | 3039.8018 | 4622.0724 | 2.7 | 4.2989 | 91.1589 | 2855.1577 | 4898.6072 | 2855.1577 | 4898.6072 | 1.2188 | 1.5684 | 1 | 1 | 2855.1577 | 4898.6072 |  | #DIV/0! | #DIV/0! | #DIV/0! | 2.7 | #DIV/0! | #DIV/0! | #DIV/0! | #DIV/0! | #DIV/0! | #DIV/0! | #DIV/0! | #DIV/0! | #DIV/0! | #DIV/0! | #DIV/0! | #DIV/0! | #DIV/0! | #DIV/0! | #DIV/0! | #DIV/0! | 2.7 | #DIV/0! | #DIV/0! | #DIV/0! | #DIV/0! | #DIV/0! | #DIV/0! | #DIV/0! | #DIV/0! | #DIV/0! | #DIV/0! | #DIV/0! | #DIV/0! | #DIV/0! | #DIV/0! | #DIV/0! | #DIV/0! | 2.7 | #DIV/0! | #DIV/0! | #DIV/0! | #DIV/0! | #DIV/0! | #DIV/0! | #DIV/0! | #DIV/0! | #DIV/0! | #DIV/0! | #DIV/0! | #DIV/0! | #DIV/0! | #DIV/0! | #DIV/0! | #DIV/0! | 2.7 | #DIV/0! | #DIV/0! | #DIV/0! | #DIV/0! | #DIV/0! | #DIV/0! | #DIV/0! | #DIV/0! | #DIV/0! | #DIV/0! | #DIV/0! | #DIV/0! | #DIV/0! | #DIV/0! | #DIV/0! | #DIV/0! | 2.7 | #DIV/0! | #DIV/0! | #DIV/0! | #DIV/0! | #DIV/0! | #DIV/0! | #DIV/0! | #DIV/0! | #DIV/0! | #DIV/0! | #DIV/0! | #DIV/0! | #DIV/0! | #DIV/0! | #DIV/0! | #DIV/0! | 2.7 | #DIV/0! | #DIV/0! | #DIV/0! | #DIV/0! | #DIV/0! | #DIV/0! | #DIV/0! | #DIV/0! | #DIV/0! | #DIV/0! | #DIV/0! | #DIV/0! | #DIV/0! | #DIV/0! | #DIV/0! | #DIV/0! | 2.7 | #DIV/0! | #DIV/0! | #DIV/0! | #DIV/0! | #DIV/0! | #DIV/0! | #DIV/0! | #DIV/0! | #DIV/0! | #DIV/0! | #DIV/0! | #DIV/0! | #DIV/0!
[12 empty] | 60.2318 | 3058.6567 | 4596.0253 | 2.8 | 4.458 | 91.1513 | 2855.2055 | 4898.5302 | 2855.2055 | 4898.5302 | 1.264 | 1.6264 | 1 | 1 | 2855.2055 | 4898.5302 |  | #DIV/0! | #DIV/0! | #DIV/0! | 2.8 | #DIV/0! | #DIV/0! | #DIV/0! | #DIV/0! | #DIV/0! | #DIV/0! | #DIV/0! | #DIV/0! | #DIV/0! | #DIV/0! | #DIV/0! | #DIV/0! | #DIV/0! | #DIV/0! | #DIV/0! | #DIV/0! | 2.8 | #DIV/0! | #DIV/0! | #DIV/0! | #DIV/0! | #DIV/0! | #DIV/0! | #DIV/0! | #DIV/0! | #DIV/0! | #DIV/0! | #DIV/0! | #DIV/0! | #DIV/0! | #DIV/0! | #DIV/0! | #DIV/0! | 2.8 | #DIV/0! | #DIV/0! | #DIV/0! | #DIV/0! | #DIV/0! | #DIV/0! | #DIV/0! | #DIV/0! | #DIV/0! | #DIV/0! | #DIV/0! | #DIV/0! | #DIV/0! | #DIV/0! | #DIV/0! | #DIV/0! | 2.8 | #DIV/0! | #DIV/0! | #DIV/0! | #DIV/0! | #DIV/0! | #DIV/0! | #DIV/0! | #DIV/0! | #DIV/0! | #DIV/0! | #DIV/0! | #DIV/0! | #DIV/0! | #DIV/0! | #DIV/0! | #DIV/0! | 2.8 | #DIV/0! | #DIV/0! | #DIV/0! | #DIV/0! | #DIV/0! | #DIV/0! | #DIV/0! | #DIV/0! | #DIV/0! | #DIV/0! | #DIV/0! | #DIV/0! | #DIV/0! | #DIV/0! | #DIV/0! | #DIV/0! | 2.8 | #DIV/0! | #DIV/0! | #DIV/0! | #DIV/0! | #DIV/0! | #DIV/0! | #DIV/0! | #DIV/0! | #DIV/0! | #DIV/0! | #DIV/0! | #DIV/0! | #DIV/0! | #DIV/0! | #DIV/0! | #DIV/0! | 2.8 | #DIV/0! | #DIV/0! | #DIV/0! | #DIV/0! | #DIV/0! | #DIV/0! | #DIV/0! | #DIV/0! | #DIV/0! | #DIV/0! | #DIV/0! | #DIV/0! | #DIV/0!
[12 empty] | 57.494 | 3077.6776 | 4570.1238 | 2.9 | 4.6171 | 91.1434 | 2855.255 | 4898.4504 | 2855.255 | 4898.4504 | 1.3091 | 1.6844 | 1 | 1 | 2855.255 | 4898.4504 |  | #DIV/0! | #DIV/0! | #DIV/0! | 2.9 | #DIV/0! | #DIV/0! | #DIV/0! | #DIV/0! | #DIV/0! | #DIV/0! | #DIV/0! | #DIV/0! | #DIV/0! | #DIV/0! | #DIV/0! | #DIV/0! | #DIV/0! | #DIV/0! | #DIV/0! | #DIV/0! | 2.9 | #DIV/0! | #DIV/0! | #DIV/0! | #DIV/0! | #DIV/0! | #DIV/0! | #DIV/0! | #DIV/0! | #DIV/0! | #DIV/0! | #DIV/0! | #DIV/0! | #DIV/0! | #DIV/0! | #DIV/0! | #DIV/0! | 2.9 | #DIV/0! | #DIV/0! | #DIV/0! | #DIV/0! | #DIV/0! | #DIV/0! | #DIV/0! | #DIV/0! | #DIV/0! | #DIV/0! | #DIV/0! | #DIV/0! | #DIV/0! | #DIV/0! | #DIV/0! | #DIV/0! | 2.9 | #DIV/0! | #DIV/0! | #DIV/0! | #DIV/0! | #DIV/0! | #DIV/0! | #DIV/0! | #DIV/0! | #DIV/0! | #DIV/0! | #DIV/0! | #DIV/0! | #DIV/0! | #DIV/0! | #DIV/0! | #DIV/0! | 2.9 | #DIV/0! | #DIV/0! | #DIV/0! | #DIV/0! | #DIV/0! | #DIV/0! | #DIV/0! | #DIV/0! | #DIV/0! | #DIV/0! | #DIV/0! | #DIV/0! | #DIV/0! | #DIV/0! | #DIV/0! | #DIV/0! | 2.9 | #DIV/0! | #DIV/0! | #DIV/0! | #DIV/0! | #DIV/0! | #DIV/0! | #DIV/0! | #DIV/0! | #DIV/0! | #DIV/0! | #DIV/0! | #DIV/0! | #DIV/0! | #DIV/0! | #DIV/0! | #DIV/0! | 2.9 | #DIV/0! | #DIV/0! | #DIV/0! | #DIV/0! | #DIV/0! | #DIV/0! | #DIV/0! | #DIV/0! | #DIV/0! | #DIV/0! | #DIV/0! | #DIV/0! | #DIV/0!
[12 empty] | 54.7562 | 3096.8654 | 4544.3681 | 3 | 4.7762 | 91.1352 | 2855.3062 | 4898.3678 | 2855.3062 | 4898.3678 | 1.3542 | 1.7424 | 1 | 1 | 2855.3062 | 4898.3678 |  | #DIV/0! | #DIV/0! | #DIV/0! | 3 | #DIV/0! | #DIV/0! | #DIV/0! | #DIV/0! | #DIV/0! | #DIV/0! | #DIV/0! | #DIV/0! | #DIV/0! | #DIV/0! | #DIV/0! | #DIV/0! | #DIV/0! | #DIV/0! | #DIV/0! | #DIV/0! | 3 | #DIV/0! | #DIV/0! | #DIV/0! | #DIV/0! | #DIV/0! | #DIV/0! | #DIV/0! | #DIV/0! | #DIV/0! | #DIV/0! | #DIV/0! | #DIV/0! | #DIV/0! | #DIV/0! | #DIV/0! | #DIV/0! | 3 | #DIV/0! | #DIV/0! | #DIV/0! | #DIV/0! | #DIV/0! | #DIV/0! | #DIV/0! | #DIV/0! | #DIV/0! | #DIV/0! | #DIV/0! | #DIV/0! | #DIV/0! | #DIV/0! | #DIV/0! | #DIV/0! | 3 | #DIV/0! | #DIV/0! | #DIV/0! | #DIV/0! | #DIV/0! | #DIV/0! | #DIV/0! | #DIV/0! | #DIV/0! | #DIV/0! | #DIV/0! | #DIV/0! | #DIV/0! | #DIV/0! | #DIV/0! | #DIV/0! | 3 | #DIV/0! | #DIV/0! | #DIV/0! | #DIV/0! | #DIV/0! | #DIV/0! | #DIV/0! | #DIV/0! | #DIV/0! | #DIV/0! | #DIV/0! | #DIV/0! | #DIV/0! | #DIV/0! | #DIV/0! | #DIV/0! | 3 | #DIV/0! | #DIV/0! | #DIV/0! | #DIV/0! | #DIV/0! | #DIV/0! | #DIV/0! | #DIV/0! | #DIV/0! | #DIV/0! | #DIV/0! | #DIV/0! | #DIV/0! | #DIV/0! | #DIV/0! | #DIV/0! | 3 | #DIV/0! | #DIV/0! | #DIV/0! | #DIV/0! | #DIV/0! | #DIV/0! | #DIV/0! | #DIV/0! | #DIV/0! | #DIV/0! | #DIV/0! | #DIV/0! | #DIV/0!
[12 empty] | 52.0183 | 3116.2207 | 4518.7587 | 3.1 | 4.9352 | 91.1267 | 2855.3592 | 4898.2824 | 2855.3592 | 4898.2824 | 1.3994 | 1.8004 | 1 | 1 | 2855.3592 | 4898.2824 |  | #DIV/0! | #DIV/0! | #DIV/0! | 3.1 | #DIV/0! | #DIV/0! | #DIV/0! | #DIV/0! | #DIV/0! | #DIV/0! | #DIV/0! | #DIV/0! | #DIV/0! | #DIV/0! | #DIV/0! | #DIV/0! | #DIV/0! | #DIV/0! | #DIV/0! | #DIV/0! | 3.1 | #DIV/0! | #DIV/0! | #DIV/0! | #DIV/0! | #DIV/0! | #DIV/0! | #DIV/0! | #DIV/0! | #DIV/0! | #DIV/0! | #DIV/0! | #DIV/0! | #DIV/0! | #DIV/0! | #DIV/0! | #DIV/0! | 3.1 | #DIV/0! | #DIV/0! | #DIV/0! | #DIV/0! | #DIV/0! | #DIV/0! | #DIV/0! | #DIV/0! | #DIV/0! | #DIV/0! | #DIV/0! | #DIV/0! | #DIV/0! | #DIV/0! | #DIV/0! | #DIV/0! | 3.1 | #DIV/0! | #DIV/0! | #DIV/0! | #DIV/0! | #DIV/0! | #DIV/0! | #DIV/0! | #DIV/0! | #DIV/0! | #DIV/0! | #DIV/0! | #DIV/0! | #DIV/0! | #DIV/0! | #DIV/0! | #DIV/0! | 3.1 | #DIV/0! | #DIV/0! | #DIV/0! | #DIV/0! | #DIV/0! | #DIV/0! | #DIV/0! | #DIV/0! | #DIV/0! | #DIV/0! | #DIV/0! | #DIV/0! | #DIV/0! | #DIV/0! | #DIV/0! | #DIV/0! | 3.1 | #DIV/0! | #DIV/0! | #DIV/0! | #DIV/0! | #DIV/0! | #DIV/0! | #DIV/0! | #DIV/0! | #DIV/0! | #DIV/0! | #DIV/0! | #DIV/0! | #DIV/0! | #DIV/0! | #DIV/0! | #DIV/0! | 3.1 | #DIV/0! | #DIV/0! | #DIV/0! | #DIV/0! | #DIV/0! | #DIV/0! | #DIV/0! | #DIV/0! | #DIV/0! | #DIV/0! | #DIV/0! | #DIV/0! | #DIV/0!
[12 empty] | 49.2805 | 3135.7439 | 4493.2961 | 3.2 | 5.0943 | 91.118 | 2855.4139 | 4898.1942 | 2855.4139 | 4898.1942 | 1.4445 | 1.8584 | 1 | 1 | 2855.4139 | 4898.1942 |  | #DIV/0! | #DIV/0! | #DIV/0! | 3.2 | #DIV/0! | #DIV/0! | #DIV/0! | #DIV/0! | #DIV/0! | #DIV/0! | #DIV/0! | #DIV/0! | #DIV/0! | #DIV/0! | #DIV/0! | #DIV/0! | #DIV/0! | #DIV/0! | #DIV/0! | #DIV/0! | 3.2 | #DIV/0! | #DIV/0! | #DIV/0! | #DIV/0! | #DIV/0! | #DIV/0! | #DIV/0! | #DIV/0! | #DIV/0! | #DIV/0! | #DIV/0! | #DIV/0! | #DIV/0! | #DIV/0! | #DIV/0! | #DIV/0! | 3.2 | #DIV/0! | #DIV/0! | #DIV/0! | #DIV/0! | #DIV/0! | #DIV/0! | #DIV/0! | #DIV/0! | #DIV/0! | #DIV/0! | #DIV/0! | #DIV/0! | #DIV/0! | #DIV/0! | #DIV/0! | #DIV/0! | 3.2 | #DIV/0! | #DIV/0! | #DIV/0! | #DIV/0! | #DIV/0! | #DIV/0! | #DIV/0! | #DIV/0! | #DIV/0! | #DIV/0! | #DIV/0! | #DIV/0! | #DIV/0! | #DIV/0! | #DIV/0! | #DIV/0! | 3.2 | #DIV/0! | #DIV/0! | #DIV/0! | #DIV/0! | #DIV/0! | #DIV/0! | #DIV/0! | #DIV/0! | #DIV/0! | #DIV/0! | #DIV/0! | #DIV/0! | #DIV/0! | #DIV/0! | #DIV/0! | #DIV/0! | 3.2 | #DIV/0! | #DIV/0! | #DIV/0! | #DIV/0! | #DIV/0! | #DIV/0! | #DIV/0! | #DIV/0! | #DIV/0! | #DIV/0! | #DIV/0! | #DIV/0! | #DIV/0! | #DIV/0! | #DIV/0! | #DIV/0! | 3.2 | #DIV/0! | #DIV/0! | #DIV/0! | #DIV/0! | #DIV/0! | #DIV/0! | #DIV/0! | #DIV/0! | #DIV/0! | #DIV/0! | #DIV/0! | #DIV/0! | #DIV/0!
[12 empty] | 46.5427 | 3155.4357 | 4467.9805 | 3.3 | 5.2533 | 91.1089 | 2855.4703 | 4898.1033 | 2855.4703 | 4898.1033 | 1.4896 | 1.9164 | 1 | 1 | 2855.4703 | 4898.1033 |  | #DIV/0! | #DIV/0! | #DIV/0! | 3.3 | #DIV/0! | #DIV/0! | #DIV/0! | #DIV/0! | #DIV/0! | #DIV/0! | #DIV/0! | #DIV/0! | #DIV/0! | #DIV/0! | #DIV/0! | #DIV/0! | #DIV/0! | #DIV/0! | #DIV/0! | #DIV/0! | 3.3 | #DIV/0! | #DIV/0! | #DIV/0! | #DIV/0! | #DIV/0! | #DIV/0! | #DIV/0! | #DIV/0! | #DIV/0! | #DIV/0! | #DIV/0! | #DIV/0! | #DIV/0! | #DIV/0! | #DIV/0! | #DIV/0! | 3.3 | #DIV/0! | #DIV/0! | #DIV/0! | #DIV/0! | #DIV/0! | #DIV/0! | #DIV/0! | #DIV/0! | #DIV/0! | #DIV/0! | #DIV/0! | #DIV/0! | #DIV/0! | #DIV/0! | #DIV/0! | #DIV/0! | 3.3 | #DIV/0! | #DIV/0! | #DIV/0! | #DIV/0! | #DIV/0! | #DIV/0! | #DIV/0! | #DIV/0! | #DIV/0! | #DIV/0! | #DIV/0! | #DIV/0! | #DIV/0! | #DIV/0! | #DIV/0! | #DIV/0! | 3.3 | #DIV/0! | #DIV/0! | #DIV/0! | #DIV/0! | #DIV/0! | #DIV/0! | #DIV/0! | #DIV/0! | #DIV/0! | #DIV/0! | #DIV/0! | #DIV/0! | #DIV/0! | #DIV/0! | #DIV/0! | #DIV/0! | 3.3 | #DIV/0! | #DIV/0! | #DIV/0! | #DIV/0! | #DIV/0! | #DIV/0! | #DIV/0! | #DIV/0! | #DIV/0! | #DIV/0! | #DIV/0! | #DIV/0! | #DIV/0! | #DIV/0! | #DIV/0! | #DIV/0! | 3.3 | #DIV/0! | #DIV/0! | #DIV/0! | #DIV/0! | #DIV/0! | #DIV/0! | #DIV/0! | #DIV/0! | #DIV/0! | #DIV/0! | #DIV/0! | #DIV/0! | #DIV/0!
[12 empty] | 43.8049 | 3175.2967 | 4442.8124 | 3.4 | 5.4123 | 91.0996 | 2855.5285 | 4898.0095 | 2855.5285 | 4898.0095 | 1.5347 | 1.9743 | 1 | 1 | 2855.5285 | 4898.0095 |  | #DIV/0! | #DIV/0! | #DIV/0! | 3.4 | #DIV/0! | #DIV/0! | #DIV/0! | #DIV/0! | #DIV/0! | #DIV/0! | #DIV/0! | #DIV/0! | #DIV/0! | #DIV/0! | #DIV/0! | #DIV/0! | #DIV/0! | #DIV/0! | #DIV/0! | #DIV/0! | 3.4 | #DIV/0! | #DIV/0! | #DIV/0! | #DIV/0! | #DIV/0! | #DIV/0! | #DIV/0! | #DIV/0! | #DIV/0! | #DIV/0! | #DIV/0! | #DIV/0! | #DIV/0! | #DIV/0! | #DIV/0! | #DIV/0! | 3.4 | #DIV/0! | #DIV/0! | #DIV/0! | #DIV/0! | #DIV/0! | #DIV/0! | #DIV/0! | #DIV/0! | #DIV/0! | #DIV/0! | #DIV/0! | #DIV/0! | #DIV/0! | #DIV/0! | #DIV/0! | #DIV/0! | 3.4 | #DIV/0! | #DIV/0! | #DIV/0! | #DIV/0! | #DIV/0! | #DIV/0! | #DIV/0! | #DIV/0! | #DIV/0! | #DIV/0! | #DIV/0! | #DIV/0! | #DIV/0! | #DIV/0! | #DIV/0! | #DIV/0! | 3.4 | #DIV/0! | #DIV/0! | #DIV/0! | #DIV/0! | #DIV/0! | #DIV/0! | #DIV/0! | #DIV/0! | #DIV/0! | #DIV/0! | #DIV/0! | #DIV/0! | #DIV/0! | #DIV/0! | #DIV/0! | #DIV/0! | 3.4 | #DIV/0! | #DIV/0! | #DIV/0! | #DIV/0! | #DIV/0! | #DIV/0! | #DIV/0! | #DIV/0! | #DIV/0! | #DIV/0! | #DIV/0! | #DIV/0! | #DIV/0! | #DIV/0! | #DIV/0! | #DIV/0! | 3.4 | #DIV/0! | #DIV/0! | #DIV/0! | #DIV/0! | #DIV/0! | #DIV/0! | #DIV/0! | #DIV/0! | #DIV/0! | #DIV/0! | #DIV/0! | #DIV/0! | #DIV/0!
[12 empty] | 41.0671 | 3195.3272 | 4417.792 | 3.5 | 5.5713 | 91.09 | 2855.5884 | 4897.9129 | 2855.5884 | 4897.9129 | 1.5798 | 2.0323 | 1 | 1 | 2855.5884 | 4897.9129 |  | #DIV/0! | #DIV/0! | #DIV/0! | 3.5 | #DIV/0! | #DIV/0! | #DIV/0! | #DIV/0! | #DIV/0! | #DIV/0! | #DIV/0! | #DIV/0! | #DIV/0! | #DIV/0! | #DIV/0! | #DIV/0! | #DIV/0! | #DIV/0! | #DIV/0! | #DIV/0! | 3.5 | #DIV/0! | #DIV/0! | #DIV/0! | #DIV/0! | #DIV/0! | #DIV/0! | #DIV/0! | #DIV/0! | #DIV/0! | #DIV/0! | #DIV/0! | #DIV/0! | #DIV/0! | #DIV/0! | #DIV/0! | #DIV/0! | 3.5 | #DIV/0! | #DIV/0! | #DIV/0! | #DIV/0! | #DIV/0! | #DIV/0! | #DIV/0! | #DIV/0! | #DIV/0! | #DIV/0! | #DIV/0! | #DIV/0! | #DIV/0! | #DIV/0! | #DIV/0! | #DIV/0! | 3.5 | #DIV/0! | #DIV/0! | #DIV/0! | #DIV/0! | #DIV/0! | #DIV/0! | #DIV/0! | #DIV/0! | #DIV/0! | #DIV/0! | #DIV/0! | #DIV/0! | #DIV/0! | #DIV/0! | #DIV/0! | #DIV/0! | 3.5 | #DIV/0! | #DIV/0! | #DIV/0! | #DIV/0! | #DIV/0! | #DIV/0! | #DIV/0! | #DIV/0! | #DIV/0! | #DIV/0! | #DIV/0! | #DIV/0! | #DIV/0! | #DIV/0! | #DIV/0! | #DIV/0! | 3.5 | #DIV/0! | #DIV/0! | #DIV/0! | #DIV/0! | #DIV/0! | #DIV/0! | #DIV/0! | #DIV/0! | #DIV/0! | #DIV/0! | #DIV/0! | #DIV/0! | #DIV/0! | #DIV/0! | #DIV/0! | #DIV/0! | 3.5 | #DIV/0! | #DIV/0! | #DIV/0! | #DIV/0! | #DIV/0! | #DIV/0! | #DIV/0! | #DIV/0! | #DIV/0! | #DIV/0! | #DIV/0! | #DIV/0! | #DIV/0!
[12 empty] | 38.3293 | 3215.5279 | 4392.9196 | 3.6 | 5.7303 | 91.0802 | 2855.65 | 4897.8136 | 2855.65 | 4897.8136 | 1.6249 | 2.0902 | 1 | 1 | 2855.65 | 4897.8136 |  | #DIV/0! | #DIV/0! | #DIV/0! | 3.6 | #DIV/0! | #DIV/0! | #DIV/0! | #DIV/0! | #DIV/0! | #DIV/0! | #DIV/0! | #DIV/0! | #DIV/0! | #DIV/0! | #DIV/0! | #DIV/0! | #DIV/0! | #DIV/0! | #DIV/0! | #DIV/0! | 3.6 | #DIV/0! | #DIV/0! | #DIV/0! | #DIV/0! | #DIV/0! | #DIV/0! | #DIV/0! | #DIV/0! | #DIV/0! | #DIV/0! | #DIV/0! | #DIV/0! | #DIV/0! | #DIV/0! | #DIV/0! | #DIV/0! | 3.6 | #DIV/0! | #DIV/0! | #DIV/0! | #DIV/0! | #DIV/0! | #DIV/0! | #DIV/0! | #DIV/0! | #DIV/0! | #DIV/0! | #DIV/0! | #DIV/0! | #DIV/0! | #DIV/0! | #DIV/0! | #DIV/0! | 3.6 | #DIV/0! | #DIV/0! | #DIV/0! | #DIV/0! | #DIV/0! | #DIV/0! | #DIV/0! | #DIV/0! | #DIV/0! | #DIV/0! | #DIV/0! | #DIV/0! | #DIV/0! | #DIV/0! | #DIV/0! | #DIV/0! | 3.6 | #DIV/0! | #DIV/0! | #DIV/0! | #DIV/0! | #DIV/0! | #DIV/0! | #DIV/0! | #DIV/0! | #DIV/0! | #DIV/0! | #DIV/0! | #DIV/0! | #DIV/0! | #DIV/0! | #DIV/0! | #DIV/0! | 3.6 | #DIV/0! | #DIV/0! | #DIV/0! | #DIV/0! | #DIV/0! | #DIV/0! | #DIV/0! | #DIV/0! | #DIV/0! | #DIV/0! | #DIV/0! | #DIV/0! | #DIV/0! | #DIV/0! | #DIV/0! | #DIV/0! | 3.6 | #DIV/0! | #DIV/0! | #DIV/0! | #DIV/0! | #DIV/0! | #DIV/0! | #DIV/0! | #DIV/0! | #DIV/0! | #DIV/0! | #DIV/0! | #DIV/0! | #DIV/0!
[12 empty] | 35.5915 | 3235.8991 | 4368.1957 | 3.7 | 5.8892 | 91.07 | 2855.7134 | 4897.7114 | 2855.7134 | 4897.7114 | 1.6701 | 2.1482 | 1 | 1 | 2855.7134 | 4897.7114 |  | #DIV/0! | #DIV/0! | #DIV/0! | 3.7 | #DIV/0! | #DIV/0! | #DIV/0! | #DIV/0! | #DIV/0! | #DIV/0! | #DIV/0! | #DIV/0! | #DIV/0! | #DIV/0! | #DIV/0! | #DIV/0! | #DIV/0! | #DIV/0! | #DIV/0! | #DIV/0! | 3.7 | #DIV/0! | #DIV/0! | #DIV/0! | #DIV/0! | #DIV/0! | #DIV/0! | #DIV/0! | #DIV/0! | #DIV/0! | #DIV/0! | #DIV/0! | #DIV/0! | #DIV/0! | #DIV/0! | #DIV/0! | #DIV/0! | 3.7 | #DIV/0! | #DIV/0! | #DIV/0! | #DIV/0! | #DIV/0! | #DIV/0! | #DIV/0! | #DIV/0! | #DIV/0! | #DIV/0! | #DIV/0! | #DIV/0! | #DIV/0! | #DIV/0! | #DIV/0! | #DIV/0! | 3.7 | #DIV/0! | #DIV/0! | #DIV/0! | #DIV/0! | #DIV/0! | #DIV/0! | #DIV/0! | #DIV/0! | #DIV/0! | #DIV/0! | #DIV/0! | #DIV/0! | #DIV/0! | #DIV/0! | #DIV/0! | #DIV/0! | 3.7 | #DIV/0! | #DIV/0! | #DIV/0! | #DIV/0! | #DIV/0! | #DIV/0! | #DIV/0! | #DIV/0! | #DIV/0! | #DIV/0! | #DIV/0! | #DIV/0! | #DIV/0! | #DIV/0! | #DIV/0! | #DIV/0! | 3.7 | #DIV/0! | #DIV/0! | #DIV/0! | #DIV/0! | #DIV/0! | #DIV/0! | #DIV/0! | #DIV/0! | #DIV/0! | #DIV/0! | #DIV/0! | #DIV/0! | #DIV/0! | #DIV/0! | #DIV/0! | #DIV/0! | 3.7 | #DIV/0! | #DIV/0! | #DIV/0! | #DIV/0! | #DIV/0! | #DIV/0! | #DIV/0! | #DIV/0! | #DIV/0! | #DIV/0! | #DIV/0! | #DIV/0! | #DIV/0!
[12 empty] | 32.8537 | 3256.4413 | 4343.6203 | 3.8 | 6.0482 | 91.0596 | 2855.7785 | 4897.6065 | 2855.7785 | 4897.6065 | 1.7152 | 2.2061 | 1 | 1 | 2855.7785 | 4897.6065 |  | #DIV/0! | #DIV/0! | #DIV/0! | 3.8 | #DIV/0! | #DIV/0! | #DIV/0! | #DIV/0! | #DIV/0! | #DIV/0! | #DIV/0! | #DIV/0! | #DIV/0! | #DIV/0! | #DIV/0! | #DIV/0! | #DIV/0! | #DIV/0! | #DIV/0! | #DIV/0! | 3.8 | #DIV/0! | #DIV/0! | #DIV/0! | #DIV/0! | #DIV/0! | #DIV/0! | #DIV/0! | #DIV/0! | #DIV/0! | #DIV/0! | #DIV/0! | #DIV/0! | #DIV/0! | #DIV/0! | #DIV/0! | #DIV/0! | 3.8 | #DIV/0! | #DIV/0! | #DIV/0! | #DIV/0! | #DIV/0! | #DIV/0! | #DIV/0! | #DIV/0! | #DIV/0! | #DIV/0! | #DIV/0! | #DIV/0! | #DIV/0! | #DIV/0! | #DIV/0! | #DIV/0! | 3.8 | #DIV/0! | #DIV/0! | #DIV/0! | #DIV/0! | #DIV/0! | #DIV/0! | #DIV/0! | #DIV/0! | #DIV/0! | #DIV/0! | #DIV/0! | #DIV/0! | #DIV/0! | #DIV/0! | #DIV/0! | #DIV/0! | 3.8 | #DIV/0! | #DIV/0! | #DIV/0! | #DIV/0! | #DIV/0! | #DIV/0! | #DIV/0! | #DIV/0! | #DIV/0! | #DIV/0! | #DIV/0! | #DIV/0! | #DIV/0! | #DIV/0! | #DIV/0! | #DIV/0! | 3.8 | #DIV/0! | #DIV/0! | #DIV/0! | #DIV/0! | #DIV/0! | #DIV/0! | #DIV/0! | #DIV/0! | #DIV/0! | #DIV/0! | #DIV/0! | #DIV/0! | #DIV/0! | #DIV/0! | #DIV/0! | #DIV/0! | 3.8 | #DIV/0! | #DIV/0! | #DIV/0! | #DIV/0! | #DIV/0! | #DIV/0! | #DIV/0! | #DIV/0! | #DIV/0! | #DIV/0! | #DIV/0! | #DIV/0! | #DIV/0!
[12 empty] | 30.1159 | 3277.1548 | 4319.1939 | 3.9 | 6.2071 | 91.0489 | 2855.8454 | 4897.4987 | 2855.8454 | 4897.4987 | 1.7603 | 2.264 | 1 | 1 | 2855.8454 | 4897.4987 |  | #DIV/0! | #DIV/0! | #DIV/0! | 3.9 | #DIV/0! | #DIV/0! | #DIV/0! | #DIV/0! | #DIV/0! | #DIV/0! | #DIV/0! | #DIV/0! | #DIV/0! | #DIV/0! | #DIV/0! | #DIV/0! | #DIV/0! | #DIV/0! | #DIV/0! | #DIV/0! | 3.9 | #DIV/0! | #DIV/0! | #DIV/0! | #DIV/0! | #DIV/0! | #DIV/0! | #DIV/0! | #DIV/0! | #DIV/0! | #DIV/0! | #DIV/0! | #DIV/0! | #DIV/0! | #DIV/0! | #DIV/0! | #DIV/0! | 3.9 | #DIV/0! | #DIV/0! | #DIV/0! | #DIV/0! | #DIV/0! | #DIV/0! | #DIV/0! | #DIV/0! | #DIV/0! | #DIV/0! | #DIV/0! | #DIV/0! | #DIV/0! | #DIV/0! | #DIV/0! | #DIV/0! | 3.9 | #DIV/0! | #DIV/0! | #DIV/0! | #DIV/0! | #DIV/0! | #DIV/0! | #DIV/0! | #DIV/0! | #DIV/0! | #DIV/0! | #DIV/0! | #DIV/0! | #DIV/0! | #DIV/0! | #DIV/0! | #DIV/0! | 3.9 | #DIV/0! | #DIV/0! | #DIV/0! | #DIV/0! | #DIV/0! | #DIV/0! | #DIV/0! | #DIV/0! | #DIV/0! | #DIV/0! | #DIV/0! | #DIV/0! | #DIV/0! | #DIV/0! | #DIV/0! | #DIV/0! | 3.9 | #DIV/0! | #DIV/0! | #DIV/0! | #DIV/0! | #DIV/0! | #DIV/0! | #DIV/0! | #DIV/0! | #DIV/0! | #DIV/0! | #DIV/0! | #DIV/0! | #DIV/0! | #DIV/0! | #DIV/0! | #DIV/0! | 3.9 | #DIV/0! | #DIV/0! | #DIV/0! | #DIV/0! | #DIV/0! | #DIV/0! | #DIV/0! | #DIV/0! | #DIV/0! | #DIV/0! | #DIV/0! | #DIV/0! | #DIV/0!
[12 empty] | 27.3781 | 3298.0401 | 4294.9166 | 4 | 6.366 | 91.038 | 2855.914 | 4897.3882 | 2855.914 | 4897.3882 | 1.8054 | 2.3219 | 1 | 1 | 2855.914 | 4897.3882 |  | #DIV/0! | #DIV/0! | #DIV/0! | 4 | #DIV/0! | #DIV/0! | #DIV/0! | #DIV/0! | #DIV/0! | #DIV/0! | #DIV/0! | #DIV/0! | #DIV/0! | #DIV/0! | #DIV/0! | #DIV/0! | #DIV/0! | #DIV/0! | #DIV/0! | #DIV/0! | 4 | #DIV/0! | #DIV/0! | #DIV/0! | #DIV/0! | #DIV/0! | #DIV/0! | #DIV/0! | #DIV/0! | #DIV/0! | #DIV/0! | #DIV/0! | #DIV/0! | #DIV/0! | #DIV/0! | #DIV/0! | #DIV/0! | 4 | #DIV/0! | #DIV/0! | #DIV/0! | #DIV/0! | #DIV/0! | #DIV/0! | #DIV/0! | #DIV/0! | #DIV/0! | #DIV/0! | #DIV/0! | #DIV/0! | #DIV/0! | #DIV/0! | #DIV/0! | #DIV/0! | 4 | #DIV/0! | #DIV/0! | #DIV/0! | #DIV/0! | #DIV/0! | #DIV/0! | #DIV/0! | #DIV/0! | #DIV/0! | #DIV/0! | #DIV/0! | #DIV/0! | #DIV/0! | #DIV/0! | #DIV/0! | #DIV/0! | 4 | #DIV/0! | #DIV/0! | #DIV/0! | #DIV/0! | #DIV/0! | #DIV/0! | #DIV/0! | #DIV/0! | #DIV/0! | #DIV/0! | #DIV/0! | #DIV/0! | #DIV/0! | #DIV/0! | #DIV/0! | #DIV/0! | 4 | #DIV/0! | #DIV/0! | #DIV/0! | #DIV/0! | #DIV/0! | #DIV/0! | #DIV/0! | #DIV/0! | #DIV/0! | #DIV/0! | #DIV/0! | #DIV/0! | #DIV/0! | #DIV/0! | #DIV/0! | #DIV/0! | 4 | #DIV/0! | #DIV/0! | #DIV/0! | #DIV/0! | #DIV/0! | #DIV/0! | #DIV/0! | #DIV/0! | #DIV/0! | #DIV/0! | #DIV/0! | #DIV/0! | #DIV/0!
[12 empty] | 24.6403 | 3319.0974 | 4270.7886 | 4.1 | 6.5249 | 91.0267 | 2855.9843 | 4897.2749 | 2855.9843 | 4897.2749 | 1.8505 | 2.3798 | 1 | 1 | 2855.9843 | 4897.2749 |  | #DIV/0! | #DIV/0! | #DIV/0! | 4.1 | #DIV/0! | #DIV/0! | #DIV/0! | #DIV/0! | #DIV/0! | #DIV/0! | #DIV/0! | #DIV/0! | #DIV/0! | #DIV/0! | #DIV/0! | #DIV/0! | #DIV/0! | #DIV/0! | #DIV/0! | #DIV/0! | 4.1 | #DIV/0! | #DIV/0! | #DIV/0! | #DIV/0! | #DIV/0! | #DIV/0! | #DIV/0! | #DIV/0! | #DIV/0! | #DIV/0! | #DIV/0! | #DIV/0! | #DIV/0! | #DIV/0! | #DIV/0! | #DIV/0! | 4.1 | #DIV/0! | #DIV/0! | #DIV/0! | #DIV/0! | #DIV/0! | #DIV/0! | #DIV/0! | #DIV/0! | #DIV/0! | #DIV/0! | #DIV/0! | #DIV/0! | #DIV/0! | #DIV/0! | #DIV/0! | #DIV/0! | 4.1 | #DIV/0! | #DIV/0! | #DIV/0! | #DIV/0! | #DIV/0! | #DIV/0! | #DIV/0! | #DIV/0! | #DIV/0! | #DIV/0! | #DIV/0! | #DIV/0! | #DIV/0! | #DIV/0! | #DIV/0! | #DIV/0! | 4.1 | #DIV/0! | #DIV/0! | #DIV/0! | #DIV/0! | #DIV/0! | #DIV/0! | #DIV/0! | #DIV/0! | #DIV/0! | #DIV/0! | #DIV/0! | #DIV/0! | #DIV/0! | #DIV/0! | #DIV/0! | #DIV/0! | 4.1 | #DIV/0! | #DIV/0! | #DIV/0! | #DIV/0! | #DIV/0! | #DIV/0! | #DIV/0! | #DIV/0! | #DIV/0! | #DIV/0! | #DIV/0! | #DIV/0! | #DIV/0! | #DIV/0! | #DIV/0! | #DIV/0! | 4.1 | #DIV/0! | #DIV/0! | #DIV/0! | #DIV/0! | #DIV/0! | #DIV/0! | #DIV/0! | #DIV/0! | #DIV/0! | #DIV/0! | #DIV/0! | #DIV/0! | #DIV/0!
[12 empty] | 21.9025 | 3340.327 | 4246.8101 | 4.2 | 6.6837 | 91.0152 | 2856.0564 | 4897.1588 | 2856.0564 | 4897.1588 | 1.8956 | 2.4377 | 1 | 1 | 2856.0564 | 4897.1588 |  | #DIV/0! | #DIV/0! | #DIV/0! | 4.2 | #DIV/0! | #DIV/0! | #DIV/0! | #DIV/0! | #DIV/0! | #DIV/0! | #DIV/0! | #DIV/0! | #DIV/0! | #DIV/0! | #DIV/0! | #DIV/0! | #DIV/0! | #DIV/0! | #DIV/0! | #DIV/0! | 4.2 | #DIV/0! | #DIV/0! | #DIV/0! | #DIV/0! | #DIV/0! | #DIV/0! | #DIV/0! | #DIV/0! | #DIV/0! | #DIV/0! | #DIV/0! | #DIV/0! | #DIV/0! | #DIV/0! | #DIV/0! | #DIV/0! | 4.2 | #DIV/0! | #DIV/0! | #DIV/0! | #DIV/0! | #DIV/0! | #DIV/0! | #DIV/0! | #DIV/0! | #DIV/0! | #DIV/0! | #DIV/0! | #DIV/0! | #DIV/0! | #DIV/0! | #DIV/0! | #DIV/0! | 4.2 | #DIV/0! | #DIV/0! | #DIV/0! | #DIV/0! | #DIV/0! | #DIV/0! | #DIV/0! | #DIV/0! | #DIV/0! | #DIV/0! | #DIV/0! | #DIV/0! | #DIV/0! | #DIV/0! | #DIV/0! | #DIV/0! | 4.2 | #DIV/0! | #DIV/0! | #DIV/0! | #DIV/0! | #DIV/0! | #DIV/0! | #DIV/0! | #DIV/0! | #DIV/0! | #DIV/0! | #DIV/0! | #DIV/0! | #DIV/0! | #DIV/0! | #DIV/0! | #DIV/0! | 4.2 | #DIV/0! | #DIV/0! | #DIV/0! | #DIV/0! | #DIV/0! | #DIV/0! | #DIV/0! | #DIV/0! | #DIV/0! | #DIV/0! | #DIV/0! | #DIV/0! | #DIV/0! | #DIV/0! | #DIV/0! | #DIV/0! | 4.2 | #DIV/0! | #DIV/0! | #DIV/0! | #DIV/0! | #DIV/0! | #DIV/0! | #DIV/0! | #DIV/0! | #DIV/0! | #DIV/0! | #DIV/0! | #DIV/0! | #DIV/0!
[12 empty] | 19.1647 | 3361.7293 | 4222.9814 | 4.3 | 6.8426 | 91.0034 | 2856.1302 | 4897.0399 | 2856.1302 | 4897.0399 | 1.9407 | 2.4956 | 1 | 1 | 2856.1302 | 4897.0399 |  | #DIV/0! | #DIV/0! | #DIV/0! | 4.3 | #DIV/0! | #DIV/0! | #DIV/0! | #DIV/0! | #DIV/0! | #DIV/0! | #DIV/0! | #DIV/0! | #DIV/0! | #DIV/0! | #DIV/0! | #DIV/0! | #DIV/0! | #DIV/0! | #DIV/0! | #DIV/0! | 4.3 | #DIV/0! | #DIV/0! | #DIV/0! | #DIV/0! | #DIV/0! | #DIV/0! | #DIV/0! | #DIV/0! | #DIV/0! | #DIV/0! | #DIV/0! | #DIV/0! | #DIV/0! | #DIV/0! | #DIV/0! | #DIV/0! | 4.3 | #DIV/0! | #DIV/0! | #DIV/0! | #DIV/0! | #DIV/0! | #DIV/0! | #DIV/0! | #DIV/0! | #DIV/0! | #DIV/0! | #DIV/0! | #DIV/0! | #DIV/0! | #DIV/0! | #DIV/0! | #DIV/0! | 4.3 | #DIV/0! | #DIV/0! | #DIV/0! | #DIV/0! | #DIV/0! | #DIV/0! | #DIV/0! | #DIV/0! | #DIV/0! | #DIV/0! | #DIV/0! | #DIV/0! | #DIV/0! | #DIV/0! | #DIV/0! | #DIV/0! | 4.3 | #DIV/0! | #DIV/0! | #DIV/0! | #DIV/0! | #DIV/0! | #DIV/0! | #DIV/0! | #DIV/0! | #DIV/0! | #DIV/0! | #DIV/0! | #DIV/0! | #DIV/0! | #DIV/0! | #DIV/0! | #DIV/0! | 4.3 | #DIV/0! | #DIV/0! | #DIV/0! | #DIV/0! | #DIV/0! | #DIV/0! | #DIV/0! | #DIV/0! | #DIV/0! | #DIV/0! | #DIV/0! | #DIV/0! | #DIV/0! | #DIV/0! | #DIV/0! | #DIV/0! | 4.3 | #DIV/0! | #DIV/0! | #DIV/0! | #DIV/0! | #DIV/0! | #DIV/0! | #DIV/0! | #DIV/0! | #DIV/0! | #DIV/0! | #DIV/0! | #DIV/0! | #DIV/0!
[12 empty] | 16.4268 | 3383.3044 | 4199.3026 | 4.4 | 7.0014 | 90.9913 | 2856.2057 | 4896.9182 | 2856.2057 | 4896.9182 | 1.9858 | 2.5534 | 1 | 1 | 2856.2057 | 4896.9182 |  | #DIV/0! | #DIV/0! | #DIV/0! | 4.4 | #DIV/0! | #DIV/0! | #DIV/0! | #DIV/0! | #DIV/0! | #DIV/0! | #DIV/0! | #DIV/0! | #DIV/0! | #DIV/0! | #DIV/0! | #DIV/0! | #DIV/0! | #DIV/0! | #DIV/0! | #DIV/0! | 4.4 | #DIV/0! | #DIV/0! | #DIV/0! | #DIV/0! | #DIV/0! | #DIV/0! | #DIV/0! | #DIV/0! | #DIV/0! | #DIV/0! | #DIV/0! | #DIV/0! | #DIV/0! | #DIV/0! | #DIV/0! | #DIV/0! | 4.4 | #DIV/0! | #DIV/0! | #DIV/0! | #DIV/0! | #DIV/0! | #DIV/0! | #DIV/0! | #DIV/0! | #DIV/0! | #DIV/0! | #DIV/0! | #DIV/0! | #DIV/0! | #DIV/0! | #DIV/0! | #DIV/0! | 4.4 | #DIV/0! | #DIV/0! | #DIV/0! | #DIV/0! | #DIV/0! | #DIV/0! | #DIV/0! | #DIV/0! | #DIV/0! | #DIV/0! | #DIV/0! | #DIV/0! | #DIV/0! | #DIV/0! | #DIV/0! | #DIV/0! | 4.4 | #DIV/0! | #DIV/0! | #DIV/0! | #DIV/0! | #DIV/0! | #DIV/0! | #DIV/0! | #DIV/0! | #DIV/0! | #DIV/0! | #DIV/0! | #DIV/0! | #DIV/0! | #DIV/0! | #DIV/0! | #DIV/0! | 4.4 | #DIV/0! | #DIV/0! | #DIV/0! | #DIV/0! | #DIV/0! | #DIV/0! | #DIV/0! | #DIV/0! | #DIV/0! | #DIV/0! | #DIV/0! | #DIV/0! | #DIV/0! | #DIV/0! | #DIV/0! | #DIV/0! | 4.4 | #DIV/0! | #DIV/0! | #DIV/0! | #DIV/0! | #DIV/0! | #DIV/0! | #DIV/0! | #DIV/0! | #DIV/0! | #DIV/0! | #DIV/0! | #DIV/0! | #DIV/0!
[12 empty] | 13.689 | 3405.0526 | 4175.7737 | 4.5 | 7.1602 | 90.9789 | 2856.283 | 4896.7937 | 2856.283 | 4896.7937 | 2.0309 | 2.6113 | 1 | 1 | 2856.283 | 4896.7937 |  | #DIV/0! | #DIV/0! | #DIV/0! | 4.5 | #DIV/0! | #DIV/0! | #DIV/0! | #DIV/0! | #DIV/0! | #DIV/0! | #DIV/0! | #DIV/0! | #DIV/0! | #DIV/0! | #DIV/0! | #DIV/0! | #DIV/0! | #DIV/0! | #DIV/0! | #DIV/0! | 4.5 | #DIV/0! | #DIV/0! | #DIV/0! | #DIV/0! | #DIV/0! | #DIV/0! | #DIV/0! | #DIV/0! | #DIV/0! | #DIV/0! | #DIV/0! | #DIV/0! | #DIV/0! | #DIV/0! | #DIV/0! | #DIV/0! | 4.5 | #DIV/0! | #DIV/0! | #DIV/0! | #DIV/0! | #DIV/0! | #DIV/0! | #DIV/0! | #DIV/0! | #DIV/0! | #DIV/0! | #DIV/0! | #DIV/0! | #DIV/0! | #DIV/0! | #DIV/0! | #DIV/0! | 4.5 | #DIV/0! | #DIV/0! | #DIV/0! | #DIV/0! | #DIV/0! | #DIV/0! | #DIV/0! | #DIV/0! | #DIV/0! | #DIV/0! | #DIV/0! | #DIV/0! | #DIV/0! | #DIV/0! | #DIV/0! | #DIV/0! | 4.5 | #DIV/0! | #DIV/0! | #DIV/0! | #DIV/0! | #DIV/0! | #DIV/0! | #DIV/0! | #DIV/0! | #DIV/0! | #DIV/0! | #DIV/0! | #DIV/0! | #DIV/0! | #DIV/0! | #DIV/0! | #DIV/0! | 4.5 | #DIV/0! | #DIV/0! | #DIV/0! | #DIV/0! | #DIV/0! | #DIV/0! | #DIV/0! | #DIV/0! | #DIV/0! | #DIV/0! | #DIV/0! | #DIV/0! | #DIV/0! | #DIV/0! | #DIV/0! | #DIV/0! | 4.5 | #DIV/0! | #DIV/0! | #DIV/0! | #DIV/0! | #DIV/0! | #DIV/0! | #DIV/0! | #DIV/0! | #DIV/0! | #DIV/0! | #DIV/0! | #DIV/0! | #DIV/0!
[12 empty] | 10.9512 | 3426.9741 | 4152.395 | 4.6 | 7.319 | 90.9663 | 2856.362 | 4896.6664 | 2856.362 | 4896.6664 | 2.076 | 2.6691 | 1 | 1 | 2856.362 | 4896.6664 |  | #DIV/0! | #DIV/0! | #DIV/0! | 4.6 | #DIV/0! | #DIV/0! | #DIV/0! | #DIV/0! | #DIV/0! | #DIV/0! | #DIV/0! | #DIV/0! | #DIV/0! | #DIV/0! | #DIV/0! | #DIV/0! | #DIV/0! | #DIV/0! | #DIV/0! | #DIV/0! | 4.6 | #DIV/0! | #DIV/0! | #DIV/0! | #DIV/0! | #DIV/0! | #DIV/0! | #DIV/0! | #DIV/0! | #DIV/0! | #DIV/0! | #DIV/0! | #DIV/0! | #DIV/0! | #DIV/0! | #DIV/0! | #DIV/0! | 4.6 | #DIV/0! | #DIV/0! | #DIV/0! | #DIV/0! | #DIV/0! | #DIV/0! | #DIV/0! | #DIV/0! | #DIV/0! | #DIV/0! | #DIV/0! | #DIV/0! | #DIV/0! | #DIV/0! | #DIV/0! | #DIV/0! | 4.6 | #DIV/0! | #DIV/0! | #DIV/0! | #DIV/0! | #DIV/0! | #DIV/0! | #DIV/0! | #DIV/0! | #DIV/0! | #DIV/0! | #DIV/0! | #DIV/0! | #DIV/0! | #DIV/0! | #DIV/0! | #DIV/0! | 4.6 | #DIV/0! | #DIV/0! | #DIV/0! | #DIV/0! | #DIV/0! | #DIV/0! | #DIV/0! | #DIV/0! | #DIV/0! | #DIV/0! | #DIV/0! | #DIV/0! | #DIV/0! | #DIV/0! | #DIV/0! | #DIV/0! | 4.6 | #DIV/0! | #DIV/0! | #DIV/0! | #DIV/0! | #DIV/0! | #DIV/0! | #DIV/0! | #DIV/0! | #DIV/0! | #DIV/0! | #DIV/0! | #DIV/0! | #DIV/0! | #DIV/0! | #DIV/0! | #DIV/0! | 4.6 | #DIV/0! | #DIV/0! | #DIV/0! | #DIV/0! | #DIV/0! | #DIV/0! | #DIV/0! | #DIV/0! | #DIV/0! | #DIV/0! | #DIV/0! | #DIV/0! | #DIV/0!
[12 empty] | 8.2134 | 3449.0689 | 4129.1665 | 4.7 | 7.4777 | 90.9534 | 2856.4427 | 4896.5364 | 2856.4427 | 4896.5364 | 2.1211 | 2.727 | 1 | 1 | 2856.4427 | 4896.5364 |  | #DIV/0! | #DIV/0! | #DIV/0! | 4.7 | #DIV/0! | #DIV/0! | #DIV/0! | #DIV/0! | #DIV/0! | #DIV/0! | #DIV/0! | #DIV/0! | #DIV/0! | #DIV/0! | #DIV/0! | #DIV/0! | #DIV/0! | #DIV/0! | #DIV/0! | #DIV/0! | 4.7 | #DIV/0! | #DIV/0! | #DIV/0! | #DIV/0! | #DIV/0! | #DIV/0! | #DIV/0! | #DIV/0! | #DIV/0! | #DIV/0! | #DIV/0! | #DIV/0! | #DIV/0! | #DIV/0! | #DIV/0! | #DIV/0! | 4.7 | #DIV/0! | #DIV/0! | #DIV/0! | #DIV/0! | #DIV/0! | #DIV/0! | #DIV/0! | #DIV/0! | #DIV/0! | #DIV/0! | #DIV/0! | #DIV/0! | #DIV/0! | #DIV/0! | #DIV/0! | #DIV/0! | 4.7 | #DIV/0! | #DIV/0! | #DIV/0! | #DIV/0! | #DIV/0! | #DIV/0! | #DIV/0! | #DIV/0! | #DIV/0! | #DIV/0! | #DIV/0! | #DIV/0! | #DIV/0! | #DIV/0! | #DIV/0! | #DIV/0! | 4.7 | #DIV/0! | #DIV/0! | #DIV/0! | #DIV/0! | #DIV/0! | #DIV/0! | #DIV/0! | #DIV/0! | #DIV/0! | #DIV/0! | #DIV/0! | #DIV/0! | #DIV/0! | #DIV/0! | #DIV/0! | #DIV/0! | 4.7 | #DIV/0! | #DIV/0! | #DIV/0! | #DIV/0! | #DIV/0! | #DIV/0! | #DIV/0! | #DIV/0! | #DIV/0! | #DIV/0! | #DIV/0! | #DIV/0! | #DIV/0! | #DIV/0! | #DIV/0! | #DIV/0! | 4.7 | #DIV/0! | #DIV/0! | #DIV/0! | #DIV/0! | #DIV/0! | #DIV/0! | #DIV/0! | #DIV/0! | #DIV/0! | #DIV/0! | #DIV/0! | #DIV/0! | #DIV/0!
[12 empty] | 5.4756 | 3471.3372 | 4106.0882 | 4.8 | 7.6365 | 90.9402 | 2856.5252 | 4896.4035 | 2856.5252 | 4896.4035 | 2.1661 | 2.7848 | 1 | 1 | 2856.5252 | 4896.4035 |  | #DIV/0! | #DIV/0! | #DIV/0! | 4.8 | #DIV/0! | #DIV/0! | #DIV/0! | #DIV/0! | #DIV/0! | #DIV/0! | #DIV/0! | #DIV/0! | #DIV/0! | #DIV/0! | #DIV/0! | #DIV/0! | #DIV/0! | #DIV/0! | #DIV/0! | #DIV/0! | 4.8 | #DIV/0! | #DIV/0! | #DIV/0! | #DIV/0! | #DIV/0! | #DIV/0! | #DIV/0! | #DIV/0! | #DIV/0! | #DIV/0! | #DIV/0! | #DIV/0! | #DIV/0! | #DIV/0! | #DIV/0! | #DIV/0! | 4.8 | #DIV/0! | #DIV/0! | #DIV/0! | #DIV/0! | #DIV/0! | #DIV/0! | #DIV/0! | #DIV/0! | #DIV/0! | #DIV/0! | #DIV/0! | #DIV/0! | #DIV/0! | #DIV/0! | #DIV/0! | #DIV/0! | 4.8 | #DIV/0! | #DIV/0! | #DIV/0! | #DIV/0! | #DIV/0! | #DIV/0! | #DIV/0! | #DIV/0! | #DIV/0! | #DIV/0! | #DIV/0! | #DIV/0! | #DIV/0! | #DIV/0! | #DIV/0! | #DIV/0! | 4.8 | #DIV/0! | #DIV/0! | #DIV/0! | #DIV/0! | #DIV/0! | #DIV/0! | #DIV/0! | #DIV/0! | #DIV/0! | #DIV/0! | #DIV/0! | #DIV/0! | #DIV/0! | #DIV/0! | #DIV/0! | #DIV/0! | 4.8 | #DIV/0! | #DIV/0! | #DIV/0! | #DIV/0! | #DIV/0! | #DIV/0! | #DIV/0! | #DIV/0! | #DIV/0! | #DIV/0! | #DIV/0! | #DIV/0! | #DIV/0! | #DIV/0! | #DIV/0! | #DIV/0! | 4.8 | #DIV/0! | #DIV/0! | #DIV/0! | #DIV/0! | #DIV/0! | #DIV/0! | #DIV/0! | #DIV/0! | #DIV/0! | #DIV/0! | #DIV/0! | #DIV/0! | #DIV/0!
[12 empty] | 2.7378 | 3493.7791 | 4083.1603 | 4.9 | 7.7952 | 90.9267 | 2856.6094 | 4896.2679 | 2856.6094 | 4896.2679 | 2.2112 | 2.8426 | 1 | 1 | 2856.6094 | 4896.2679 |  | #DIV/0! | #DIV/0! | #DIV/0! | 4.9 | #DIV/0! | #DIV/0! | #DIV/0! | #DIV/0! | #DIV/0! | #DIV/0! | #DIV/0! | #DIV/0! | #DIV/0! | #DIV/0! | #DIV/0! | #DIV/0! | #DIV/0! | #DIV/0! | #DIV/0! | #DIV/0! | 4.9 | #DIV/0! | #DIV/0! | #DIV/0! | #DIV/0! | #DIV/0! | #DIV/0! | #DIV/0! | #DIV/0! | #DIV/0! | #DIV/0! | #DIV/0! | #DIV/0! | #DIV/0! | #DIV/0! | #DIV/0! | #DIV/0! | 4.9 | #DIV/0! | #DIV/0! | #DIV/0! | #DIV/0! | #DIV/0! | #DIV/0! | #DIV/0! | #DIV/0! | #DIV/0! | #DIV/0! | #DIV/0! | #DIV/0! | #DIV/0! | #DIV/0! | #DIV/0! | #DIV/0! | 4.9 | #DIV/0! | #DIV/0! | #DIV/0! | #DIV/0! | #DIV/0! | #DIV/0! | #DIV/0! | #DIV/0! | #DIV/0! | #DIV/0! | #DIV/0! | #DIV/0! | #DIV/0! | #DIV/0! | #DIV/0! | #DIV/0! | 4.9 | #DIV/0! | #DIV/0! | #DIV/0! | #DIV/0! | #DIV/0! | #DIV/0! | #DIV/0! | #DIV/0! | #DIV/0! | #DIV/0! | #DIV/0! | #DIV/0! | #DIV/0! | #DIV/0! | #DIV/0! | #DIV/0! | 4.9 | #DIV/0! | #DIV/0! | #DIV/0! | #DIV/0! | #DIV/0! | #DIV/0! | #DIV/0! | #DIV/0! | #DIV/0! | #DIV/0! | #DIV/0! | #DIV/0! | #DIV/0! | #DIV/0! | #DIV/0! | #DIV/0! | 4.9 | #DIV/0! | #DIV/0! | #DIV/0! | #DIV/0! | #DIV/0! | #DIV/0! | #DIV/0! | #DIV/0! | #DIV/0! | #DIV/0! | #DIV/0! | #DIV/0! | #DIV/0!
[12 empty] | -7.0166e-14 | 3516.3947 | 4060.3828 | 5 | 7.9539 | 90.913 | 2856.6953 | 4896.1295 | 2856.6953 | 4896.1295 | 2.2563 | 2.9003 | 1 | 1 | 2856.6953 | 4896.1295 |  | #DIV/0! | #DIV/0! | #DIV/0! | 5 | #DIV/0! | #DIV/0! | #DIV/0! | #DIV/0! | #DIV/0! | #DIV/0! | #DIV/0! | #DIV/0! | #DIV/0! | #DIV/0! | #DIV/0! | #DIV/0! | #DIV/0! | #DIV/0! | #DIV/0! | #DIV/0! | 5 | #DIV/0! | #DIV/0! | #DIV/0! | #DIV/0! | #DIV/0! | #DIV/0! | #DIV/0! | #DIV/0! | #DIV/0! | #DIV/0! | #DIV/0! | #DIV/0! | #DIV/0! | #DIV/0! | #DIV/0! | #DIV/0! | 5 | #DIV/0! | #DIV/0! | #DIV/0! | #DIV/0! | #DIV/0! | #DIV/0! | #DIV/0! | #DIV/0! | #DIV/0! | #DIV/0! | #DIV/0! | #DIV/0! | #DIV/0! | #DIV/0! | #DIV/0! | #DIV/0! | 5 | #DIV/0! | #DIV/0! | #DIV/0! | #DIV/0! | #DIV/0! | #DIV/0! | #DIV/0! | #DIV/0! | #DIV/0! | #DIV/0! | #DIV/0! | #DIV/0! | #DIV/0! | #DIV/0! | #DIV/0! | #DIV/0! | 5 | #DIV/0! | #DIV/0! | #DIV/0! | #DIV/0! | #DIV/0! | #DIV/0! | #DIV/0! | #DIV/0! | #DIV/0! | #DIV/0! | #DIV/0! | #DIV/0! | #DIV/0! | #DIV/0! | #DIV/0! | #DIV/0! | 5 | #DIV/0! | #DIV/0! | #DIV/0! | #DIV/0! | #DIV/0! | #DIV/0! | #DIV/0! | #DIV/0! | #DIV/0! | #DIV/0! | #DIV/0! | #DIV/0! | #DIV/0! | #DIV/0! | #DIV/0! | #DIV/0! | 5 | #DIV/0! | #DIV/0! | #DIV/0! | #DIV/0! | #DIV/0! | #DIV/0! | #DIV/0! | #DIV/0! | #DIV/0! | #DIV/0! | #DIV/0! | #DIV/0! | #DIV/0!
[12 empty] | -2.7378 | 3539.1838 | 4037.7557 | 5.1 | 8.1125 | 90.899 | 2856.783 | 4895.9882 | 2856.783 | 4895.9882 | 2.3014 | 2.9581 | 1 | 1 | 2856.783 | 4895.9882 |  | #DIV/0! | #DIV/0! | #DIV/0! | 5.1 | #DIV/0! | #DIV/0! | #DIV/0! | #DIV/0! | #DIV/0! | #DIV/0! | #DIV/0! | #DIV/0! | #DIV/0! | #DIV/0! | #DIV/0! | #DIV/0! | #DIV/0! | #DIV/0! | #DIV/0! | #DIV/0! | 5.1 | #DIV/0! | #DIV/0! | #DIV/0! | #DIV/0! | #DIV/0! | #DIV/0! | #DIV/0! | #DIV/0! | #DIV/0! | #DIV/0! | #DIV/0! | #DIV/0! | #DIV/0! | #DIV/0! | #DIV/0! | #DIV/0! | 5.1 | #DIV/0! | #DIV/0! | #DIV/0! | #DIV/0! | #DIV/0! | #DIV/0! | #DIV/0! | #DIV/0! | #DIV/0! | #DIV/0! | #DIV/0! | #DIV/0! | #DIV/0! | #DIV/0! | #DIV/0! | #DIV/0! | 5.1 | #DIV/0! | #DIV/0! | #DIV/0! | #DIV/0! | #DIV/0! | #DIV/0! | #DIV/0! | #DIV/0! | #DIV/0! | #DIV/0! | #DIV/0! | #DIV/0! | #DIV/0! | #DIV/0! | #DIV/0! | #DIV/0! | 5.1 | #DIV/0! | #DIV/0! | #DIV/0! | #DIV/0! | #DIV/0! | #DIV/0! | #DIV/0! | #DIV/0! | #DIV/0! | #DIV/0! | #DIV/0! | #DIV/0! | #DIV/0! | #DIV/0! | #DIV/0! | #DIV/0! | 5.1 | #DIV/0! | #DIV/0! | #DIV/0! | #DIV/0! | #DIV/0! | #DIV/0! | #DIV/0! | #DIV/0! | #DIV/0! | #DIV/0! | #DIV/0! | #DIV/0! | #DIV/0! | #DIV/0! | #DIV/0! | #DIV/0! | 5.1 | #DIV/0! | #DIV/0! | #DIV/0! | #DIV/0! | #DIV/0! | #DIV/0! | #DIV/0! | #DIV/0! | #DIV/0! | #DIV/0! | #DIV/0! | #DIV/0! | #DIV/0!
[12 empty] | -5.4756 | 3562.1466 | 4015.2789 | 5.2 | 8.2712 | 90.8847 | 2856.8725 | 4895.8443 | 2856.8725 | 4895.8443 | 2.3465 | 3.0159 | 1 | 1 | 2856.8725 | 4895.8443 |  | #DIV/0! | #DIV/0! | #DIV/0! | 5.2 | #DIV/0! | #DIV/0! | #DIV/0! | #DIV/0! | #DIV/0! | #DIV/0! | #DIV/0! | #DIV/0! | #DIV/0! | #DIV/0! | #DIV/0! | #DIV/0! | #DIV/0! | #DIV/0! | #DIV/0! | #DIV/0! | 5.2 | #DIV/0! | #DIV/0! | #DIV/0! | #DIV/0! | #DIV/0! | #DIV/0! | #DIV/0! | #DIV/0! | #DIV/0! | #DIV/0! | #DIV/0! | #DIV/0! | #DIV/0! | #DIV/0! | #DIV/0! | #DIV/0! | 5.2 | #DIV/0! | #DIV/0! | #DIV/0! | #DIV/0! | #DIV/0! | #DIV/0! | #DIV/0! | #DIV/0! | #DIV/0! | #DIV/0! | #DIV/0! | #DIV/0! | #DIV/0! | #DIV/0! | #DIV/0! | #DIV/0! | 5.2 | #DIV/0! | #DIV/0! | #DIV/0! | #DIV/0! | #DIV/0! | #DIV/0! | #DIV/0! | #DIV/0! | #DIV/0! | #DIV/0! | #DIV/0! | #DIV/0! | #DIV/0! | #DIV/0! | #DIV/0! | #DIV/0! | 5.2 | #DIV/0! | #DIV/0! | #DIV/0! | #DIV/0! | #DIV/0! | #DIV/0! | #DIV/0! | #DIV/0! | #DIV/0! | #DIV/0! | #DIV/0! | #DIV/0! | #DIV/0! | #DIV/0! | #DIV/0! | #DIV/0! | 5.2 | #DIV/0! | #DIV/0! | #DIV/0! | #DIV/0! | #DIV/0! | #DIV/0! | #DIV/0! | #DIV/0! | #DIV/0! | #DIV/0! | #DIV/0! | #DIV/0! | #DIV/0! | #DIV/0! | #DIV/0! | #DIV/0! | 5.2 | #DIV/0! | #DIV/0! | #DIV/0! | #DIV/0! | #DIV/0! | #DIV/0! | #DIV/0! | #DIV/0! | #DIV/0! | #DIV/0! | #DIV/0! | #DIV/0! | #DIV/0!
[12 empty] | -8.2134 | 3585.283 | 3992.9524 | 5.3 | 8.4298 | 90.8701 | 2856.9636 | 4895.6975 | 2856.9636 | 4895.6975 | 2.3915 | 3.0736 | 1 | 1 | 2856.9636 | 4895.6975 |  | #DIV/0! | #DIV/0! | #DIV/0! | 5.3 | #DIV/0! | #DIV/0! | #DIV/0! | #DIV/0! | #DIV/0! | #DIV/0! | #DIV/0! | #DIV/0! | #DIV/0! | #DIV/0! | #DIV/0! | #DIV/0! | #DIV/0! | #DIV/0! | #DIV/0! | #DIV/0! | 5.3 | #DIV/0! | #DIV/0! | #DIV/0! | #DIV/0! | #DIV/0! | #DIV/0! | #DIV/0! | #DIV/0! | #DIV/0! | #DIV/0! | #DIV/0! | #DIV/0! | #DIV/0! | #DIV/0! | #DIV/0! | #DIV/0! | 5.3 | #DIV/0! | #DIV/0! | #DIV/0! | #DIV/0! | #DIV/0! | #DIV/0! | #DIV/0! | #DIV/0! | #DIV/0! | #DIV/0! | #DIV/0! | #DIV/0! | #DIV/0! | #DIV/0! | #DIV/0! | #DIV/0! | 5.3 | #DIV/0! | #DIV/0! | #DIV/0! | #DIV/0! | #DIV/0! | #DIV/0! | #DIV/0! | #DIV/0! | #DIV/0! | #DIV/0! | #DIV/0! | #DIV/0! | #DIV/0! | #DIV/0! | #DIV/0! | #DIV/0! | 5.3 | #DIV/0! | #DIV/0! | #DIV/0! | #DIV/0! | #DIV/0! | #DIV/0! | #DIV/0! | #DIV/0! | #DIV/0! | #DIV/0! | #DIV/0! | #DIV/0! | #DIV/0! | #DIV/0! | #DIV/0! | #DIV/0! | 5.3 | #DIV/0! | #DIV/0! | #DIV/0! | #DIV/0! | #DIV/0! | #DIV/0! | #DIV/0! | #DIV/0! | #DIV/0! | #DIV/0! | #DIV/0! | #DIV/0! | #DIV/0! | #DIV/0! | #DIV/0! | #DIV/0! | 5.3 | #DIV/0! | #DIV/0! | #DIV/0! | #DIV/0! | #DIV/0! | #DIV/0! | #DIV/0! | #DIV/0! | #DIV/0! | #DIV/0! | #DIV/0! | #DIV/0! | #DIV/0!
[12 empty] | -10.9512 | 3608.5928 | 3970.7762 | 5.4 | 8.5883 | 90.8552 | 2857.0565 | 4895.5479 | 2857.0565 | 4895.5479 | 2.4366 | 3.1313 | 1 | 1 | 2857.0565 | 4895.5479 |  | #DIV/0! | #DIV/0! | #DIV/0! | 5.4 | #DIV/0! | #DIV/0! | #DIV/0! | #DIV/0! | #DIV/0! | #DIV/0! | #DIV/0! | #DIV/0! | #DIV/0! | #DIV/0! | #DIV/0! | #DIV/0! | #DIV/0! | #DIV/0! | #DIV/0! | #DIV/0! | 5.4 | #DIV/0! | #DIV/0! | #DIV/0! | #DIV/0! | #DIV/0! | #DIV/0! | #DIV/0! | #DIV/0! | #DIV/0! | #DIV/0! | #DIV/0! | #DIV/0! | #DIV/0! | #DIV/0! | #DIV/0! | #DIV/0! | 5.4 | #DIV/0! | #DIV/0! | #DIV/0! | #DIV/0! | #DIV/0! | #DIV/0! | #DIV/0! | #DIV/0! | #DIV/0! | #DIV/0! | #DIV/0! | #DIV/0! | #DIV/0! | #DIV/0! | #DIV/0! | #DIV/0! | 5.4 | #DIV/0! | #DIV/0! | #DIV/0! | #DIV/0! | #DIV/0! | #DIV/0! | #DIV/0! | #DIV/0! | #DIV/0! | #DIV/0! | #DIV/0! | #DIV/0! | #DIV/0! | #DIV/0! | #DIV/0! | #DIV/0! | 5.4 | #DIV/0! | #DIV/0! | #DIV/0! | #DIV/0! | #DIV/0! | #DIV/0! | #DIV/0! | #DIV/0! | #DIV/0! | #DIV/0! | #DIV/0! | #DIV/0! | #DIV/0! | #DIV/0! | #DIV/0! | #DIV/0! | 5.4 | #DIV/0! | #DIV/0! | #DIV/0! | #DIV/0! | #DIV/0! | #DIV/0! | #DIV/0! | #DIV/0! | #DIV/0! | #DIV/0! | #DIV/0! | #DIV/0! | #DIV/0! | #DIV/0! | #DIV/0! | #DIV/0! | 5.4 | #DIV/0! | #DIV/0! | #DIV/0! | #DIV/0! | #DIV/0! | #DIV/0! | #DIV/0! | #DIV/0! | #DIV/0! | #DIV/0! | #DIV/0! | #DIV/0! | #DIV/0!
[12 empty] | -13.689 | 3632.0761 | 3948.7503 | 5.5 | 8.7469 | 90.8401 | 2857.1511 | 4895.3956 | 2857.1511 | 4895.3956 | 2.4817 | 3.1891 | 1 | 1 | 2857.1511 | 4895.3956 |  | #DIV/0! | #DIV/0! | #DIV/0! | 5.5 | #DIV/0! | #DIV/0! | #DIV/0! | #DIV/0! | #DIV/0! | #DIV/0! | #DIV/0! | #DIV/0! | #DIV/0! | #DIV/0! | #DIV/0! | #DIV/0! | #DIV/0! | #DIV/0! | #DIV/0! | #DIV/0! | 5.5 | #DIV/0! | #DIV/0! | #DIV/0! | #DIV/0! | #DIV/0! | #DIV/0! | #DIV/0! | #DIV/0! | #DIV/0! | #DIV/0! | #DIV/0! | #DIV/0! | #DIV/0! | #DIV/0! | #DIV/0! | #DIV/0! | 5.5 | #DIV/0! | #DIV/0! | #DIV/0! | #DIV/0! | #DIV/0! | #DIV/0! | #DIV/0! | #DIV/0! | #DIV/0! | #DIV/0! | #DIV/0! | #DIV/0! | #DIV/0! | #DIV/0! | #DIV/0! | #DIV/0! | 5.5 | #DIV/0! | #DIV/0! | #DIV/0! | #DIV/0! | #DIV/0! | #DIV/0! | #DIV/0! | #DIV/0! | #DIV/0! | #DIV/0! | #DIV/0! | #DIV/0! | #DIV/0! | #DIV/0! | #DIV/0! | #DIV/0! | 5.5 | #DIV/0! | #DIV/0! | #DIV/0! | #DIV/0! | #DIV/0! | #DIV/0! | #DIV/0! | #DIV/0! | #DIV/0! | #DIV/0! | #DIV/0! | #DIV/0! | #DIV/0! | #DIV/0! | #DIV/0! | #DIV/0! | 5.5 | #DIV/0! | #DIV/0! | #DIV/0! | #DIV/0! | #DIV/0! | #DIV/0! | #DIV/0! | #DIV/0! | #DIV/0! | #DIV/0! | #DIV/0! | #DIV/0! | #DIV/0! | #DIV/0! | #DIV/0! | #DIV/0! | 5.5 | #DIV/0! | #DIV/0! | #DIV/0! | #DIV/0! | #DIV/0! | #DIV/0! | #DIV/0! | #DIV/0! | #DIV/0! | #DIV/0! | #DIV/0! | #DIV/0! | #DIV/0!
[12 empty] | -16.4268 | 3655.7326 | 3926.8745 | 5.6 | 8.9054 | 90.8247 | 2857.2475 | 4895.2405 | 2857.2475 | 4895.2405 | 2.5267 | 3.2467 | 1 | 1 | 2857.2475 | 4895.2405 |  | #DIV/0! | #DIV/0! | #DIV/0! | 5.6 | #DIV/0! | #DIV/0! | #DIV/0! | #DIV/0! | #DIV/0! | #DIV/0! | #DIV/0! | #DIV/0! | #DIV/0! | #DIV/0! | #DIV/0! | #DIV/0! | #DIV/0! | #DIV/0! | #DIV/0! | #DIV/0! | 5.6 | #DIV/0! | #DIV/0! | #DIV/0! | #DIV/0! | #DIV/0! | #DIV/0! | #DIV/0! | #DIV/0! | #DIV/0! | #DIV/0! | #DIV/0! | #DIV/0! | #DIV/0! | #DIV/0! | #DIV/0! | #DIV/0! | 5.6 | #DIV/0! | #DIV/0! | #DIV/0! | #DIV/0! | #DIV/0! | #DIV/0! | #DIV/0! | #DIV/0! | #DIV/0! | #DIV/0! | #DIV/0! | #DIV/0! | #DIV/0! | #DIV/0! | #DIV/0! | #DIV/0! | 5.6 | #DIV/0! | #DIV/0! | #DIV/0! | #DIV/0! | #DIV/0! | #DIV/0! | #DIV/0! | #DIV/0! | #DIV/0! | #DIV/0! | #DIV/0! | #DIV/0! | #DIV/0! | #DIV/0! | #DIV/0! | #DIV/0! | 5.6 | #DIV/0! | #DIV/0! | #DIV/0! | #DIV/0! | #DIV/0! | #DIV/0! | #DIV/0! | #DIV/0! | #DIV/0! | #DIV/0! | #DIV/0! | #DIV/0! | #DIV/0! | #DIV/0! | #DIV/0! | #DIV/0! | 5.6 | #DIV/0! | #DIV/0! | #DIV/0! | #DIV/0! | #DIV/0! | #DIV/0! | #DIV/0! | #DIV/0! | #DIV/0! | #DIV/0! | #DIV/0! | #DIV/0! | #DIV/0! | #DIV/0! | #DIV/0! | #DIV/0! | 5.6 | #DIV/0! | #DIV/0! | #DIV/0! | #DIV/0! | #DIV/0! | #DIV/0! | #DIV/0! | #DIV/0! | #DIV/0! | #DIV/0! | #DIV/0! | #DIV/0! | #DIV/0!
[12 empty] | -19.1647 | 3679.5621 | 3905.1486 | 5.7 | 9.0639 | 90.809 | 2857.3456 | 4895.0826 | 2857.3456 | 4895.0826 | 2.5718 | 3.3044 | 1 | 1 | 2857.3456 | 4895.0826 |  | #DIV/0! | #DIV/0! | #DIV/0! | 5.7 | #DIV/0! | #DIV/0! | #DIV/0! | #DIV/0! | #DIV/0! | #DIV/0! | #DIV/0! | #DIV/0! | #DIV/0! | #DIV/0! | #DIV/0! | #DIV/0! | #DIV/0! | #DIV/0! | #DIV/0! | #DIV/0! | 5.7 | #DIV/0! | #DIV/0! | #DIV/0! | #DIV/0! | #DIV/0! | #DIV/0! | #DIV/0! | #DIV/0! | #DIV/0! | #DIV/0! | #DIV/0! | #DIV/0! | #DIV/0! | #DIV/0! | #DIV/0! | #DIV/0! | 5.7 | #DIV/0! | #DIV/0! | #DIV/0! | #DIV/0! | #DIV/0! | #DIV/0! | #DIV/0! | #DIV/0! | #DIV/0! | #DIV/0! | #DIV/0! | #DIV/0! | #DIV/0! | #DIV/0! | #DIV/0! | #DIV/0! | 5.7 | #DIV/0! | #DIV/0! | #DIV/0! | #DIV/0! | #DIV/0! | #DIV/0! | #DIV/0! | #DIV/0! | #DIV/0! | #DIV/0! | #DIV/0! | #DIV/0! | #DIV/0! | #DIV/0! | #DIV/0! | #DIV/0! | 5.7 | #DIV/0! | #DIV/0! | #DIV/0! | #DIV/0! | #DIV/0! | #DIV/0! | #DIV/0! | #DIV/0! | #DIV/0! | #DIV/0! | #DIV/0! | #DIV/0! | #DIV/0! | #DIV/0! | #DIV/0! | #DIV/0! | 5.7 | #DIV/0! | #DIV/0! | #DIV/0! | #DIV/0! | #DIV/0! | #DIV/0! | #DIV/0! | #DIV/0! | #DIV/0! | #DIV/0! | #DIV/0! | #DIV/0! | #DIV/0! | #DIV/0! | #DIV/0! | #DIV/0! | 5.7 | #DIV/0! | #DIV/0! | #DIV/0! | #DIV/0! | #DIV/0! | #DIV/0! | #DIV/0! | #DIV/0! | #DIV/0! | #DIV/0! | #DIV/0! | #DIV/0! | #DIV/0!
[12 empty] | -21.9025 | 3703.5645 | 3883.5726 | 5.8 | 9.2224 | 90.7931 | 2857.4454 | 4894.9219 | 2857.4454 | 4894.9219 | 2.6169 | 3.3621 | 1 | 1 | 2857.4454 | 4894.9219 |  | #DIV/0! | #DIV/0! | #DIV/0! | 5.8 | #DIV/0! | #DIV/0! | #DIV/0! | #DIV/0! | #DIV/0! | #DIV/0! | #DIV/0! | #DIV/0! | #DIV/0! | #DIV/0! | #DIV/0! | #DIV/0! | #DIV/0! | #DIV/0! | #DIV/0! | #DIV/0! | 5.8 | #DIV/0! | #DIV/0! | #DIV/0! | #DIV/0! | #DIV/0! | #DIV/0! | #DIV/0! | #DIV/0! | #DIV/0! | #DIV/0! | #DIV/0! | #DIV/0! | #DIV/0! | #DIV/0! | #DIV/0! | #DIV/0! | 5.8 | #DIV/0! | #DIV/0! | #DIV/0! | #DIV/0! | #DIV/0! | #DIV/0! | #DIV/0! | #DIV/0! | #DIV/0! | #DIV/0! | #DIV/0! | #DIV/0! | #DIV/0! | #DIV/0! | #DIV/0! | #DIV/0! | 5.8 | #DIV/0! | #DIV/0! | #DIV/0! | #DIV/0! | #DIV/0! | #DIV/0! | #DIV/0! | #DIV/0! | #DIV/0! | #DIV/0! | #DIV/0! | #DIV/0! | #DIV/0! | #DIV/0! | #DIV/0! | #DIV/0! | 5.8 | #DIV/0! | #DIV/0! | #DIV/0! | #DIV/0! | #DIV/0! | #DIV/0! | #DIV/0! | #DIV/0! | #DIV/0! | #DIV/0! | #DIV/0! | #DIV/0! | #DIV/0! | #DIV/0! | #DIV/0! | #DIV/0! | 5.8 | #DIV/0! | #DIV/0! | #DIV/0! | #DIV/0! | #DIV/0! | #DIV/0! | #DIV/0! | #DIV/0! | #DIV/0! | #DIV/0! | #DIV/0! | #DIV/0! | #DIV/0! | #DIV/0! | #DIV/0! | #DIV/0! | 5.8 | #DIV/0! | #DIV/0! | #DIV/0! | #DIV/0! | #DIV/0! | #DIV/0! | #DIV/0! | #DIV/0! | #DIV/0! | #DIV/0! | #DIV/0! | #DIV/0! | #DIV/0!
[12 empty] | -24.6403 | 3727.7396 | 3862.1464 | 5.9 | 9.3809 | 90.7768 | 2857.547 | 4894.7584 | 2857.547 | 4894.7584 | 2.6619 | 3.4197 | 1 | 1 | 2857.547 | 4894.7584 |  | #DIV/0! | #DIV/0! | #DIV/0! | 5.9 | #DIV/0! | #DIV/0! | #DIV/0! | #DIV/0! | #DIV/0! | #DIV/0! | #DIV/0! | #DIV/0! | #DIV/0! | #DIV/0! | #DIV/0! | #DIV/0! | #DIV/0! | #DIV/0! | #DIV/0! | #DIV/0! | 5.9 | #DIV/0! | #DIV/0! | #DIV/0! | #DIV/0! | #DIV/0! | #DIV/0! | #DIV/0! | #DIV/0! | #DIV/0! | #DIV/0! | #DIV/0! | #DIV/0! | #DIV/0! | #DIV/0! | #DIV/0! | #DIV/0! | 5.9 | #DIV/0! | #DIV/0! | #DIV/0! | #DIV/0! | #DIV/0! | #DIV/0! | #DIV/0! | #DIV/0! | #DIV/0! | #DIV/0! | #DIV/0! | #DIV/0! | #DIV/0! | #DIV/0! | #DIV/0! | #DIV/0! | 5.9 | #DIV/0! | #DIV/0! | #DIV/0! | #DIV/0! | #DIV/0! | #DIV/0! | #DIV/0! | #DIV/0! | #DIV/0! | #DIV/0! | #DIV/0! | #DIV/0! | #DIV/0! | #DIV/0! | #DIV/0! | #DIV/0! | 5.9 | #DIV/0! | #DIV/0! | #DIV/0! | #DIV/0! | #DIV/0! | #DIV/0! | #DIV/0! | #DIV/0! | #DIV/0! | #DIV/0! | #DIV/0! | #DIV/0! | #DIV/0! | #DIV/0! | #DIV/0! | #DIV/0! | 5.9 | #DIV/0! | #DIV/0! | #DIV/0! | #DIV/0! | #DIV/0! | #DIV/0! | #DIV/0! | #DIV/0! | #DIV/0! | #DIV/0! | #DIV/0! | #DIV/0! | #DIV/0! | #DIV/0! | #DIV/0! | #DIV/0! | 5.9 | #DIV/0! | #DIV/0! | #DIV/0! | #DIV/0! | #DIV/0! | #DIV/0! | #DIV/0! | #DIV/0! | #DIV/0! | #DIV/0! | #DIV/0! | #DIV/0! | #DIV/0!
[12 empty] | -27.3781 | 3752.0869 | 3840.8697 | 6 | 9.5393 | 90.7603 | 2857.6503 | 4894.5922 | 2857.6503 | 4894.5922 | 2.707 | 3.4774 | 1 | 1 | 2857.6503 | 4894.5922 |  | #DIV/0! | #DIV/0! | #DIV/0! | 6 | #DIV/0! | #DIV/0! | #DIV/0! | #DIV/0! | #DIV/0! | #DIV/0! | #DIV/0! | #DIV/0! | #DIV/0! | #DIV/0! | #DIV/0! | #DIV/0! | #DIV/0! | #DIV/0! | #DIV/0! | #DIV/0! | 6 | #DIV/0! | #DIV/0! | #DIV/0! | #DIV/0! | #DIV/0! | #DIV/0! | #DIV/0! | #DIV/0! | #DIV/0! | #DIV/0! | #DIV/0! | #DIV/0! | #DIV/0! | #DIV/0! | #DIV/0! | #DIV/0! | 6 | #DIV/0! | #DIV/0! | #DIV/0! | #DIV/0! | #DIV/0! | #DIV/0! | #DIV/0! | #DIV/0! | #DIV/0! | #DIV/0! | #DIV/0! | #DIV/0! | #DIV/0! | #DIV/0! | #DIV/0! | #DIV/0! | 6 | #DIV/0! | #DIV/0! | #DIV/0! | #DIV/0! | #DIV/0! | #DIV/0! | #DIV/0! | #DIV/0! | #DIV/0! | #DIV/0! | #DIV/0! | #DIV/0! | #DIV/0! | #DIV/0! | #DIV/0! | #DIV/0! | 6 | #DIV/0! | #DIV/0! | #DIV/0! | #DIV/0! | #DIV/0! | #DIV/0! | #DIV/0! | #DIV/0! | #DIV/0! | #DIV/0! | #DIV/0! | #DIV/0! | #DIV/0! | #DIV/0! | #DIV/0! | #DIV/0! | 6 | #DIV/0! | #DIV/0! | #DIV/0! | #DIV/0! | #DIV/0! | #DIV/0! | #DIV/0! | #DIV/0! | #DIV/0! | #DIV/0! | #DIV/0! | #DIV/0! | #DIV/0! | #DIV/0! | #DIV/0! | #DIV/0! | 6 | #DIV/0! | #DIV/0! | #DIV/0! | #DIV/0! | #DIV/0! | #DIV/0! | #DIV/0! | #DIV/0! | #DIV/0! | #DIV/0! | #DIV/0! | #DIV/0! | #DIV/0!
[12 empty] | -30.1159 | 3776.6064 | 3819.7423 | 6.1 | 9.6977 | 90.7435 | 2857.7554 | 4894.4231 | 2857.7554 | 4894.4231 | 2.752 | 3.535 | 1 | 1 | 2857.7554 | 4894.4231 |  | #DIV/0! | #DIV/0! | #DIV/0! | 6.1 | #DIV/0! | #DIV/0! | #DIV/0! | #DIV/0! | #DIV/0! | #DIV/0! | #DIV/0! | #DIV/0! | #DIV/0! | #DIV/0! | #DIV/0! | #DIV/0! | #DIV/0! | #DIV/0! | #DIV/0! | #DIV/0! | 6.1 | #DIV/0! | #DIV/0! | #DIV/0! | #DIV/0! | #DIV/0! | #DIV/0! | #DIV/0! | #DIV/0! | #DIV/0! | #DIV/0! | #DIV/0! | #DIV/0! | #DIV/0! | #DIV/0! | #DIV/0! | #DIV/0! | 6.1 | #DIV/0! | #DIV/0! | #DIV/0! | #DIV/0! | #DIV/0! | #DIV/0! | #DIV/0! | #DIV/0! | #DIV/0! | #DIV/0! | #DIV/0! | #DIV/0! | #DIV/0! | #DIV/0! | #DIV/0! | #DIV/0! | 6.1 | #DIV/0! | #DIV/0! | #DIV/0! | #DIV/0! | #DIV/0! | #DIV/0! | #DIV/0! | #DIV/0! | #DIV/0! | #DIV/0! | #DIV/0! | #DIV/0! | #DIV/0! | #DIV/0! | #DIV/0! | #DIV/0! | 6.1 | #DIV/0! | #DIV/0! | #DIV/0! | #DIV/0! | #DIV/0! | #DIV/0! | #DIV/0! | #DIV/0! | #DIV/0! | #DIV/0! | #DIV/0! | #DIV/0! | #DIV/0! | #DIV/0! | #DIV/0! | #DIV/0! | 6.1 | #DIV/0! | #DIV/0! | #DIV/0! | #DIV/0! | #DIV/0! | #DIV/0! | #DIV/0! | #DIV/0! | #DIV/0! | #DIV/0! | #DIV/0! | #DIV/0! | #DIV/0! | #DIV/0! | #DIV/0! | #DIV/0! | 6.1 | #DIV/0! | #DIV/0! | #DIV/0! | #DIV/0! | #DIV/0! | #DIV/0! | #DIV/0! | #DIV/0! | #DIV/0! | #DIV/0! | #DIV/0! | #DIV/0! | #DIV/0!
[12 empty] | -32.8537 | 3801.2975 | 3798.7641 | 6.2 | 9.856 | 90.7265 | 2857.8622 | 4894.2513 | 2857.8622 | 4894.2513 | 2.7971 | 3.5926 | 1 | 1 | 2857.8622 | 4894.2513 |  | #DIV/0! | #DIV/0! | #DIV/0! | 6.2 | #DIV/0! | #DIV/0! | #DIV/0! | #DIV/0! | #DIV/0! | #DIV/0! | #DIV/0! | #DIV/0! | #DIV/0! | #DIV/0! | #DIV/0! | #DIV/0! | #DIV/0! | #DIV/0! | #DIV/0! | #DIV/0! | 6.2 | #DIV/0! | #DIV/0! | #DIV/0! | #DIV/0! | #DIV/0! | #DIV/0! | #DIV/0! | #DIV/0! | #DIV/0! | #DIV/0! | #DIV/0! | #DIV/0! | #DIV/0! | #DIV/0! | #DIV/0! | #DIV/0! | 6.2 | #DIV/0! | #DIV/0! | #DIV/0! | #DIV/0! | #DIV/0! | #DIV/0! | #DIV/0! | #DIV/0! | #DIV/0! | #DIV/0! | #DIV/0! | #DIV/0! | #DIV/0! | #DIV/0! | #DIV/0! | #DIV/0! | 6.2 | #DIV/0! | #DIV/0! | #DIV/0! | #DIV/0! | #DIV/0! | #DIV/0! | #DIV/0! | #DIV/0! | #DIV/0! | #DIV/0! | #DIV/0! | #DIV/0! | #DIV/0! | #DIV/0! | #DIV/0! | #DIV/0! | 6.2 | #DIV/0! | #DIV/0! | #DIV/0! | #DIV/0! | #DIV/0! | #DIV/0! | #DIV/0! | #DIV/0! | #DIV/0! | #DIV/0! | #DIV/0! | #DIV/0! | #DIV/0! | #DIV/0! | #DIV/0! | #DIV/0! | 6.2 | #DIV/0! | #DIV/0! | #DIV/0! | #DIV/0! | #DIV/0! | #DIV/0! | #DIV/0! | #DIV/0! | #DIV/0! | #DIV/0! | #DIV/0! | #DIV/0! | #DIV/0! | #DIV/0! | #DIV/0! | #DIV/0! | 6.2 | #DIV/0! | #DIV/0! | #DIV/0! | #DIV/0! | #DIV/0! | #DIV/0! | #DIV/0! | #DIV/0! | #DIV/0! | #DIV/0! | #DIV/0! | #DIV/0! | #DIV/0!
[12 empty] | -35.5915 | 3826.16 | 3777.9347 | 6.3 | 10.0144 | 90.7091 | 2857.9707 | 4894.0768 | 2857.9707 | 4894.0768 | 2.8421 | 3.6502 | 1 | 1 | 2857.9707 | 4894.0768 |  | #DIV/0! | #DIV/0! | #DIV/0! | 6.3 | #DIV/0! | #DIV/0! | #DIV/0! | #DIV/0! | #DIV/0! | #DIV/0! | #DIV/0! | #DIV/0! | #DIV/0! | #DIV/0! | #DIV/0! | #DIV/0! | #DIV/0! | #DIV/0! | #DIV/0! | #DIV/0! | 6.3 | #DIV/0! | #DIV/0! | #DIV/0! | #DIV/0! | #DIV/0! | #DIV/0! | #DIV/0! | #DIV/0! | #DIV/0! | #DIV/0! | #DIV/0! | #DIV/0! | #DIV/0! | #DIV/0! | #DIV/0! | #DIV/0! | 6.3 | #DIV/0! | #DIV/0! | #DIV/0! | #DIV/0! | #DIV/0! | #DIV/0! | #DIV/0! | #DIV/0! | #DIV/0! | #DIV/0! | #DIV/0! | #DIV/0! | #DIV/0! | #DIV/0! | #DIV/0! | #DIV/0! | 6.3 | #DIV/0! | #DIV/0! | #DIV/0! | #DIV/0! | #DIV/0! | #DIV/0! | #DIV/0! | #DIV/0! | #DIV/0! | #DIV/0! | #DIV/0! | #DIV/0! | #DIV/0! | #DIV/0! | #DIV/0! | #DIV/0! | 6.3 | #DIV/0! | #DIV/0! | #DIV/0! | #DIV/0! | #DIV/0! | #DIV/0! | #DIV/0! | #DIV/0! | #DIV/0! | #DIV/0! | #DIV/0! | #DIV/0! | #DIV/0! | #DIV/0! | #DIV/0! | #DIV/0! | 6.3 | #DIV/0! | #DIV/0! | #DIV/0! | #DIV/0! | #DIV/0! | #DIV/0! | #DIV/0! | #DIV/0! | #DIV/0! | #DIV/0! | #DIV/0! | #DIV/0! | #DIV/0! | #DIV/0! | #DIV/0! | #DIV/0! | 6.3 | #DIV/0! | #DIV/0! | #DIV/0! | #DIV/0! | #DIV/0! | #DIV/0! | #DIV/0! | #DIV/0! | #DIV/0! | #DIV/0! | #DIV/0! | #DIV/0! | #DIV/0!
[12 empty] | -38.3293 | 3851.1935 | 3757.254 | 6.4 | 10.1727 | 90.6915 | 2858.0809 | 4893.8994 | 2858.0809 | 4893.8994 | 2.8871 | 3.7077 | 1 | 1 | 2858.0809 | 4893.8994 |  | #DIV/0! | #DIV/0! | #DIV/0! | 6.4 | #DIV/0! | #DIV/0! | #DIV/0! | #DIV/0! | #DIV/0! | #DIV/0! | #DIV/0! | #DIV/0! | #DIV/0! | #DIV/0! | #DIV/0! | #DIV/0! | #DIV/0! | #DIV/0! | #DIV/0! | #DIV/0! | 6.4 | #DIV/0! | #DIV/0! | #DIV/0! | #DIV/0! | #DIV/0! | #DIV/0! | #DIV/0! | #DIV/0! | #DIV/0! | #DIV/0! | #DIV/0! | #DIV/0! | #DIV/0! | #DIV/0! | #DIV/0! | #DIV/0! | 6.4 | #DIV/0! | #DIV/0! | #DIV/0! | #DIV/0! | #DIV/0! | #DIV/0! | #DIV/0! | #DIV/0! | #DIV/0! | #DIV/0! | #DIV/0! | #DIV/0! | #DIV/0! | #DIV/0! | #DIV/0! | #DIV/0! | 6.4 | #DIV/0! | #DIV/0! | #DIV/0! | #DIV/0! | #DIV/0! | #DIV/0! | #DIV/0! | #DIV/0! | #DIV/0! | #DIV/0! | #DIV/0! | #DIV/0! | #DIV/0! | #DIV/0! | #DIV/0! | #DIV/0! | 6.4 | #DIV/0! | #DIV/0! | #DIV/0! | #DIV/0! | #DIV/0! | #DIV/0! | #DIV/0! | #DIV/0! | #DIV/0! | #DIV/0! | #DIV/0! | #DIV/0! | #DIV/0! | #DIV/0! | #DIV/0! | #DIV/0! | 6.4 | #DIV/0! | #DIV/0! | #DIV/0! | #DIV/0! | #DIV/0! | #DIV/0! | #DIV/0! | #DIV/0! | #DIV/0! | #DIV/0! | #DIV/0! | #DIV/0! | #DIV/0! | #DIV/0! | #DIV/0! | #DIV/0! | 6.4 | #DIV/0! | #DIV/0! | #DIV/0! | #DIV/0! | #DIV/0! | #DIV/0! | #DIV/0! | #DIV/0! | #DIV/0! | #DIV/0! | #DIV/0! | #DIV/0! | #DIV/0!
[12 empty] | -41.0671 | 3876.3975 | 3736.7217 | 6.5 | 10.331 | 90.6736 | 2858.1929 | 4893.7193 | 2858.1929 | 4893.7193 | 2.9322 | 3.7653 | 1 | 1 | 2858.1929 | 4893.7193 |  | #DIV/0! | #DIV/0! | #DIV/0! | 6.5 | #DIV/0! | #DIV/0! | #DIV/0! | #DIV/0! | #DIV/0! | #DIV/0! | #DIV/0! | #DIV/0! | #DIV/0! | #DIV/0! | #DIV/0! | #DIV/0! | #DIV/0! | #DIV/0! | #DIV/0! | #DIV/0! | 6.5 | #DIV/0! | #DIV/0! | #DIV/0! | #DIV/0! | #DIV/0! | #DIV/0! | #DIV/0! | #DIV/0! | #DIV/0! | #DIV/0! | #DIV/0! | #DIV/0! | #DIV/0! | #DIV/0! | #DIV/0! | #DIV/0! | 6.5 | #DIV/0! | #DIV/0! | #DIV/0! | #DIV/0! | #DIV/0! | #DIV/0! | #DIV/0! | #DIV/0! | #DIV/0! | #DIV/0! | #DIV/0! | #DIV/0! | #DIV/0! | #DIV/0! | #DIV/0! | #DIV/0! | 6.5 | #DIV/0! | #DIV/0! | #DIV/0! | #DIV/0! | #DIV/0! | #DIV/0! | #DIV/0! | #DIV/0! | #DIV/0! | #DIV/0! | #DIV/0! | #DIV/0! | #DIV/0! | #DIV/0! | #DIV/0! | #DIV/0! | 6.5 | #DIV/0! | #DIV/0! | #DIV/0! | #DIV/0! | #DIV/0! | #DIV/0! | #DIV/0! | #DIV/0! | #DIV/0! | #DIV/0! | #DIV/0! | #DIV/0! | #DIV/0! | #DIV/0! | #DIV/0! | #DIV/0! | 6.5 | #DIV/0! | #DIV/0! | #DIV/0! | #DIV/0! | #DIV/0! | #DIV/0! | #DIV/0! | #DIV/0! | #DIV/0! | #DIV/0! | #DIV/0! | #DIV/0! | #DIV/0! | #DIV/0! | #DIV/0! | #DIV/0! | 6.5 | #DIV/0! | #DIV/0! | #DIV/0! | #DIV/0! | #DIV/0! | #DIV/0! | #DIV/0! | #DIV/0! | #DIV/0! | #DIV/0! | #DIV/0! | #DIV/0! | #DIV/0!
[12 empty] | -43.8049 | 3901.7717 | 3716.3374 | 6.6 | 10.4892 | 90.6555 | 2858.3066 | 4893.5364 | 2858.3066 | 4893.5364 | 2.9772 | 3.8228 | 1 | 1 | 2858.3066 | 4893.5364 |  | #DIV/0! | #DIV/0! | #DIV/0! | 6.6 | #DIV/0! | #DIV/0! | #DIV/0! | #DIV/0! | #DIV/0! | #DIV/0! | #DIV/0! | #DIV/0! | #DIV/0! | #DIV/0! | #DIV/0! | #DIV/0! | #DIV/0! | #DIV/0! | #DIV/0! | #DIV/0! | 6.6 | #DIV/0! | #DIV/0! | #DIV/0! | #DIV/0! | #DIV/0! | #DIV/0! | #DIV/0! | #DIV/0! | #DIV/0! | #DIV/0! | #DIV/0! | #DIV/0! | #DIV/0! | #DIV/0! | #DIV/0! | #DIV/0! | 6.6 | #DIV/0! | #DIV/0! | #DIV/0! | #DIV/0! | #DIV/0! | #DIV/0! | #DIV/0! | #DIV/0! | #DIV/0! | #DIV/0! | #DIV/0! | #DIV/0! | #DIV/0! | #DIV/0! | #DIV/0! | #DIV/0! | 6.6 | #DIV/0! | #DIV/0! | #DIV/0! | #DIV/0! | #DIV/0! | #DIV/0! | #DIV/0! | #DIV/0! | #DIV/0! | #DIV/0! | #DIV/0! | #DIV/0! | #DIV/0! | #DIV/0! | #DIV/0! | #DIV/0! | 6.6 | #DIV/0! | #DIV/0! | #DIV/0! | #DIV/0! | #DIV/0! | #DIV/0! | #DIV/0! | #DIV/0! | #DIV/0! | #DIV/0! | #DIV/0! | #DIV/0! | #DIV/0! | #DIV/0! | #DIV/0! | #DIV/0! | 6.6 | #DIV/0! | #DIV/0! | #DIV/0! | #DIV/0! | #DIV/0! | #DIV/0! | #DIV/0! | #DIV/0! | #DIV/0! | #DIV/0! | #DIV/0! | #DIV/0! | #DIV/0! | #DIV/0! | #DIV/0! | #DIV/0! | 6.6 | #DIV/0! | #DIV/0! | #DIV/0! | #DIV/0! | #DIV/0! | #DIV/0! | #DIV/0! | #DIV/0! | #DIV/0! | #DIV/0! | #DIV/0! | #DIV/0! | #DIV/0!
[12 empty] | -46.5427 | 3927.3154 | 3696.1008 | 6.7 | 10.6474 | 90.637 | 2858.4221 | 4893.3507 | 2858.4221 | 4893.3507 | 3.0222 | 3.8803 | 1 | 1 | 2858.4221 | 4893.3507 |  | #DIV/0! | #DIV/0! | #DIV/0! | 6.7 | #DIV/0! | #DIV/0! | #DIV/0! | #DIV/0! | #DIV/0! | #DIV/0! | #DIV/0! | #DIV/0! | #DIV/0! | #DIV/0! | #DIV/0! | #DIV/0! | #DIV/0! | #DIV/0! | #DIV/0! | #DIV/0! | 6.7 | #DIV/0! | #DIV/0! | #DIV/0! | #DIV/0! | #DIV/0! | #DIV/0! | #DIV/0! | #DIV/0! | #DIV/0! | #DIV/0! | #DIV/0! | #DIV/0! | #DIV/0! | #DIV/0! | #DIV/0! | #DIV/0! | 6.7 | #DIV/0! | #DIV/0! | #DIV/0! | #DIV/0! | #DIV/0! | #DIV/0! | #DIV/0! | #DIV/0! | #DIV/0! | #DIV/0! | #DIV/0! | #DIV/0! | #DIV/0! | #DIV/0! | #DIV/0! | #DIV/0! | 6.7 | #DIV/0! | #DIV/0! | #DIV/0! | #DIV/0! | #DIV/0! | #DIV/0! | #DIV/0! | #DIV/0! | #DIV/0! | #DIV/0! | #DIV/0! | #DIV/0! | #DIV/0! | #DIV/0! | #DIV/0! | #DIV/0! | 6.7 | #DIV/0! | #DIV/0! | #DIV/0! | #DIV/0! | #DIV/0! | #DIV/0! | #DIV/0! | #DIV/0! | #DIV/0! | #DIV/0! | #DIV/0! | #DIV/0! | #DIV/0! | #DIV/0! | #DIV/0! | #DIV/0! | 6.7 | #DIV/0! | #DIV/0! | #DIV/0! | #DIV/0! | #DIV/0! | #DIV/0! | #DIV/0! | #DIV/0! | #DIV/0! | #DIV/0! | #DIV/0! | #DIV/0! | #DIV/0! | #DIV/0! | #DIV/0! | #DIV/0! | 6.7 | #DIV/0! | #DIV/0! | #DIV/0! | #DIV/0! | #DIV/0! | #DIV/0! | #DIV/0! | #DIV/0! | #DIV/0! | #DIV/0! | #DIV/0! | #DIV/0! | #DIV/0!
[12 empty] | -49.2805 | 3953.0283 | 3676.0117 | 6.8 | 10.8056 | 90.6183 | 2858.5393 | 4893.1622 | 2858.5393 | 4893.1622 | 3.0673 | 3.9378 | 1 | 1 | 2858.5393 | 4893.1622 |  | #DIV/0! | #DIV/0! | #DIV/0! | 6.8 | #DIV/0! | #DIV/0! | #DIV/0! | #DIV/0! | #DIV/0! | #DIV/0! | #DIV/0! | #DIV/0! | #DIV/0! | #DIV/0! | #DIV/0! | #DIV/0! | #DIV/0! | #DIV/0! | #DIV/0! | #DIV/0! | 6.8 | #DIV/0! | #DIV/0! | #DIV/0! | #DIV/0! | #DIV/0! | #DIV/0! | #DIV/0! | #DIV/0! | #DIV/0! | #DIV/0! | #DIV/0! | #DIV/0! | #DIV/0! | #DIV/0! | #DIV/0! | #DIV/0! | 6.8 | #DIV/0! | #DIV/0! | #DIV/0! | #DIV/0! | #DIV/0! | #DIV/0! | #DIV/0! | #DIV/0! | #DIV/0! | #DIV/0! | #DIV/0! | #DIV/0! | #DIV/0! | #DIV/0! | #DIV/0! | #DIV/0! | 6.8 | #DIV/0! | #DIV/0! | #DIV/0! | #DIV/0! | #DIV/0! | #DIV/0! | #DIV/0! | #DIV/0! | #DIV/0! | #DIV/0! | #DIV/0! | #DIV/0! | #DIV/0! | #DIV/0! | #DIV/0! | #DIV/0! | 6.8 | #DIV/0! | #DIV/0! | #DIV/0! | #DIV/0! | #DIV/0! | #DIV/0! | #DIV/0! | #DIV/0! | #DIV/0! | #DIV/0! | #DIV/0! | #DIV/0! | #DIV/0! | #DIV/0! | #DIV/0! | #DIV/0! | 6.8 | #DIV/0! | #DIV/0! | #DIV/0! | #DIV/0! | #DIV/0! | #DIV/0! | #DIV/0! | #DIV/0! | #DIV/0! | #DIV/0! | #DIV/0! | #DIV/0! | #DIV/0! | #DIV/0! | #DIV/0! | #DIV/0! | 6.8 | #DIV/0! | #DIV/0! | #DIV/0! | #DIV/0! | #DIV/0! | #DIV/0! | #DIV/0! | #DIV/0! | #DIV/0! | #DIV/0! | #DIV/0! | #DIV/0! | #DIV/0!
[12 empty] | -52.0183 | 3978.9097 | 3656.0697 | 6.9 | 10.9637 | 90.5993 | 2858.6582 | 4892.971 | 2858.6582 | 4892.971 | 3.1123 | 3.9953 | 1 | 1 | 2858.6582 | 4892.971 |  | #DIV/0! | #DIV/0! | #DIV/0! | 6.9 | #DIV/0! | #DIV/0! | #DIV/0! | #DIV/0! | #DIV/0! | #DIV/0! | #DIV/0! | #DIV/0! | #DIV/0! | #DIV/0! | #DIV/0! | #DIV/0! | #DIV/0! | #DIV/0! | #DIV/0! | #DIV/0! | 6.9 | #DIV/0! | #DIV/0! | #DIV/0! | #DIV/0! | #DIV/0! | #DIV/0! | #DIV/0! | #DIV/0! | #DIV/0! | #DIV/0! | #DIV/0! | #DIV/0! | #DIV/0! | #DIV/0! | #DIV/0! | #DIV/0! | 6.9 | #DIV/0! | #DIV/0! | #DIV/0! | #DIV/0! | #DIV/0! | #DIV/0! | #DIV/0! | #DIV/0! | #DIV/0! | #DIV/0! | #DIV/0! | #DIV/0! | #DIV/0! | #DIV/0! | #DIV/0! | #DIV/0! | 6.9 | #DIV/0! | #DIV/0! | #DIV/0! | #DIV/0! | #DIV/0! | #DIV/0! | #DIV/0! | #DIV/0! | #DIV/0! | #DIV/0! | #DIV/0! | #DIV/0! | #DIV/0! | #DIV/0! | #DIV/0! | #DIV/0! | 6.9 | #DIV/0! | #DIV/0! | #DIV/0! | #DIV/0! | #DIV/0! | #DIV/0! | #DIV/0! | #DIV/0! | #DIV/0! | #DIV/0! | #DIV/0! | #DIV/0! | #DIV/0! | #DIV/0! | #DIV/0! | #DIV/0! | 6.9 | #DIV/0! | #DIV/0! | #DIV/0! | #DIV/0! | #DIV/0! | #DIV/0! | #DIV/0! | #DIV/0! | #DIV/0! | #DIV/0! | #DIV/0! | #DIV/0! | #DIV/0! | #DIV/0! | #DIV/0! | #DIV/0! | 6.9 | #DIV/0! | #DIV/0! | #DIV/0! | #DIV/0! | #DIV/0! | #DIV/0! | #DIV/0! | #DIV/0! | #DIV/0! | #DIV/0! | #DIV/0! | #DIV/0! | #DIV/0!
[12 empty] | -54.7562 | 4004.9592 | 3636.2744 | 7 | 11.1218 | 90.58 | 2858.7789 | 4892.777 | 2858.7789 | 4892.777 | 3.1573 | 4.0528 | 1 | 1 | 2858.7789 | 4892.777 |  | #DIV/0! | #DIV/0! | #DIV/0! | 7 | #DIV/0! | #DIV/0! | #DIV/0! | #DIV/0! | #DIV/0! | #DIV/0! | #DIV/0! | #DIV/0! | #DIV/0! | #DIV/0! | #DIV/0! | #DIV/0! | #DIV/0! | #DIV/0! | #DIV/0! | #DIV/0! | 7 | #DIV/0! | #DIV/0! | #DIV/0! | #DIV/0! | #DIV/0! | #DIV/0! | #DIV/0! | #DIV/0! | #DIV/0! | #DIV/0! | #DIV/0! | #DIV/0! | #DIV/0! | #DIV/0! | #DIV/0! | #DIV/0! | 7 | #DIV/0! | #DIV/0! | #DIV/0! | #DIV/0! | #DIV/0! | #DIV/0! | #DIV/0! | #DIV/0! | #DIV/0! | #DIV/0! | #DIV/0! | #DIV/0! | #DIV/0! | #DIV/0! | #DIV/0! | #DIV/0! | 7 | #DIV/0! | #DIV/0! | #DIV/0! | #DIV/0! | #DIV/0! | #DIV/0! | #DIV/0! | #DIV/0! | #DIV/0! | #DIV/0! | #DIV/0! | #DIV/0! | #DIV/0! | #DIV/0! | #DIV/0! | #DIV/0! | 7 | #DIV/0! | #DIV/0! | #DIV/0! | #DIV/0! | #DIV/0! | #DIV/0! | #DIV/0! | #DIV/0! | #DIV/0! | #DIV/0! | #DIV/0! | #DIV/0! | #DIV/0! | #DIV/0! | #DIV/0! | #DIV/0! | 7 | #DIV/0! | #DIV/0! | #DIV/0! | #DIV/0! | #DIV/0! | #DIV/0! | #DIV/0! | #DIV/0! | #DIV/0! | #DIV/0! | #DIV/0! | #DIV/0! | #DIV/0! | #DIV/0! | #DIV/0! | #DIV/0! | 7 | #DIV/0! | #DIV/0! | #DIV/0! | #DIV/0! | #DIV/0! | #DIV/0! | #DIV/0! | #DIV/0! | #DIV/0! | #DIV/0! | #DIV/0! | #DIV/0! | #DIV/0!
[12 empty] | -57.494 | 4031.1761 | 3616.6253 | 7.1 | 11.2799 | 90.5605 | 2858.9013 | 4892.5803 | 2858.9013 | 4892.5803 | 3.2023 | 4.1102 | 1 | 1 | 2858.9013 | 4892.5803 |  | #DIV/0! | #DIV/0! | #DIV/0! | 7.1 | #DIV/0! | #DIV/0! | #DIV/0! | #DIV/0! | #DIV/0! | #DIV/0! | #DIV/0! | #DIV/0! | #DIV/0! | #DIV/0! | #DIV/0! | #DIV/0! | #DIV/0! | #DIV/0! | #DIV/0! | #DIV/0! | 7.1 | #DIV/0! | #DIV/0! | #DIV/0! | #DIV/0! | #DIV/0! | #DIV/0! | #DIV/0! | #DIV/0! | #DIV/0! | #DIV/0! | #DIV/0! | #DIV/0! | #DIV/0! | #DIV/0! | #DIV/0! | #DIV/0! | 7.1 | #DIV/0! | #DIV/0! | #DIV/0! | #DIV/0! | #DIV/0! | #DIV/0! | #DIV/0! | #DIV/0! | #DIV/0! | #DIV/0! | #DIV/0! | #DIV/0! | #DIV/0! | #DIV/0! | #DIV/0! | #DIV/0! | 7.1 | #DIV/0! | #DIV/0! | #DIV/0! | #DIV/0! | #DIV/0! | #DIV/0! | #DIV/0! | #DIV/0! | #DIV/0! | #DIV/0! | #DIV/0! | #DIV/0! | #DIV/0! | #DIV/0! | #DIV/0! | #DIV/0! | 7.1 | #DIV/0! | #DIV/0! | #DIV/0! | #DIV/0! | #DIV/0! | #DIV/0! | #DIV/0! | #DIV/0! | #DIV/0! | #DIV/0! | #DIV/0! | #DIV/0! | #DIV/0! | #DIV/0! | #DIV/0! | #DIV/0! | 7.1 | #DIV/0! | #DIV/0! | #DIV/0! | #DIV/0! | #DIV/0! | #DIV/0! | #DIV/0! | #DIV/0! | #DIV/0! | #DIV/0! | #DIV/0! | #DIV/0! | #DIV/0! | #DIV/0! | #DIV/0! | #DIV/0! | 7.1 | #DIV/0! | #DIV/0! | #DIV/0! | #DIV/0! | #DIV/0! | #DIV/0! | #DIV/0! | #DIV/0! | #DIV/0! | #DIV/0! | #DIV/0! | #DIV/0! | #DIV/0!
[12 empty] | -60.2318 | 4057.5598 | 3597.1222 | 7.2 | 11.4379 | 90.5406 | 2859.0254 | 4892.3807 | 2859.0254 | 4892.3807 | 3.2473 | 4.1676 | 1 | 1 | 2859.0254 | 4892.3807 |  | #DIV/0! | #DIV/0! | #DIV/0! | 7.2 | #DIV/0! | #DIV/0! | #DIV/0! | #DIV/0! | #DIV/0! | #DIV/0! | #DIV/0! | #DIV/0! | #DIV/0! | #DIV/0! | #DIV/0! | #DIV/0! | #DIV/0! | #DIV/0! | #DIV/0! | #DIV/0! | 7.2 | #DIV/0! | #DIV/0! | #DIV/0! | #DIV/0! | #DIV/0! | #DIV/0! | #DIV/0! | #DIV/0! | #DIV/0! | #DIV/0! | #DIV/0! | #DIV/0! | #DIV/0! | #DIV/0! | #DIV/0! | #DIV/0! | 7.2 | #DIV/0! | #DIV/0! | #DIV/0! | #DIV/0! | #DIV/0! | #DIV/0! | #DIV/0! | #DIV/0! | #DIV/0! | #DIV/0! | #DIV/0! | #DIV/0! | #DIV/0! | #DIV/0! | #DIV/0! | #DIV/0! | 7.2 | #DIV/0! | #DIV/0! | #DIV/0! | #DIV/0! | #DIV/0! | #DIV/0! | #DIV/0! | #DIV/0! | #DIV/0! | #DIV/0! | #DIV/0! | #DIV/0! | #DIV/0! | #DIV/0! | #DIV/0! | #DIV/0! | 7.2 | #DIV/0! | #DIV/0! | #DIV/0! | #DIV/0! | #DIV/0! | #DIV/0! | #DIV/0! | #DIV/0! | #DIV/0! | #DIV/0! | #DIV/0! | #DIV/0! | #DIV/0! | #DIV/0! | #DIV/0! | #DIV/0! | 7.2 | #DIV/0! | #DIV/0! | #DIV/0! | #DIV/0! | #DIV/0! | #DIV/0! | #DIV/0! | #DIV/0! | #DIV/0! | #DIV/0! | #DIV/0! | #DIV/0! | #DIV/0! | #DIV/0! | #DIV/0! | #DIV/0! | 7.2 | #DIV/0! | #DIV/0! | #DIV/0! | #DIV/0! | #DIV/0! | #DIV/0! | #DIV/0! | #DIV/0! | #DIV/0! | #DIV/0! | #DIV/0! | #DIV/0! | #DIV/0!
[12 empty] | -62.9696 | 4084.1096 | 3577.7646 | 7.3 | 11.5959 | 90.5205 | 2859.1513 | 4892.1784 | 2859.1513 | 4892.1784 | 3.2923 | 4.225 | 1 | 1 | 2859.1513 | 4892.1784 |  | #DIV/0! | #DIV/0! | #DIV/0! | 7.3 | #DIV/0! | #DIV/0! | #DIV/0! | #DIV/0! | #DIV/0! | #DIV/0! | #DIV/0! | #DIV/0! | #DIV/0! | #DIV/0! | #DIV/0! | #DIV/0! | #DIV/0! | #DIV/0! | #DIV/0! | #DIV/0! | 7.3 | #DIV/0! | #DIV/0! | #DIV/0! | #DIV/0! | #DIV/0! | #DIV/0! | #DIV/0! | #DIV/0! | #DIV/0! | #DIV/0! | #DIV/0! | #DIV/0! | #DIV/0! | #DIV/0! | #DIV/0! | #DIV/0! | 7.3 | #DIV/0! | #DIV/0! | #DIV/0! | #DIV/0! | #DIV/0! | #DIV/0! | #DIV/0! | #DIV/0! | #DIV/0! | #DIV/0! | #DIV/0! | #DIV/0! | #DIV/0! | #DIV/0! | #DIV/0! | #DIV/0! | 7.3 | #DIV/0! | #DIV/0! | #DIV/0! | #DIV/0! | #DIV/0! | #DIV/0! | #DIV/0! | #DIV/0! | #DIV/0! | #DIV/0! | #DIV/0! | #DIV/0! | #DIV/0! | #DIV/0! | #DIV/0! | #DIV/0! | 7.3 | #DIV/0! | #DIV/0! | #DIV/0! | #DIV/0! | #DIV/0! | #DIV/0! | #DIV/0! | #DIV/0! | #DIV/0! | #DIV/0! | #DIV/0! | #DIV/0! | #DIV/0! | #DIV/0! | #DIV/0! | #DIV/0! | 7.3 | #DIV/0! | #DIV/0! | #DIV/0! | #DIV/0! | #DIV/0! | #DIV/0! | #DIV/0! | #DIV/0! | #DIV/0! | #DIV/0! | #DIV/0! | #DIV/0! | #DIV/0! | #DIV/0! | #DIV/0! | #DIV/0! | 7.3 | #DIV/0! | #DIV/0! | #DIV/0! | #DIV/0! | #DIV/0! | #DIV/0! | #DIV/0! | #DIV/0! | #DIV/0! | #DIV/0! | #DIV/0! | #DIV/0! | #DIV/0!
[12 empty] | -65.7074 | 4110.825 | 3558.552 | 7.4 | 11.7539 | 90.5002 | 2859.2789 | 4891.9734 | 2859.2789 | 4891.9734 | 3.3373 | 4.2824 | 1 | 1 | 2859.2789 | 4891.9734 |  | #DIV/0! | #DIV/0! | #DIV/0! | 7.4 | #DIV/0! | #DIV/0! | #DIV/0! | #DIV/0! | #DIV/0! | #DIV/0! | #DIV/0! | #DIV/0! | #DIV/0! | #DIV/0! | #DIV/0! | #DIV/0! | #DIV/0! | #DIV/0! | #DIV/0! | #DIV/0! | 7.4 | #DIV/0! | #DIV/0! | #DIV/0! | #DIV/0! | #DIV/0! | #DIV/0! | #DIV/0! | #DIV/0! | #DIV/0! | #DIV/0! | #DIV/0! | #DIV/0! | #DIV/0! | #DIV/0! | #DIV/0! | #DIV/0! | 7.4 | #DIV/0! | #DIV/0! | #DIV/0! | #DIV/0! | #DIV/0! | #DIV/0! | #DIV/0! | #DIV/0! | #DIV/0! | #DIV/0! | #DIV/0! | #DIV/0! | #DIV/0! | #DIV/0! | #DIV/0! | #DIV/0! | 7.4 | #DIV/0! | #DIV/0! | #DIV/0! | #DIV/0! | #DIV/0! | #DIV/0! | #DIV/0! | #DIV/0! | #DIV/0! | #DIV/0! | #DIV/0! | #DIV/0! | #DIV/0! | #DIV/0! | #DIV/0! | #DIV/0! | 7.4 | #DIV/0! | #DIV/0! | #DIV/0! | #DIV/0! | #DIV/0! | #DIV/0! | #DIV/0! | #DIV/0! | #DIV/0! | #DIV/0! | #DIV/0! | #DIV/0! | #DIV/0! | #DIV/0! | #DIV/0! | #DIV/0! | 7.4 | #DIV/0! | #DIV/0! | #DIV/0! | #DIV/0! | #DIV/0! | #DIV/0! | #DIV/0! | #DIV/0! | #DIV/0! | #DIV/0! | #DIV/0! | #DIV/0! | #DIV/0! | #DIV/0! | #DIV/0! | #DIV/0! | 7.4 | #DIV/0! | #DIV/0! | #DIV/0! | #DIV/0! | #DIV/0! | #DIV/0! | #DIV/0! | #DIV/0! | #DIV/0! | #DIV/0! | #DIV/0! | #DIV/0! | #DIV/0!
[12 empty] | -68.4452 | 4137.7052 | 3539.4839 | 7.5 | 11.9119 | 90.4795 | 2859.4083 | 4891.7655 | 2859.4083 | 4891.7655 | 3.3823 | 4.3397 | 1 | 1 | 2859.4083 | 4891.7655 |  | #DIV/0! | #DIV/0! | #DIV/0! | 7.5 | #DIV/0! | #DIV/0! | #DIV/0! | #DIV/0! | #DIV/0! | #DIV/0! | #DIV/0! | #DIV/0! | #DIV/0! | #DIV/0! | #DIV/0! | #DIV/0! | #DIV/0! | #DIV/0! | #DIV/0! | #DIV/0! | 7.5 | #DIV/0! | #DIV/0! | #DIV/0! | #DIV/0! | #DIV/0! | #DIV/0! | #DIV/0! | #DIV/0! | #DIV/0! | #DIV/0! | #DIV/0! | #DIV/0! | #DIV/0! | #DIV/0! | #DIV/0! | #DIV/0! | 7.5 | #DIV/0! | #DIV/0! | #DIV/0! | #DIV/0! | #DIV/0! | #DIV/0! | #DIV/0! | #DIV/0! | #DIV/0! | #DIV/0! | #DIV/0! | #DIV/0! | #DIV/0! | #DIV/0! | #DIV/0! | #DIV/0! | 7.5 | #DIV/0! | #DIV/0! | #DIV/0! | #DIV/0! | #DIV/0! | #DIV/0! | #DIV/0! | #DIV/0! | #DIV/0! | #DIV/0! | #DIV/0! | #DIV/0! | #DIV/0! | #DIV/0! | #DIV/0! | #DIV/0! | 7.5 | #DIV/0! | #DIV/0! | #DIV/0! | #DIV/0! | #DIV/0! | #DIV/0! | #DIV/0! | #DIV/0! | #DIV/0! | #DIV/0! | #DIV/0! | #DIV/0! | #DIV/0! | #DIV/0! | #DIV/0! | #DIV/0! | 7.5 | #DIV/0! | #DIV/0! | #DIV/0! | #DIV/0! | #DIV/0! | #DIV/0! | #DIV/0! | #DIV/0! | #DIV/0! | #DIV/0! | #DIV/0! | #DIV/0! | #DIV/0! | #DIV/0! | #DIV/0! | #DIV/0! | 7.5 | #DIV/0! | #DIV/0! | #DIV/0! | #DIV/0! | #DIV/0! | #DIV/0! | #DIV/0! | #DIV/0! | #DIV/0! | #DIV/0! | #DIV/0! | #DIV/0! | #DIV/0!
[12 empty] | -71.183 | 4164.7494 | 3520.56 | 7.6 | 12.0698 | 90.4586 | 2859.5393 | 4891.5549 | 2859.5393 | 4891.5549 | 3.4273 | 4.3971 | 1 | 1 | 2859.5393 | 4891.5549 |  | #DIV/0! | #DIV/0! | #DIV/0! | 7.6 | #DIV/0! | #DIV/0! | #DIV/0! | #DIV/0! | #DIV/0! | #DIV/0! | #DIV/0! | #DIV/0! | #DIV/0! | #DIV/0! | #DIV/0! | #DIV/0! | #DIV/0! | #DIV/0! | #DIV/0! | #DIV/0! | 7.6 | #DIV/0! | #DIV/0! | #DIV/0! | #DIV/0! | #DIV/0! | #DIV/0! | #DIV/0! | #DIV/0! | #DIV/0! | #DIV/0! | #DIV/0! | #DIV/0! | #DIV/0! | #DIV/0! | #DIV/0! | #DIV/0! | 7.6 | #DIV/0! | #DIV/0! | #DIV/0! | #DIV/0! | #DIV/0! | #DIV/0! | #DIV/0! | #DIV/0! | #DIV/0! | #DIV/0! | #DIV/0! | #DIV/0! | #DIV/0! | #DIV/0! | #DIV/0! | #DIV/0! | 7.6 | #DIV/0! | #DIV/0! | #DIV/0! | #DIV/0! | #DIV/0! | #DIV/0! | #DIV/0! | #DIV/0! | #DIV/0! | #DIV/0! | #DIV/0! | #DIV/0! | #DIV/0! | #DIV/0! | #DIV/0! | #DIV/0! | 7.6 | #DIV/0! | #DIV/0! | #DIV/0! | #DIV/0! | #DIV/0! | #DIV/0! | #DIV/0! | #DIV/0! | #DIV/0! | #DIV/0! | #DIV/0! | #DIV/0! | #DIV/0! | #DIV/0! | #DIV/0! | #DIV/0! | 7.6 | #DIV/0! | #DIV/0! | #DIV/0! | #DIV/0! | #DIV/0! | #DIV/0! | #DIV/0! | #DIV/0! | #DIV/0! | #DIV/0! | #DIV/0! | #DIV/0! | #DIV/0! | #DIV/0! | #DIV/0! | #DIV/0! | 7.6 | #DIV/0! | #DIV/0! | #DIV/0! | #DIV/0! | #DIV/0! | #DIV/0! | #DIV/0! | #DIV/0! | #DIV/0! | #DIV/0! | #DIV/0! | #DIV/0! | #DIV/0!
[12 empty] | -73.9208 | 4191.9571 | 3501.7797 | 7.7 | 12.2276 | 90.4374 | 2859.6722 | 4891.3416 | 2859.6722 | 4891.3416 | 3.4723 | 4.4544 | 1 | 1 | 2859.6722 | 4891.3416 |  | #DIV/0! | #DIV/0! | #DIV/0! | 7.7 | #DIV/0! | #DIV/0! | #DIV/0! | #DIV/0! | #DIV/0! | #DIV/0! | #DIV/0! | #DIV/0! | #DIV/0! | #DIV/0! | #DIV/0! | #DIV/0! | #DIV/0! | #DIV/0! | #DIV/0! | #DIV/0! | 7.7 | #DIV/0! | #DIV/0! | #DIV/0! | #DIV/0! | #DIV/0! | #DIV/0! | #DIV/0! | #DIV/0! | #DIV/0! | #DIV/0! | #DIV/0! | #DIV/0! | #DIV/0! | #DIV/0! | #DIV/0! | #DIV/0! | 7.7 | #DIV/0! | #DIV/0! | #DIV/0! | #DIV/0! | #DIV/0! | #DIV/0! | #DIV/0! | #DIV/0! | #DIV/0! | #DIV/0! | #DIV/0! | #DIV/0! | #DIV/0! | #DIV/0! | #DIV/0! | #DIV/0! | 7.7 | #DIV/0! | #DIV/0! | #DIV/0! | #DIV/0! | #DIV/0! | #DIV/0! | #DIV/0! | #DIV/0! | #DIV/0! | #DIV/0! | #DIV/0! | #DIV/0! | #DIV/0! | #DIV/0! | #DIV/0! | #DIV/0! | 7.7 | #DIV/0! | #DIV/0! | #DIV/0! | #DIV/0! | #DIV/0! | #DIV/0! | #DIV/0! | #DIV/0! | #DIV/0! | #DIV/0! | #DIV/0! | #DIV/0! | #DIV/0! | #DIV/0! | #DIV/0! | #DIV/0! | 7.7 | #DIV/0! | #DIV/0! | #DIV/0! | #DIV/0! | #DIV/0! | #DIV/0! | #DIV/0! | #DIV/0! | #DIV/0! | #DIV/0! | #DIV/0! | #DIV/0! | #DIV/0! | #DIV/0! | #DIV/0! | #DIV/0! | 7.7 | #DIV/0! | #DIV/0! | #DIV/0! | #DIV/0! | #DIV/0! | #DIV/0! | #DIV/0! | #DIV/0! | #DIV/0! | #DIV/0! | #DIV/0! | #DIV/0! | #DIV/0!
[12 empty] | -76.6586 | 4219.3273 | 3483.1425 | 7.8 | 12.3854 | 90.4159 | 2859.8067 | 4891.1254 | 2859.8067 | 4891.1254 | 3.5173 | 4.5117 | 1 | 1 | 2859.8067 | 4891.1254 |  | #DIV/0! | #DIV/0! | #DIV/0! | 7.8 | #DIV/0! | #DIV/0! | #DIV/0! | #DIV/0! | #DIV/0! | #DIV/0! | #DIV/0! | #DIV/0! | #DIV/0! | #DIV/0! | #DIV/0! | #DIV/0! | #DIV/0! | #DIV/0! | #DIV/0! | #DIV/0! | 7.8 | #DIV/0! | #DIV/0! | #DIV/0! | #DIV/0! | #DIV/0! | #DIV/0! | #DIV/0! | #DIV/0! | #DIV/0! | #DIV/0! | #DIV/0! | #DIV/0! | #DIV/0! | #DIV/0! | #DIV/0! | #DIV/0! | 7.8 | #DIV/0! | #DIV/0! | #DIV/0! | #DIV/0! | #DIV/0! | #DIV/0! | #DIV/0! | #DIV/0! | #DIV/0! | #DIV/0! | #DIV/0! | #DIV/0! | #DIV/0! | #DIV/0! | #DIV/0! | #DIV/0! | 7.8 | #DIV/0! | #DIV/0! | #DIV/0! | #DIV/0! | #DIV/0! | #DIV/0! | #DIV/0! | #DIV/0! | #DIV/0! | #DIV/0! | #DIV/0! | #DIV/0! | #DIV/0! | #DIV/0! | #DIV/0! | #DIV/0! | 7.8 | #DIV/0! | #DIV/0! | #DIV/0! | #DIV/0! | #DIV/0! | #DIV/0! | #DIV/0! | #DIV/0! | #DIV/0! | #DIV/0! | #DIV/0! | #DIV/0! | #DIV/0! | #DIV/0! | #DIV/0! | #DIV/0! | 7.8 | #DIV/0! | #DIV/0! | #DIV/0! | #DIV/0! | #DIV/0! | #DIV/0! | #DIV/0! | #DIV/0! | #DIV/0! | #DIV/0! | #DIV/0! | #DIV/0! | #DIV/0! | #DIV/0! | #DIV/0! | #DIV/0! | 7.8 | #DIV/0! | #DIV/0! | #DIV/0! | #DIV/0! | #DIV/0! | #DIV/0! | #DIV/0! | #DIV/0! | #DIV/0! | #DIV/0! | #DIV/0! | #DIV/0! | #DIV/0!
[12 empty] | -79.3964 | 4246.8593 | 3464.6479 | 7.9 | 12.5432 | 90.3942 | 2859.943 | 4890.9065 | 2859.943 | 4890.9065 | 3.5623 | 4.569 | 1 | 1 | 2859.943 | 4890.9065 |  | #DIV/0! | #DIV/0! | #DIV/0! | 7.9 | #DIV/0! | #DIV/0! | #DIV/0! | #DIV/0! | #DIV/0! | #DIV/0! | #DIV/0! | #DIV/0! | #DIV/0! | #DIV/0! | #DIV/0! | #DIV/0! | #DIV/0! | #DIV/0! | #DIV/0! | #DIV/0! | 7.9 | #DIV/0! | #DIV/0! | #DIV/0! | #DIV/0! | #DIV/0! | #DIV/0! | #DIV/0! | #DIV/0! | #DIV/0! | #DIV/0! | #DIV/0! | #DIV/0! | #DIV/0! | #DIV/0! | #DIV/0! | #DIV/0! | 7.9 | #DIV/0! | #DIV/0! | #DIV/0! | #DIV/0! | #DIV/0! | #DIV/0! | #DIV/0! | #DIV/0! | #DIV/0! | #DIV/0! | #DIV/0! | #DIV/0! | #DIV/0! | #DIV/0! | #DIV/0! | #DIV/0! | 7.9 | #DIV/0! | #DIV/0! | #DIV/0! | #DIV/0! | #DIV/0! | #DIV/0! | #DIV/0! | #DIV/0! | #DIV/0! | #DIV/0! | #DIV/0! | #DIV/0! | #DIV/0! | #DIV/0! | #DIV/0! | #DIV/0! | 7.9 | #DIV/0! | #DIV/0! | #DIV/0! | #DIV/0! | #DIV/0! | #DIV/0! | #DIV/0! | #DIV/0! | #DIV/0! | #DIV/0! | #DIV/0! | #DIV/0! | #DIV/0! | #DIV/0! | #DIV/0! | #DIV/0! | 7.9 | #DIV/0! | #DIV/0! | #DIV/0! | #DIV/0! | #DIV/0! | #DIV/0! | #DIV/0! | #DIV/0! | #DIV/0! | #DIV/0! | #DIV/0! | #DIV/0! | #DIV/0! | #DIV/0! | #DIV/0! | #DIV/0! | 7.9 | #DIV/0! | #DIV/0! | #DIV/0! | #DIV/0! | #DIV/0! | #DIV/0! | #DIV/0! | #DIV/0! | #DIV/0! | #DIV/0! | #DIV/0! | #DIV/0! | #DIV/0!
[12 empty] | -82.1342 | 4274.5523 | 3446.2953 | 8 | 12.701 | 90.3721 | 2860.081 | 4890.6849 | 2860.081 | 4890.6849 | 3.6072 | 4.6262 | 1 | 1 | 2860.081 | 4890.6849 |  | #DIV/0! | #DIV/0! | #DIV/0! | 8 | #DIV/0! | #DIV/0! | #DIV/0! | #DIV/0! | #DIV/0! | #DIV/0! | #DIV/0! | #DIV/0! | #DIV/0! | #DIV/0! | #DIV/0! | #DIV/0! | #DIV/0! | #DIV/0! | #DIV/0! | #DIV/0! | 8 | #DIV/0! | #DIV/0! | #DIV/0! | #DIV/0! | #DIV/0! | #DIV/0! | #DIV/0! | #DIV/0! | #DIV/0! | #DIV/0! | #DIV/0! | #DIV/0! | #DIV/0! | #DIV/0! | #DIV/0! | #DIV/0! | 8 | #DIV/0! | #DIV/0! | #DIV/0! | #DIV/0! | #DIV/0! | #DIV/0! | #DIV/0! | #DIV/0! | #DIV/0! | #DIV/0! | #DIV/0! | #DIV/0! | #DIV/0! | #DIV/0! | #DIV/0! | #DIV/0! | 8 | #DIV/0! | #DIV/0! | #DIV/0! | #DIV/0! | #DIV/0! | #DIV/0! | #DIV/0! | #DIV/0! | #DIV/0! | #DIV/0! | #DIV/0! | #DIV/0! | #DIV/0! | #DIV/0! | #DIV/0! | #DIV/0! | 8 | #DIV/0! | #DIV/0! | #DIV/0! | #DIV/0! | #DIV/0! | #DIV/0! | #DIV/0! | #DIV/0! | #DIV/0! | #DIV/0! | #DIV/0! | #DIV/0! | #DIV/0! | #DIV/0! | #DIV/0! | #DIV/0! | 8 | #DIV/0! | #DIV/0! | #DIV/0! | #DIV/0! | #DIV/0! | #DIV/0! | #DIV/0! | #DIV/0! | #DIV/0! | #DIV/0! | #DIV/0! | #DIV/0! | #DIV/0! | #DIV/0! | #DIV/0! | #DIV/0! | 8 | #DIV/0! | #DIV/0! | #DIV/0! | #DIV/0! | #DIV/0! | #DIV/0! | #DIV/0! | #DIV/0! | #DIV/0! | #DIV/0! | #DIV/0! | #DIV/0! | #DIV/0!
[12 empty] | -84.872 | 4302.4055 | 3428.0842 | 8.1 | 12.8587 | 90.3498 | 2860.2208 | 4890.4605 | 2860.2208 | 4890.4605 | 3.6522 | 4.6834 | 1 | 1 | 2860.2208 | 4890.4605 |  | #DIV/0! | #DIV/0! | #DIV/0! | 8.1 | #DIV/0! | #DIV/0! | #DIV/0! | #DIV/0! | #DIV/0! | #DIV/0! | #DIV/0! | #DIV/0! | #DIV/0! | #DIV/0! | #DIV/0! | #DIV/0! | #DIV/0! | #DIV/0! | #DIV/0! | #DIV/0! | 8.1 | #DIV/0! | #DIV/0! | #DIV/0! | #DIV/0! | #DIV/0! | #DIV/0! | #DIV/0! | #DIV/0! | #DIV/0! | #DIV/0! | #DIV/0! | #DIV/0! | #DIV/0! | #DIV/0! | #DIV/0! | #DIV/0! | 8.1 | #DIV/0! | #DIV/0! | #DIV/0! | #DIV/0! | #DIV/0! | #DIV/0! | #DIV/0! | #DIV/0! | #DIV/0! | #DIV/0! | #DIV/0! | #DIV/0! | #DIV/0! | #DIV/0! | #DIV/0! | #DIV/0! | 8.1 | #DIV/0! | #DIV/0! | #DIV/0! | #DIV/0! | #DIV/0! | #DIV/0! | #DIV/0! | #DIV/0! | #DIV/0! | #DIV/0! | #DIV/0! | #DIV/0! | #DIV/0! | #DIV/0! | #DIV/0! | #DIV/0! | 8.1 | #DIV/0! | #DIV/0! | #DIV/0! | #DIV/0! | #DIV/0! | #DIV/0! | #DIV/0! | #DIV/0! | #DIV/0! | #DIV/0! | #DIV/0! | #DIV/0! | #DIV/0! | #DIV/0! | #DIV/0! | #DIV/0! | 8.1 | #DIV/0! | #DIV/0! | #DIV/0! | #DIV/0! | #DIV/0! | #DIV/0! | #DIV/0! | #DIV/0! | #DIV/0! | #DIV/0! | #DIV/0! | #DIV/0! | #DIV/0! | #DIV/0! | #DIV/0! | #DIV/0! | 8.1 | #DIV/0! | #DIV/0! | #DIV/0! | #DIV/0! | #DIV/0! | #DIV/0! | #DIV/0! | #DIV/0! | #DIV/0! | #DIV/0! | #DIV/0! | #DIV/0! | #DIV/0!
[12 empty] | -87.6098 | 4330.418 | 3410.014 | 8.2 | 13.0164 | 90.3272 | 2860.3622 | 4890.2333 | 2860.3622 | 4890.2333 | 3.6972 | 4.7407 | 1 | 1 | 2860.3622 | 4890.2333 |  | #DIV/0! | #DIV/0! | #DIV/0! | 8.2 | #DIV/0! | #DIV/0! | #DIV/0! | #DIV/0! | #DIV/0! | #DIV/0! | #DIV/0! | #DIV/0! | #DIV/0! | #DIV/0! | #DIV/0! | #DIV/0! | #DIV/0! | #DIV/0! | #DIV/0! | #DIV/0! | 8.2 | #DIV/0! | #DIV/0! | #DIV/0! | #DIV/0! | #DIV/0! | #DIV/0! | #DIV/0! | #DIV/0! | #DIV/0! | #DIV/0! | #DIV/0! | #DIV/0! | #DIV/0! | #DIV/0! | #DIV/0! | #DIV/0! | 8.2 | #DIV/0! | #DIV/0! | #DIV/0! | #DIV/0! | #DIV/0! | #DIV/0! | #DIV/0! | #DIV/0! | #DIV/0! | #DIV/0! | #DIV/0! | #DIV/0! | #DIV/0! | #DIV/0! | #DIV/0! | #DIV/0! | 8.2 | #DIV/0! | #DIV/0! | #DIV/0! | #DIV/0! | #DIV/0! | #DIV/0! | #DIV/0! | #DIV/0! | #DIV/0! | #DIV/0! | #DIV/0! | #DIV/0! | #DIV/0! | #DIV/0! | #DIV/0! | #DIV/0! | 8.2 | #DIV/0! | #DIV/0! | #DIV/0! | #DIV/0! | #DIV/0! | #DIV/0! | #DIV/0! | #DIV/0! | #DIV/0! | #DIV/0! | #DIV/0! | #DIV/0! | #DIV/0! | #DIV/0! | #DIV/0! | #DIV/0! | 8.2 | #DIV/0! | #DIV/0! | #DIV/0! | #DIV/0! | #DIV/0! | #DIV/0! | #DIV/0! | #DIV/0! | #DIV/0! | #DIV/0! | #DIV/0! | #DIV/0! | #DIV/0! | #DIV/0! | #DIV/0! | #DIV/0! | 8.2 | #DIV/0! | #DIV/0! | #DIV/0! | #DIV/0! | #DIV/0! | #DIV/0! | #DIV/0! | #DIV/0! | #DIV/0! | #DIV/0! | #DIV/0! | #DIV/0! | #DIV/0!
[12 empty] | -90.3477 | 4358.589 | 3392.0841 | 8.3 | 13.174 | 90.3044 | 2860.5055 | 4890.0034 | 2860.5055 | 4890.0034 | 3.7421 | 4.7978 | 1 | 1 | 2860.5055 | 4890.0034 |  | #DIV/0! | #DIV/0! | #DIV/0! | 8.3 | #DIV/0! | #DIV/0! | #DIV/0! | #DIV/0! | #DIV/0! | #DIV/0! | #DIV/0! | #DIV/0! | #DIV/0! | #DIV/0! | #DIV/0! | #DIV/0! | #DIV/0! | #DIV/0! | #DIV/0! | #DIV/0! | 8.3 | #DIV/0! | #DIV/0! | #DIV/0! | #DIV/0! | #DIV/0! | #DIV/0! | #DIV/0! | #DIV/0! | #DIV/0! | #DIV/0! | #DIV/0! | #DIV/0! | #DIV/0! | #DIV/0! | #DIV/0! | #DIV/0! | 8.3 | #DIV/0! | #DIV/0! | #DIV/0! | #DIV/0! | #DIV/0! | #DIV/0! | #DIV/0! | #DIV/0! | #DIV/0! | #DIV/0! | #DIV/0! | #DIV/0! | #DIV/0! | #DIV/0! | #DIV/0! | #DIV/0! | 8.3 | #DIV/0! | #DIV/0! | #DIV/0! | #DIV/0! | #DIV/0! | #DIV/0! | #DIV/0! | #DIV/0! | #DIV/0! | #DIV/0! | #DIV/0! | #DIV/0! | #DIV/0! | #DIV/0! | #DIV/0! | #DIV/0! | 8.3 | #DIV/0! | #DIV/0! | #DIV/0! | #DIV/0! | #DIV/0! | #DIV/0! | #DIV/0! | #DIV/0! | #DIV/0! | #DIV/0! | #DIV/0! | #DIV/0! | #DIV/0! | #DIV/0! | #DIV/0! | #DIV/0! | 8.3 | #DIV/0! | #DIV/0! | #DIV/0! | #DIV/0! | #DIV/0! | #DIV/0! | #DIV/0! | #DIV/0! | #DIV/0! | #DIV/0! | #DIV/0! | #DIV/0! | #DIV/0! | #DIV/0! | #DIV/0! | #DIV/0! | 8.3 | #DIV/0! | #DIV/0! | #DIV/0! | #DIV/0! | #DIV/0! | #DIV/0! | #DIV/0! | #DIV/0! | #DIV/0! | #DIV/0! | #DIV/0! | #DIV/0! | #DIV/0!
[12 empty] | -93.0855 | 4386.9175 | 3374.2939 | 8.4 | 13.3316 | 90.2812 | 2860.6504 | 4889.7707 | 2860.6504 | 4889.7707 | 3.7871 | 4.855 | 1 | 1 | 2860.6504 | 4889.7707 |  | #DIV/0! | #DIV/0! | #DIV/0! | 8.4 | #DIV/0! | #DIV/0! | #DIV/0! | #DIV/0! | #DIV/0! | #DIV/0! | #DIV/0! | #DIV/0! | #DIV/0! | #DIV/0! | #DIV/0! | #DIV/0! | #DIV/0! | #DIV/0! | #DIV/0! | #DIV/0! | 8.4 | #DIV/0! | #DIV/0! | #DIV/0! | #DIV/0! | #DIV/0! | #DIV/0! | #DIV/0! | #DIV/0! | #DIV/0! | #DIV/0! | #DIV/0! | #DIV/0! | #DIV/0! | #DIV/0! | #DIV/0! | #DIV/0! | 8.4 | #DIV/0! | #DIV/0! | #DIV/0! | #DIV/0! | #DIV/0! | #DIV/0! | #DIV/0! | #DIV/0! | #DIV/0! | #DIV/0! | #DIV/0! | #DIV/0! | #DIV/0! | #DIV/0! | #DIV/0! | #DIV/0! | 8.4 | #DIV/0! | #DIV/0! | #DIV/0! | #DIV/0! | #DIV/0! | #DIV/0! | #DIV/0! | #DIV/0! | #DIV/0! | #DIV/0! | #DIV/0! | #DIV/0! | #DIV/0! | #DIV/0! | #DIV/0! | #DIV/0! | 8.4 | #DIV/0! | #DIV/0! | #DIV/0! | #DIV/0! | #DIV/0! | #DIV/0! | #DIV/0! | #DIV/0! | #DIV/0! | #DIV/0! | #DIV/0! | #DIV/0! | #DIV/0! | #DIV/0! | #DIV/0! | #DIV/0! | 8.4 | #DIV/0! | #DIV/0! | #DIV/0! | #DIV/0! | #DIV/0! | #DIV/0! | #DIV/0! | #DIV/0! | #DIV/0! | #DIV/0! | #DIV/0! | #DIV/0! | #DIV/0! | #DIV/0! | #DIV/0! | #DIV/0! | 8.4 | #DIV/0! | #DIV/0! | #DIV/0! | #DIV/0! | #DIV/0! | #DIV/0! | #DIV/0! | #DIV/0! | #DIV/0! | #DIV/0! | #DIV/0! | #DIV/0! | #DIV/0!
[12 empty] | -95.8233 | 4415.4026 | 3356.6429 | 8.5 | 13.4891 | 90.2578 | 2860.7971 | 4889.5352 | 2860.7971 | 4889.5352 | 3.832 | 4.9121 | 1 | 1 | 2860.7971 | 4889.5352 |  | #DIV/0! | #DIV/0! | #DIV/0! | 8.5 | #DIV/0! | #DIV/0! | #DIV/0! | #DIV/0! | #DIV/0! | #DIV/0! | #DIV/0! | #DIV/0! | #DIV/0! | #DIV/0! | #DIV/0! | #DIV/0! | #DIV/0! | #DIV/0! | #DIV/0! | #DIV/0! | 8.5 | #DIV/0! | #DIV/0! | #DIV/0! | #DIV/0! | #DIV/0! | #DIV/0! | #DIV/0! | #DIV/0! | #DIV/0! | #DIV/0! | #DIV/0! | #DIV/0! | #DIV/0! | #DIV/0! | #DIV/0! | #DIV/0! | 8.5 | #DIV/0! | #DIV/0! | #DIV/0! | #DIV/0! | #DIV/0! | #DIV/0! | #DIV/0! | #DIV/0! | #DIV/0! | #DIV/0! | #DIV/0! | #DIV/0! | #DIV/0! | #DIV/0! | #DIV/0! | #DIV/0! | 8.5 | #DIV/0! | #DIV/0! | #DIV/0! | #DIV/0! | #DIV/0! | #DIV/0! | #DIV/0! | #DIV/0! | #DIV/0! | #DIV/0! | #DIV/0! | #DIV/0! | #DIV/0! | #DIV/0! | #DIV/0! | #DIV/0! | 8.5 | #DIV/0! | #DIV/0! | #DIV/0! | #DIV/0! | #DIV/0! | #DIV/0! | #DIV/0! | #DIV/0! | #DIV/0! | #DIV/0! | #DIV/0! | #DIV/0! | #DIV/0! | #DIV/0! | #DIV/0! | #DIV/0! | 8.5 | #DIV/0! | #DIV/0! | #DIV/0! | #DIV/0! | #DIV/0! | #DIV/0! | #DIV/0! | #DIV/0! | #DIV/0! | #DIV/0! | #DIV/0! | #DIV/0! | #DIV/0! | #DIV/0! | #DIV/0! | #DIV/0! | 8.5 | #DIV/0! | #DIV/0! | #DIV/0! | #DIV/0! | #DIV/0! | #DIV/0! | #DIV/0! | #DIV/0! | #DIV/0! | #DIV/0! | #DIV/0! | #DIV/0! | #DIV/0!
[12 empty] | -98.5611 | 4444.0435 | 3339.1303 | 8.6 | 13.6466 | 90.2342 | 2860.9456 | 4889.297 | 2860.9456 | 4889.297 | 3.877 | 4.9693 | 1 | 1 | 2860.9456 | 4889.297 |  | #DIV/0! | #DIV/0! | #DIV/0! | 8.6 | #DIV/0! | #DIV/0! | #DIV/0! | #DIV/0! | #DIV/0! | #DIV/0! | #DIV/0! | #DIV/0! | #DIV/0! | #DIV/0! | #DIV/0! | #DIV/0! | #DIV/0! | #DIV/0! | #DIV/0! | #DIV/0! | 8.6 | #DIV/0! | #DIV/0! | #DIV/0! | #DIV/0! | #DIV/0! | #DIV/0! | #DIV/0! | #DIV/0! | #DIV/0! | #DIV/0! | #DIV/0! | #DIV/0! | #DIV/0! | #DIV/0! | #DIV/0! | #DIV/0! | 8.6 | #DIV/0! | #DIV/0! | #DIV/0! | #DIV/0! | #DIV/0! | #DIV/0! | #DIV/0! | #DIV/0! | #DIV/0! | #DIV/0! | #DIV/0! | #DIV/0! | #DIV/0! | #DIV/0! | #DIV/0! | #DIV/0! | 8.6 | #DIV/0! | #DIV/0! | #DIV/0! | #DIV/0! | #DIV/0! | #DIV/0! | #DIV/0! | #DIV/0! | #DIV/0! | #DIV/0! | #DIV/0! | #DIV/0! | #DIV/0! | #DIV/0! | #DIV/0! | #DIV/0! | 8.6 | #DIV/0! | #DIV/0! | #DIV/0! | #DIV/0! | #DIV/0! | #DIV/0! | #DIV/0! | #DIV/0! | #DIV/0! | #DIV/0! | #DIV/0! | #DIV/0! | #DIV/0! | #DIV/0! | #DIV/0! | #DIV/0! | 8.6 | #DIV/0! | #DIV/0! | #DIV/0! | #DIV/0! | #DIV/0! | #DIV/0! | #DIV/0! | #DIV/0! | #DIV/0! | #DIV/0! | #DIV/0! | #DIV/0! | #DIV/0! | #DIV/0! | #DIV/0! | #DIV/0! | 8.6 | #DIV/0! | #DIV/0! | #DIV/0! | #DIV/0! | #DIV/0! | #DIV/0! | #DIV/0! | #DIV/0! | #DIV/0! | #DIV/0! | #DIV/0! | #DIV/0! | #DIV/0!
[12 empty] | -101.2989 | 4472.8392 | 3321.7556 | 8.7 | 13.8041 | 90.2102 | 2861.0957 | 4889.0561 | 2861.0957 | 4889.0561 | 3.9219 | 5.0263 | 1 | 1 | 2861.0957 | 4889.0561 |  | #DIV/0! | #DIV/0! | #DIV/0! | 8.7 | #DIV/0! | #DIV/0! | #DIV/0! | #DIV/0! | #DIV/0! | #DIV/0! | #DIV/0! | #DIV/0! | #DIV/0! | #DIV/0! | #DIV/0! | #DIV/0! | #DIV/0! | #DIV/0! | #DIV/0! | #DIV/0! | 8.7 | #DIV/0! | #DIV/0! | #DIV/0! | #DIV/0! | #DIV/0! | #DIV/0! | #DIV/0! | #DIV/0! | #DIV/0! | #DIV/0! | #DIV/0! | #DIV/0! | #DIV/0! | #DIV/0! | #DIV/0! | #DIV/0! | 8.7 | #DIV/0! | #DIV/0! | #DIV/0! | #DIV/0! | #DIV/0! | #DIV/0! | #DIV/0! | #DIV/0! | #DIV/0! | #DIV/0! | #DIV/0! | #DIV/0! | #DIV/0! | #DIV/0! | #DIV/0! | #DIV/0! | 8.7 | #DIV/0! | #DIV/0! | #DIV/0! | #DIV/0! | #DIV/0! | #DIV/0! | #DIV/0! | #DIV/0! | #DIV/0! | #DIV/0! | #DIV/0! | #DIV/0! | #DIV/0! | #DIV/0! | #DIV/0! | #DIV/0! | 8.7 | #DIV/0! | #DIV/0! | #DIV/0! | #DIV/0! | #DIV/0! | #DIV/0! | #DIV/0! | #DIV/0! | #DIV/0! | #DIV/0! | #DIV/0! | #DIV/0! | #DIV/0! | #DIV/0! | #DIV/0! | #DIV/0! | 8.7 | #DIV/0! | #DIV/0! | #DIV/0! | #DIV/0! | #DIV/0! | #DIV/0! | #DIV/0! | #DIV/0! | #DIV/0! | #DIV/0! | #DIV/0! | #DIV/0! | #DIV/0! | #DIV/0! | #DIV/0! | #DIV/0! | 8.7 | #DIV/0! | #DIV/0! | #DIV/0! | #DIV/0! | #DIV/0! | #DIV/0! | #DIV/0! | #DIV/0! | #DIV/0! | #DIV/0! | #DIV/0! | #DIV/0! | #DIV/0!
[12 empty] | -104.0367 | 4501.7887 | 3304.5181 | 8.8 | 13.9615 | 90.186 | 2861.2476 | 4888.8124 | 2861.2476 | 4888.8124 | 3.9669 | 5.0834 | 1 | 1 | 2861.2476 | 4888.8124 |  | #DIV/0! | #DIV/0! | #DIV/0! | 8.8 | #DIV/0! | #DIV/0! | #DIV/0! | #DIV/0! | #DIV/0! | #DIV/0! | #DIV/0! | #DIV/0! | #DIV/0! | #DIV/0! | #DIV/0! | #DIV/0! | #DIV/0! | #DIV/0! | #DIV/0! | #DIV/0! | 8.8 | #DIV/0! | #DIV/0! | #DIV/0! | #DIV/0! | #DIV/0! | #DIV/0! | #DIV/0! | #DIV/0! | #DIV/0! | #DIV/0! | #DIV/0! | #DIV/0! | #DIV/0! | #DIV/0! | #DIV/0! | #DIV/0! | 8.8 | #DIV/0! | #DIV/0! | #DIV/0! | #DIV/0! | #DIV/0! | #DIV/0! | #DIV/0! | #DIV/0! | #DIV/0! | #DIV/0! | #DIV/0! | #DIV/0! | #DIV/0! | #DIV/0! | #DIV/0! | #DIV/0! | 8.8 | #DIV/0! | #DIV/0! | #DIV/0! | #DIV/0! | #DIV/0! | #DIV/0! | #DIV/0! | #DIV/0! | #DIV/0! | #DIV/0! | #DIV/0! | #DIV/0! | #DIV/0! | #DIV/0! | #DIV/0! | #DIV/0! | 8.8 | #DIV/0! | #DIV/0! | #DIV/0! | #DIV/0! | #DIV/0! | #DIV/0! | #DIV/0! | #DIV/0! | #DIV/0! | #DIV/0! | #DIV/0! | #DIV/0! | #DIV/0! | #DIV/0! | #DIV/0! | #DIV/0! | 8.8 | #DIV/0! | #DIV/0! | #DIV/0! | #DIV/0! | #DIV/0! | #DIV/0! | #DIV/0! | #DIV/0! | #DIV/0! | #DIV/0! | #DIV/0! | #DIV/0! | #DIV/0! | #DIV/0! | #DIV/0! | #DIV/0! | 8.8 | #DIV/0! | #DIV/0! | #DIV/0! | #DIV/0! | #DIV/0! | #DIV/0! | #DIV/0! | #DIV/0! | #DIV/0! | #DIV/0! | #DIV/0! | #DIV/0! | #DIV/0!
[12 empty] | -106.7745 | 4530.891 | 3287.4171 | 8.9 | 14.1189 | 90.1615 | 2861.4013 | 4888.5659 | 2861.4013 | 4888.5659 | 4.0118 | 5.1405 | 1 | 1 | 2861.4013 | 4888.5659 |  | #DIV/0! | #DIV/0! | #DIV/0! | 8.9 | #DIV/0! | #DIV/0! | #DIV/0! | #DIV/0! | #DIV/0! | #DIV/0! | #DIV/0! | #DIV/0! | #DIV/0! | #DIV/0! | #DIV/0! | #DIV/0! | #DIV/0! | #DIV/0! | #DIV/0! | #DIV/0! | 8.9 | #DIV/0! | #DIV/0! | #DIV/0! | #DIV/0! | #DIV/0! | #DIV/0! | #DIV/0! | #DIV/0! | #DIV/0! | #DIV/0! | #DIV/0! | #DIV/0! | #DIV/0! | #DIV/0! | #DIV/0! | #DIV/0! | 8.9 | #DIV/0! | #DIV/0! | #DIV/0! | #DIV/0! | #DIV/0! | #DIV/0! | #DIV/0! | #DIV/0! | #DIV/0! | #DIV/0! | #DIV/0! | #DIV/0! | #DIV/0! | #DIV/0! | #DIV/0! | #DIV/0! | 8.9 | #DIV/0! | #DIV/0! | #DIV/0! | #DIV/0! | #DIV/0! | #DIV/0! | #DIV/0! | #DIV/0! | #DIV/0! | #DIV/0! | #DIV/0! | #DIV/0! | #DIV/0! | #DIV/0! | #DIV/0! | #DIV/0! | 8.9 | #DIV/0! | #DIV/0! | #DIV/0! | #DIV/0! | #DIV/0! | #DIV/0! | #DIV/0! | #DIV/0! | #DIV/0! | #DIV/0! | #DIV/0! | #DIV/0! | #DIV/0! | #DIV/0! | #DIV/0! | #DIV/0! | 8.9 | #DIV/0! | #DIV/0! | #DIV/0! | #DIV/0! | #DIV/0! | #DIV/0! | #DIV/0! | #DIV/0! | #DIV/0! | #DIV/0! | #DIV/0! | #DIV/0! | #DIV/0! | #DIV/0! | #DIV/0! | #DIV/0! | 8.9 | #DIV/0! | #DIV/0! | #DIV/0! | #DIV/0! | #DIV/0! | #DIV/0! | #DIV/0! | #DIV/0! | #DIV/0! | #DIV/0! | #DIV/0! | #DIV/0! | #DIV/0!
[12 empty] | -109.5123 | 4560.1452 | 3270.4519 | 9 | 14.2762 | 90.1367 | 2861.5566 | 4888.3167 | 2861.5566 | 4888.3167 | 4.0567 | 5.1975 | 1 | 1 | 2861.5566 | 4888.3167 |  | #DIV/0! | #DIV/0! | #DIV/0! | 9 | #DIV/0! | #DIV/0! | #DIV/0! | #DIV/0! | #DIV/0! | #DIV/0! | #DIV/0! | #DIV/0! | #DIV/0! | #DIV/0! | #DIV/0! | #DIV/0! | #DIV/0! | #DIV/0! | #DIV/0! | #DIV/0! | 9 | #DIV/0! | #DIV/0! | #DIV/0! | #DIV/0! | #DIV/0! | #DIV/0! | #DIV/0! | #DIV/0! | #DIV/0! | #DIV/0! | #DIV/0! | #DIV/0! | #DIV/0! | #DIV/0! | #DIV/0! | #DIV/0! | 9 | #DIV/0! | #DIV/0! | #DIV/0! | #DIV/0! | #DIV/0! | #DIV/0! | #DIV/0! | #DIV/0! | #DIV/0! | #DIV/0! | #DIV/0! | #DIV/0! | #DIV/0! | #DIV/0! | #DIV/0! | #DIV/0! | 9 | #DIV/0! | #DIV/0! | #DIV/0! | #DIV/0! | #DIV/0! | #DIV/0! | #DIV/0! | #DIV/0! | #DIV/0! | #DIV/0! | #DIV/0! | #DIV/0! | #DIV/0! | #DIV/0! | #DIV/0! | #DIV/0! | 9 | #DIV/0! | #DIV/0! | #DIV/0! | #DIV/0! | #DIV/0! | #DIV/0! | #DIV/0! | #DIV/0! | #DIV/0! | #DIV/0! | #DIV/0! | #DIV/0! | #DIV/0! | #DIV/0! | #DIV/0! | #DIV/0! | 9 | #DIV/0! | #DIV/0! | #DIV/0! | #DIV/0! | #DIV/0! | #DIV/0! | #DIV/0! | #DIV/0! | #DIV/0! | #DIV/0! | #DIV/0! | #DIV/0! | #DIV/0! | #DIV/0! | #DIV/0! | #DIV/0! | 9 | #DIV/0! | #DIV/0! | #DIV/0! | #DIV/0! | #DIV/0! | #DIV/0! | #DIV/0! | #DIV/0! | #DIV/0! | #DIV/0! | #DIV/0! | #DIV/0! | #DIV/0!
[12 empty] | -112.2501 | 4589.5503 | 3253.6219 | 9.1 | 14.4335 | 90.1116 | 2861.7137 | 4888.0647 | 2861.7137 | 4888.0647 | 4.1016 | 5.2545 | 1 | 1 | 2861.7137 | 4888.0647 |  | #DIV/0! | #DIV/0! | #DIV/0! | 9.1 | #DIV/0! | #DIV/0! | #DIV/0! | #DIV/0! | #DIV/0! | #DIV/0! | #DIV/0! | #DIV/0! | #DIV/0! | #DIV/0! | #DIV/0! | #DIV/0! | #DIV/0! | #DIV/0! | #DIV/0! | #DIV/0! | 9.1 | #DIV/0! | #DIV/0! | #DIV/0! | #DIV/0! | #DIV/0! | #DIV/0! | #DIV/0! | #DIV/0! | #DIV/0! | #DIV/0! | #DIV/0! | #DIV/0! | #DIV/0! | #DIV/0! | #DIV/0! | #DIV/0! | 9.1 | #DIV/0! | #DIV/0! | #DIV/0! | #DIV/0! | #DIV/0! | #DIV/0! | #DIV/0! | #DIV/0! | #DIV/0! | #DIV/0! | #DIV/0! | #DIV/0! | #DIV/0! | #DIV/0! | #DIV/0! | #DIV/0! | 9.1 | #DIV/0! | #DIV/0! | #DIV/0! | #DIV/0! | #DIV/0! | #DIV/0! | #DIV/0! | #DIV/0! | #DIV/0! | #DIV/0! | #DIV/0! | #DIV/0! | #DIV/0! | #DIV/0! | #DIV/0! | #DIV/0! | 9.1 | #DIV/0! | #DIV/0! | #DIV/0! | #DIV/0! | #DIV/0! | #DIV/0! | #DIV/0! | #DIV/0! | #DIV/0! | #DIV/0! | #DIV/0! | #DIV/0! | #DIV/0! | #DIV/0! | #DIV/0! | #DIV/0! | 9.1 | #DIV/0! | #DIV/0! | #DIV/0! | #DIV/0! | #DIV/0! | #DIV/0! | #DIV/0! | #DIV/0! | #DIV/0! | #DIV/0! | #DIV/0! | #DIV/0! | #DIV/0! | #DIV/0! | #DIV/0! | #DIV/0! | 9.1 | #DIV/0! | #DIV/0! | #DIV/0! | #DIV/0! | #DIV/0! | #DIV/0! | #DIV/0! | #DIV/0! | #DIV/0! | #DIV/0! | #DIV/0! | #DIV/0! | #DIV/0!
[12 empty] | -114.9879 | 4619.1052 | 3236.9264 | 9.2 | 14.5908 | 90.0863 | 2861.8726 | 4887.81 | 2861.8726 | 4887.81 | 4.1466 | 5.3114 | 1 | 1 | 2861.8726 | 4887.81 |  | #DIV/0! | #DIV/0! | #DIV/0! | 9.2 | #DIV/0! | #DIV/0! | #DIV/0! | #DIV/0! | #DIV/0! | #DIV/0! | #DIV/0! | #DIV/0! | #DIV/0! | #DIV/0! | #DIV/0! | #DIV/0! | #DIV/0! | #DIV/0! | #DIV/0! | #DIV/0! | 9.2 | #DIV/0! | #DIV/0! | #DIV/0! | #DIV/0! | #DIV/0! | #DIV/0! | #DIV/0! | #DIV/0! | #DIV/0! | #DIV/0! | #DIV/0! | #DIV/0! | #DIV/0! | #DIV/0! | #DIV/0! | #DIV/0! | 9.2 | #DIV/0! | #DIV/0! | #DIV/0! | #DIV/0! | #DIV/0! | #DIV/0! | #DIV/0! | #DIV/0! | #DIV/0! | #DIV/0! | #DIV/0! | #DIV/0! | #DIV/0! | #DIV/0! | #DIV/0! | #DIV/0! | 9.2 | #DIV/0! | #DIV/0! | #DIV/0! | #DIV/0! | #DIV/0! | #DIV/0! | #DIV/0! | #DIV/0! | #DIV/0! | #DIV/0! | #DIV/0! | #DIV/0! | #DIV/0! | #DIV/0! | #DIV/0! | #DIV/0! | 9.2 | #DIV/0! | #DIV/0! | #DIV/0! | #DIV/0! | #DIV/0! | #DIV/0! | #DIV/0! | #DIV/0! | #DIV/0! | #DIV/0! | #DIV/0! | #DIV/0! | #DIV/0! | #DIV/0! | #DIV/0! | #DIV/0! | 9.2 | #DIV/0! | #DIV/0! | #DIV/0! | #DIV/0! | #DIV/0! | #DIV/0! | #DIV/0! | #DIV/0! | #DIV/0! | #DIV/0! | #DIV/0! | #DIV/0! | #DIV/0! | #DIV/0! | #DIV/0! | #DIV/0! | 9.2 | #DIV/0! | #DIV/0! | #DIV/0! | #DIV/0! | #DIV/0! | #DIV/0! | #DIV/0! | #DIV/0! | #DIV/0! | #DIV/0! | #DIV/0! | #DIV/0! | #DIV/0!
[12 empty] | -117.7257 | 4648.8089 | 3220.3645 | 9.3 | 14.748 | 90.0607 | 2862.0331 | 4887.5526 | 2862.0331 | 4887.5526 | 4.1915 | 5.3684 | 1 | 1 | 2862.0331 | 4887.5526 |  | #DIV/0! | #DIV/0! | #DIV/0! | 9.3 | #DIV/0! | #DIV/0! | #DIV/0! | #DIV/0! | #DIV/0! | #DIV/0! | #DIV/0! | #DIV/0! | #DIV/0! | #DIV/0! | #DIV/0! | #DIV/0! | #DIV/0! | #DIV/0! | #DIV/0! | #DIV/0! | 9.3 | #DIV/0! | #DIV/0! | #DIV/0! | #DIV/0! | #DIV/0! | #DIV/0! | #DIV/0! | #DIV/0! | #DIV/0! | #DIV/0! | #DIV/0! | #DIV/0! | #DIV/0! | #DIV/0! | #DIV/0! | #DIV/0! | 9.3 | #DIV/0! | #DIV/0! | #DIV/0! | #DIV/0! | #DIV/0! | #DIV/0! | #DIV/0! | #DIV/0! | #DIV/0! | #DIV/0! | #DIV/0! | #DIV/0! | #DIV/0! | #DIV/0! | #DIV/0! | #DIV/0! | 9.3 | #DIV/0! | #DIV/0! | #DIV/0! | #DIV/0! | #DIV/0! | #DIV/0! | #DIV/0! | #DIV/0! | #DIV/0! | #DIV/0! | #DIV/0! | #DIV/0! | #DIV/0! | #DIV/0! | #DIV/0! | #DIV/0! | 9.3 | #DIV/0! | #DIV/0! | #DIV/0! | #DIV/0! | #DIV/0! | #DIV/0! | #DIV/0! | #DIV/0! | #DIV/0! | #DIV/0! | #DIV/0! | #DIV/0! | #DIV/0! | #DIV/0! | #DIV/0! | #DIV/0! | 9.3 | #DIV/0! | #DIV/0! | #DIV/0! | #DIV/0! | #DIV/0! | #DIV/0! | #DIV/0! | #DIV/0! | #DIV/0! | #DIV/0! | #DIV/0! | #DIV/0! | #DIV/0! | #DIV/0! | #DIV/0! | #DIV/0! | 9.3 | #DIV/0! | #DIV/0! | #DIV/0! | #DIV/0! | #DIV/0! | #DIV/0! | #DIV/0! | #DIV/0! | #DIV/0! | #DIV/0! | #DIV/0! | #DIV/0! | #DIV/0!
[12 empty] | -120.4635 | 4678.6603 | 3203.9357 | 9.4 | 14.9052 | 90.0348 | 2862.1954 | 4887.2924 | 2862.1954 | 4887.2924 | 4.2364 | 5.4253 | 1 | 1 | 2862.1954 | 4887.2924 |  | #DIV/0! | #DIV/0! | #DIV/0! | 9.4 | #DIV/0! | #DIV/0! | #DIV/0! | #DIV/0! | #DIV/0! | #DIV/0! | #DIV/0! | #DIV/0! | #DIV/0! | #DIV/0! | #DIV/0! | #DIV/0! | #DIV/0! | #DIV/0! | #DIV/0! | #DIV/0! | 9.4 | #DIV/0! | #DIV/0! | #DIV/0! | #DIV/0! | #DIV/0! | #DIV/0! | #DIV/0! | #DIV/0! | #DIV/0! | #DIV/0! | #DIV/0! | #DIV/0! | #DIV/0! | #DIV/0! | #DIV/0! | #DIV/0! | 9.4 | #DIV/0! | #DIV/0! | #DIV/0! | #DIV/0! | #DIV/0! | #DIV/0! | #DIV/0! | #DIV/0! | #DIV/0! | #DIV/0! | #DIV/0! | #DIV/0! | #DIV/0! | #DIV/0! | #DIV/0! | #DIV/0! | 9.4 | #DIV/0! | #DIV/0! | #DIV/0! | #DIV/0! | #DIV/0! | #DIV/0! | #DIV/0! | #DIV/0! | #DIV/0! | #DIV/0! | #DIV/0! | #DIV/0! | #DIV/0! | #DIV/0! | #DIV/0! | #DIV/0! | 9.4 | #DIV/0! | #DIV/0! | #DIV/0! | #DIV/0! | #DIV/0! | #DIV/0! | #DIV/0! | #DIV/0! | #DIV/0! | #DIV/0! | #DIV/0! | #DIV/0! | #DIV/0! | #DIV/0! | #DIV/0! | #DIV/0! | 9.4 | #DIV/0! | #DIV/0! | #DIV/0! | #DIV/0! | #DIV/0! | #DIV/0! | #DIV/0! | #DIV/0! | #DIV/0! | #DIV/0! | #DIV/0! | #DIV/0! | #DIV/0! | #DIV/0! | #DIV/0! | #DIV/0! | 9.4 | #DIV/0! | #DIV/0! | #DIV/0! | #DIV/0! | #DIV/0! | #DIV/0! | #DIV/0! | #DIV/0! | #DIV/0! | #DIV/0! | #DIV/0! | #DIV/0! | #DIV/0!
[12 empty] | -123.2014 | 4708.6585 | 3187.6392 | 9.5 | 15.0623 | 90.0087 | 2862.3595 | 4887.0294 | 2862.3595 | 4887.0294 | 4.2813 | 5.4822 | 1 | 1 | 2862.3595 | 4887.0294 |  | #DIV/0! | #DIV/0! | #DIV/0! | 9.5 | #DIV/0! | #DIV/0! | #DIV/0! | #DIV/0! | #DIV/0! | #DIV/0! | #DIV/0! | #DIV/0! | #DIV/0! | #DIV/0! | #DIV/0! | #DIV/0! | #DIV/0! | #DIV/0! | #DIV/0! | #DIV/0! | 9.5 | #DIV/0! | #DIV/0! | #DIV/0! | #DIV/0! | #DIV/0! | #DIV/0! | #DIV/0! | #DIV/0! | #DIV/0! | #DIV/0! | #DIV/0! | #DIV/0! | #DIV/0! | #DIV/0! | #DIV/0! | #DIV/0! | 9.5 | #DIV/0! | #DIV/0! | #DIV/0! | #DIV/0! | #DIV/0! | #DIV/0! | #DIV/0! | #DIV/0! | #DIV/0! | #DIV/0! | #DIV/0! | #DIV/0! | #DIV/0! | #DIV/0! | #DIV/0! | #DIV/0! | 9.5 | #DIV/0! | #DIV/0! | #DIV/0! | #DIV/0! | #DIV/0! | #DIV/0! | #DIV/0! | #DIV/0! | #DIV/0! | #DIV/0! | #DIV/0! | #DIV/0! | #DIV/0! | #DIV/0! | #DIV/0! | #DIV/0! | 9.5 | #DIV/0! | #DIV/0! | #DIV/0! | #DIV/0! | #DIV/0! | #DIV/0! | #DIV/0! | #DIV/0! | #DIV/0! | #DIV/0! | #DIV/0! | #DIV/0! | #DIV/0! | #DIV/0! | #DIV/0! | #DIV/0! | 9.5 | #DIV/0! | #DIV/0! | #DIV/0! | #DIV/0! | #DIV/0! | #DIV/0! | #DIV/0! | #DIV/0! | #DIV/0! | #DIV/0! | #DIV/0! | #DIV/0! | #DIV/0! | #DIV/0! | #DIV/0! | #DIV/0! | 9.5 | #DIV/0! | #DIV/0! | #DIV/0! | #DIV/0! | #DIV/0! | #DIV/0! | #DIV/0! | #DIV/0! | #DIV/0! | #DIV/0! | #DIV/0! | #DIV/0! | #DIV/0!
[12 empty] | -125.9392 | 4738.8023 | 3171.4742 | 9.6 | 15.2194 | 89.9823 | 2862.5253 | 4886.7637 | 2862.5253 | 4886.7637 | 4.3262 | 5.5391 | 1 | 1 | 2862.5253 | 4886.7637 |  | #DIV/0! | #DIV/0! | #DIV/0! | 9.6 | #DIV/0! | #DIV/0! | #DIV/0! | #DIV/0! | #DIV/0! | #DIV/0! | #DIV/0! | #DIV/0! | #DIV/0! | #DIV/0! | #DIV/0! | #DIV/0! | #DIV/0! | #DIV/0! | #DIV/0! | #DIV/0! | 9.6 | #DIV/0! | #DIV/0! | #DIV/0! | #DIV/0! | #DIV/0! | #DIV/0! | #DIV/0! | #DIV/0! | #DIV/0! | #DIV/0! | #DIV/0! | #DIV/0! | #DIV/0! | #DIV/0! | #DIV/0! | #DIV/0! | 9.6 | #DIV/0! | #DIV/0! | #DIV/0! | #DIV/0! | #DIV/0! | #DIV/0! | #DIV/0! | #DIV/0! | #DIV/0! | #DIV/0! | #DIV/0! | #DIV/0! | #DIV/0! | #DIV/0! | #DIV/0! | #DIV/0! | 9.6 | #DIV/0! | #DIV/0! | #DIV/0! | #DIV/0! | #DIV/0! | #DIV/0! | #DIV/0! | #DIV/0! | #DIV/0! | #DIV/0! | #DIV/0! | #DIV/0! | #DIV/0! | #DIV/0! | #DIV/0! | #DIV/0! | 9.6 | #DIV/0! | #DIV/0! | #DIV/0! | #DIV/0! | #DIV/0! | #DIV/0! | #DIV/0! | #DIV/0! | #DIV/0! | #DIV/0! | #DIV/0! | #DIV/0! | #DIV/0! | #DIV/0! | #DIV/0! | #DIV/0! | 9.6 | #DIV/0! | #DIV/0! | #DIV/0! | #DIV/0! | #DIV/0! | #DIV/0! | #DIV/0! | #DIV/0! | #DIV/0! | #DIV/0! | #DIV/0! | #DIV/0! | #DIV/0! | #DIV/0! | #DIV/0! | #DIV/0! | 9.6 | #DIV/0! | #DIV/0! | #DIV/0! | #DIV/0! | #DIV/0! | #DIV/0! | #DIV/0! | #DIV/0! | #DIV/0! | #DIV/0! | #DIV/0! | #DIV/0! | #DIV/0!
[12 empty] | -128.677 | 4769.0906 | 3155.44 | 9.7 | 15.3764 | 89.9556 | 2862.6928 | 4886.4953 | 2862.6928 | 4886.4953 | 4.3711 | 5.5959 | 1 | 1 | 2862.6928 | 4886.4953 |  | #DIV/0! | #DIV/0! | #DIV/0! | 9.7 | #DIV/0! | #DIV/0! | #DIV/0! | #DIV/0! | #DIV/0! | #DIV/0! | #DIV/0! | #DIV/0! | #DIV/0! | #DIV/0! | #DIV/0! | #DIV/0! | #DIV/0! | #DIV/0! | #DIV/0! | #DIV/0! | 9.7 | #DIV/0! | #DIV/0! | #DIV/0! | #DIV/0! | #DIV/0! | #DIV/0! | #DIV/0! | #DIV/0! | #DIV/0! | #DIV/0! | #DIV/0! | #DIV/0! | #DIV/0! | #DIV/0! | #DIV/0! | #DIV/0! | 9.7 | #DIV/0! | #DIV/0! | #DIV/0! | #DIV/0! | #DIV/0! | #DIV/0! | #DIV/0! | #DIV/0! | #DIV/0! | #DIV/0! | #DIV/0! | #DIV/0! | #DIV/0! | #DIV/0! | #DIV/0! | #DIV/0! | 9.7 | #DIV/0! | #DIV/0! | #DIV/0! | #DIV/0! | #DIV/0! | #DIV/0! | #DIV/0! | #DIV/0! | #DIV/0! | #DIV/0! | #DIV/0! | #DIV/0! | #DIV/0! | #DIV/0! | #DIV/0! | #DIV/0! | 9.7 | #DIV/0! | #DIV/0! | #DIV/0! | #DIV/0! | #DIV/0! | #DIV/0! | #DIV/0! | #DIV/0! | #DIV/0! | #DIV/0! | #DIV/0! | #DIV/0! | #DIV/0! | #DIV/0! | #DIV/0! | #DIV/0! | 9.7 | #DIV/0! | #DIV/0! | #DIV/0! | #DIV/0! | #DIV/0! | #DIV/0! | #DIV/0! | #DIV/0! | #DIV/0! | #DIV/0! | #DIV/0! | #DIV/0! | #DIV/0! | #DIV/0! | #DIV/0! | #DIV/0! | 9.7 | #DIV/0! | #DIV/0! | #DIV/0! | #DIV/0! | #DIV/0! | #DIV/0! | #DIV/0! | #DIV/0! | #DIV/0! | #DIV/0! | #DIV/0! | #DIV/0! | #DIV/0!
[12 empty] | -131.4148 | 4799.5224 | 3139.5359 | 9.8 | 15.5334 | 89.9286 | 2862.862 | 4886.2241 | 2862.862 | 4886.2241 | 4.4159 | 5.6527 | 1 | 1 | 2862.862 | 4886.2241 |  | #DIV/0! | #DIV/0! | #DIV/0! | 9.8 | #DIV/0! | #DIV/0! | #DIV/0! | #DIV/0! | #DIV/0! | #DIV/0! | #DIV/0! | #DIV/0! | #DIV/0! | #DIV/0! | #DIV/0! | #DIV/0! | #DIV/0! | #DIV/0! | #DIV/0! | #DIV/0! | 9.8 | #DIV/0! | #DIV/0! | #DIV/0! | #DIV/0! | #DIV/0! | #DIV/0! | #DIV/0! | #DIV/0! | #DIV/0! | #DIV/0! | #DIV/0! | #DIV/0! | #DIV/0! | #DIV/0! | #DIV/0! | #DIV/0! | 9.8 | #DIV/0! | #DIV/0! | #DIV/0! | #DIV/0! | #DIV/0! | #DIV/0! | #DIV/0! | #DIV/0! | #DIV/0! | #DIV/0! | #DIV/0! | #DIV/0! | #DIV/0! | #DIV/0! | #DIV/0! | #DIV/0! | 9.8 | #DIV/0! | #DIV/0! | #DIV/0! | #DIV/0! | #DIV/0! | #DIV/0! | #DIV/0! | #DIV/0! | #DIV/0! | #DIV/0! | #DIV/0! | #DIV/0! | #DIV/0! | #DIV/0! | #DIV/0! | #DIV/0! | 9.8 | #DIV/0! | #DIV/0! | #DIV/0! | #DIV/0! | #DIV/0! | #DIV/0! | #DIV/0! | #DIV/0! | #DIV/0! | #DIV/0! | #DIV/0! | #DIV/0! | #DIV/0! | #DIV/0! | #DIV/0! | #DIV/0! | 9.8 | #DIV/0! | #DIV/0! | #DIV/0! | #DIV/0! | #DIV/0! | #DIV/0! | #DIV/0! | #DIV/0! | #DIV/0! | #DIV/0! | #DIV/0! | #DIV/0! | #DIV/0! | #DIV/0! | #DIV/0! | #DIV/0! | 9.8 | #DIV/0! | #DIV/0! | #DIV/0! | #DIV/0! | #DIV/0! | #DIV/0! | #DIV/0! | #DIV/0! | #DIV/0! | #DIV/0! | #DIV/0! | #DIV/0! | #DIV/0!
[12 empty] | -134.1526 | 4830.0965 | 3123.7609 | 9.9 | 15.6903 | 89.9013 | 2863.033 | 4885.9502 | 2863.033 | 4885.9502 | 4.4608 | 5.7095 | 1 | 1 | 2863.033 | 4885.9502 |  | #DIV/0! | #DIV/0! | #DIV/0! | 9.9 | #DIV/0! | #DIV/0! | #DIV/0! | #DIV/0! | #DIV/0! | #DIV/0! | #DIV/0! | #DIV/0! | #DIV/0! | #DIV/0! | #DIV/0! | #DIV/0! | #DIV/0! | #DIV/0! | #DIV/0! | #DIV/0! | 9.9 | #DIV/0! | #DIV/0! | #DIV/0! | #DIV/0! | #DIV/0! | #DIV/0! | #DIV/0! | #DIV/0! | #DIV/0! | #DIV/0! | #DIV/0! | #DIV/0! | #DIV/0! | #DIV/0! | #DIV/0! | #DIV/0! | 9.9 | #DIV/0! | #DIV/0! | #DIV/0! | #DIV/0! | #DIV/0! | #DIV/0! | #DIV/0! | #DIV/0! | #DIV/0! | #DIV/0! | #DIV/0! | #DIV/0! | #DIV/0! | #DIV/0! | #DIV/0! | #DIV/0! | 9.9 | #DIV/0! | #DIV/0! | #DIV/0! | #DIV/0! | #DIV/0! | #DIV/0! | #DIV/0! | #DIV/0! | #DIV/0! | #DIV/0! | #DIV/0! | #DIV/0! | #DIV/0! | #DIV/0! | #DIV/0! | #DIV/0! | 9.9 | #DIV/0! | #DIV/0! | #DIV/0! | #DIV/0! | #DIV/0! | #DIV/0! | #DIV/0! | #DIV/0! | #DIV/0! | #DIV/0! | #DIV/0! | #DIV/0! | #DIV/0! | #DIV/0! | #DIV/0! | #DIV/0! | 9.9 | #DIV/0! | #DIV/0! | #DIV/0! | #DIV/0! | #DIV/0! | #DIV/0! | #DIV/0! | #DIV/0! | #DIV/0! | #DIV/0! | #DIV/0! | #DIV/0! | #DIV/0! | #DIV/0! | #DIV/0! | #DIV/0! | 9.9 | #DIV/0! | #DIV/0! | #DIV/0! | #DIV/0! | #DIV/0! | #DIV/0! | #DIV/0! | #DIV/0! | #DIV/0! | #DIV/0! | #DIV/0! | #DIV/0! | #DIV/0!
[12 empty] | -136.8904 | 4860.812 | 3108.1145 | 10 | 15.8472 | 89.8738 | 2863.2057 | 4885.6735 | 2863.2057 | 4885.6735 | 4.5057 | 5.7663 | 1 | 1 | 2863.2057 | 4885.6735 |  | #DIV/0! | #DIV/0! | #DIV/0! | 10 | #DIV/0! | #DIV/0! | #DIV/0! | #DIV/0! | #DIV/0! | #DIV/0! | #DIV/0! | #DIV/0! | #DIV/0! | #DIV/0! | #DIV/0! | #DIV/0! | #DIV/0! | #DIV/0! | #DIV/0! | #DIV/0! | 10 | #DIV/0! | #DIV/0! | #DIV/0! | #DIV/0! | #DIV/0! | #DIV/0! | #DIV/0! | #DIV/0! | #DIV/0! | #DIV/0! | #DIV/0! | #DIV/0! | #DIV/0! | #DIV/0! | #DIV/0! | #DIV/0! | 10 | #DIV/0! | #DIV/0! | #DIV/0! | #DIV/0! | #DIV/0! | #DIV/0! | #DIV/0! | #DIV/0! | #DIV/0! | #DIV/0! | #DIV/0! | #DIV/0! | #DIV/0! | #DIV/0! | #DIV/0! | #DIV/0! | 10 | #DIV/0! | #DIV/0! | #DIV/0! | #DIV/0! | #DIV/0! | #DIV/0! | #DIV/0! | #DIV/0! | #DIV/0! | #DIV/0! | #DIV/0! | #DIV/0! | #DIV/0! | #DIV/0! | #DIV/0! | #DIV/0! | 10 | #DIV/0! | #DIV/0! | #DIV/0! | #DIV/0! | #DIV/0! | #DIV/0! | #DIV/0! | #DIV/0! | #DIV/0! | #DIV/0! | #DIV/0! | #DIV/0! | #DIV/0! | #DIV/0! | #DIV/0! | #DIV/0! | 10 | #DIV/0! | #DIV/0! | #DIV/0! | #DIV/0! | #DIV/0! | #DIV/0! | #DIV/0! | #DIV/0! | #DIV/0! | #DIV/0! | #DIV/0! | #DIV/0! | #DIV/0! | #DIV/0! | #DIV/0! | #DIV/0! | 10 | #DIV/0! | #DIV/0! | #DIV/0! | #DIV/0! | #DIV/0! | #DIV/0! | #DIV/0! | #DIV/0! | #DIV/0! | #DIV/0! | #DIV/0! | #DIV/0! | #DIV/0!
[15 empty] | 10.1 | 16.004 | 89.846 | 2863.3802 | 4885.3941 | 2863.3802 | 4885.3941 | 4.5506 | 5.823 | 1 | 1 | 2863.3802 | 4885.3941 |  |  |  |  | 10.1 | #DIV/0! | #DIV/0! | #DIV/0! | #DIV/0! | #DIV/0! | #DIV/0! | #DIV/0! | #DIV/0! | #DIV/0! | #DIV/0! | #DIV/0! | #DIV/0! | #DIV/0! |  |  |  | 10.1 | #DIV/0! | #DIV/0! | #DIV/0! | #DIV/0! | #DIV/0! | #DIV/0! | #DIV/0! | #DIV/0! | #DIV/0! | #DIV/0! | #DIV/0! | #DIV/0! | #DIV/0! |  |  |  | 10.1 | #DIV/0! | #DIV/0! | #DIV/0! | #DIV/0! | #DIV/0! | #DIV/0! | #DIV/0! | #DIV/0! | #DIV/0! | #DIV/0! | #DIV/0! | #DIV/0! | #DIV/0! |  |  |  | 10.1 | #DIV/0! | #DIV/0! | #DIV/0! | #DIV/0! | #DIV/0! | #DIV/0! | #DIV/0! | #DIV/0! | #DIV/0! | #DIV/0! | #DIV/0! | #DIV/0! | #DIV/0! |  |  |  | 10.1 | #DIV/0! | #DIV/0! | #DIV/0! | #DIV/0! | #DIV/0! | #DIV/0! | #DIV/0! | #DIV/0! | #DIV/0! | #DIV/0! | #DIV/0! | #DIV/0! | #DIV/0! |  |  |  | 10.1 | #DIV/0! | #DIV/0! | #DIV/0! | #DIV/0! | #DIV/0! | #DIV/0! | #DIV/0! | #DIV/0! | #DIV/0! | #DIV/0! | #DIV/0! | #DIV/0! | #DIV/0! |  |  |  | 10.1 | #DIV/0! | #DIV/0! | #DIV/0! | #DIV/0! | #DIV/0! | #DIV/0! | #DIV/0! | #DIV/0! | #DIV/0! | #DIV/0! | #DIV/0! | #DIV/0! | #DIV/0!
[11 empty] | maximum |  |  |  | 10.2 | 16.1608 | 89.8179 | 2863.5563 | 4885.112 | 2863.5563 | 4885.112 | 4.5954 | 5.8797 | 1 | 1 | 2863.5563 | 4885.112 |  |  |  |  | 10.2 | #DIV/0! | #DIV/0! | #DIV/0! | #DIV/0! | #DIV/0! | #DIV/0! | #DIV/0! | #DIV/0! | #DIV/0! | #DIV/0! | #DIV/0! | #DIV/0! | #DIV/0! |  |  |  | 10.2 | #DIV/0! | #DIV/0! | #DIV/0! | #DIV/0! | #DIV/0! | #DIV/0! | #DIV/0! | #DIV/0! | #DIV/0! | #DIV/0! | #DIV/0! | #DIV/0! | #DIV/0! |  |  |  | 10.2 | #DIV/0! | #DIV/0! | #DIV/0! | #DIV/0! | #DIV/0! | #DIV/0! | #DIV/0! | #DIV/0! | #DIV/0! | #DIV/0! | #DIV/0! | #DIV/0! | #DIV/0! |  |  |  | 10.2 | #DIV/0! | #DIV/0! | #DIV/0! | #DIV/0! | #DIV/0! | #DIV/0! | #DIV/0! | #DIV/0! | #DIV/0! | #DIV/0! | #DIV/0! | #DIV/0! | #DIV/0! |  |  |  | 10.2 | #DIV/0! | #DIV/0! | #DIV/0! | #DIV/0! | #DIV/0! | #DIV/0! | #DIV/0! | #DIV/0! | #DIV/0! | #DIV/0! | #DIV/0! | #DIV/0! | #DIV/0! |  |  |  | 10.2 | #DIV/0! | #DIV/0! | #DIV/0! | #DIV/0! | #DIV/0! | #DIV/0! | #DIV/0! | #DIV/0! | #DIV/0! | #DIV/0! | #DIV/0! | #DIV/0! | #DIV/0! |  |  |  | 10.2 | #DIV/0! | #DIV/0! | #DIV/0! | #DIV/0! | #DIV/0! | #DIV/0! | #DIV/0! | #DIV/0! | #DIV/0! | #DIV/0! | #DIV/0! | #DIV/0! | #DIV/0!
[15 empty] | 10.3 | 16.3175 | 89.7896 | 2863.7343 | 4884.8272 | 2863.7343 | 4884.8272 | 4.6403 | 5.9364 | 1 | 1 | 2863.7343 | 4884.8272 |  |  |  |  | 10.3 | #DIV/0! | #DIV/0! | #DIV/0! | #DIV/0! | #DIV/0! | #DIV/0! | #DIV/0! | #DIV/0! | #DIV/0! | #DIV/0! | #DIV/0! | #DIV/0! | #DIV/0! |  |  |  | 10.3 | #DIV/0! | #DIV/0! | #DIV/0! | #DIV/0! | #DIV/0! | #DIV/0! | #DIV/0! | #DIV/0! | #DIV/0! | #DIV/0! | #DIV/0! | #DIV/0! | #DIV/0! |  |  |  | 10.3 | #DIV/0! | #DIV/0! | #DIV/0! | #DIV/0! | #DIV/0! | #DIV/0! | #DIV/0! | #DIV/0! | #DIV/0! | #DIV/0! | #DIV/0! | #DIV/0! | #DIV/0! |  |  |  | 10.3 | #DIV/0! | #DIV/0! | #DIV/0! | #DIV/0! | #DIV/0! | #DIV/0! | #DIV/0! | #DIV/0! | #DIV/0! | #DIV/0! | #DIV/0! | #DIV/0! | #DIV/0! |  |  |  | 10.3 | #DIV/0! | #DIV/0! | #DIV/0! | #DIV/0! | #DIV/0! | #DIV/0! | #DIV/0! | #DIV/0! | #DIV/0! | #DIV/0! | #DIV/0! | #DIV/0! | #DIV/0! |  |  |  | 10.3 | #DIV/0! | #DIV/0! | #DIV/0! | #DIV/0! | #DIV/0! | #DIV/0! | #DIV/0! | #DIV/0! | #DIV/0! | #DIV/0! | #DIV/0! | #DIV/0! | #DIV/0! |  |  |  | 10.3 | #DIV/0! | #DIV/0! | #DIV/0! | #DIV/0! | #DIV/0! | #DIV/0! | #DIV/0! | #DIV/0! | #DIV/0! | #DIV/0! | #DIV/0! | #DIV/0! | #DIV/0!
[15 empty] | 10.4 | 16.4742 | 89.761 | 2863.9139 | 4884.5396 | 2863.9139 | 4884.5396 | 4.6851 | 5.993 | 1 | 1 | 2863.9139 | 4884.5396 |  |  |  |  | 10.4 | #DIV/0! | #DIV/0! | #DIV/0! | #DIV/0! | #DIV/0! | #DIV/0! | #DIV/0! | #DIV/0! | #DIV/0! | #DIV/0! | #DIV/0! | #DIV/0! | #DIV/0! |  |  |  | 10.4 | #DIV/0! | #DIV/0! | #DIV/0! | #DIV/0! | #DIV/0! | #DIV/0! | #DIV/0! | #DIV/0! | #DIV/0! | #DIV/0! | #DIV/0! | #DIV/0! | #DIV/0! |  |  |  | 10.4 | #DIV/0! | #DIV/0! | #DIV/0! | #DIV/0! | #DIV/0! | #DIV/0! | #DIV/0! | #DIV/0! | #DIV/0! | #DIV/0! | #DIV/0! | #DIV/0! | #DIV/0! |  |  |  | 10.4 | #DIV/0! | #DIV/0! | #DIV/0! | #DIV/0! | #DIV/0! | #DIV/0! | #DIV/0! | #DIV/0! | #DIV/0! | #DIV/0! | #DIV/0! | #DIV/0! | #DIV/0! |  |  |  | 10.4 | #DIV/0! | #DIV/0! | #DIV/0! | #DIV/0! | #DIV/0! | #DIV/0! | #DIV/0! | #DIV/0! | #DIV/0! | #DIV/0! | #DIV/0! | #DIV/0! | #DIV/0! |  |  |  | 10.4 | #DIV/0! | #DIV/0! | #DIV/0! | #DIV/0! | #DIV/0! | #DIV/0! | #DIV/0! | #DIV/0! | #DIV/0! | #DIV/0! | #DIV/0! | #DIV/0! | #DIV/0! |  |  |  | 10.4 | #DIV/0! | #DIV/0! | #DIV/0! | #DIV/0! | #DIV/0! | #DIV/0! | #DIV/0! | #DIV/0! | #DIV/0! | #DIV/0! | #DIV/0! | #DIV/0! | #DIV/0!
[15 empty] | 10.5 | 16.6309 | 89.7321 | 2864.0953 | 4884.2492 | 2864.0953 | 4884.2492 | 4.73 | 6.0497 | 1 | 1 | 2864.0953 | 4884.2492 |  |  |  |  | 10.5 | #DIV/0! | #DIV/0! | #DIV/0! | #DIV/0! | #DIV/0! | #DIV/0! | #DIV/0! | #DIV/0! | #DIV/0! | #DIV/0! | #DIV/0! | #DIV/0! | #DIV/0! |  |  |  | 10.5 | #DIV/0! | #DIV/0! | #DIV/0! | #DIV/0! | #DIV/0! | #DIV/0! | #DIV/0! | #DIV/0! | #DIV/0! | #DIV/0! | #DIV/0! | #DIV/0! | #DIV/0! |  |  |  | 10.5 | #DIV/0! | #DIV/0! | #DIV/0! | #DIV/0! | #DIV/0! | #DIV/0! | #DIV/0! | #DIV/0! | #DIV/0! | #DIV/0! | #DIV/0! | #DIV/0! | #DIV/0! |  |  |  | 10.5 | #DIV/0! | #DIV/0! | #DIV/0! | #DIV/0! | #DIV/0! | #DIV/0! | #DIV/0! | #DIV/0! | #DIV/0! | #DIV/0! | #DIV/0! | #DIV/0! | #DIV/0! |  |  |  | 10.5 | #DIV/0! | #DIV/0! | #DIV/0! | #DIV/0! | #DIV/0! | #DIV/0! | #DIV/0! | #DIV/0! | #DIV/0! | #DIV/0! | #DIV/0! | #DIV/0! | #DIV/0! |  |  |  | 10.5 | #DIV/0! | #DIV/0! | #DIV/0! | #DIV/0! | #DIV/0! | #DIV/0! | #DIV/0! | #DIV/0! | #DIV/0! | #DIV/0! | #DIV/0! | #DIV/0! | #DIV/0! |  |  |  | 10.5 | #DIV/0! | #DIV/0! | #DIV/0! | #DIV/0! | #DIV/0! | #DIV/0! | #DIV/0! | #DIV/0! | #DIV/0! | #DIV/0! | #DIV/0! | #DIV/0! | #DIV/0!
[15 empty] | 10.6 | 16.7874 | 89.7029 | 2864.2784 | 4883.9562 | 2864.2784 | 4883.9562 | 4.7748 | 6.1063 | 1 | 1 | 2864.2784 | 4883.9562 |  |  |  |  | 10.6 | #DIV/0! | #DIV/0! | #DIV/0! | #DIV/0! | #DIV/0! | #DIV/0! | #DIV/0! | #DIV/0! | #DIV/0! | #DIV/0! | #DIV/0! | #DIV/0! | #DIV/0! |  |  |  | 10.6 | #DIV/0! | #DIV/0! | #DIV/0! | #DIV/0! | #DIV/0! | #DIV/0! | #DIV/0! | #DIV/0! | #DIV/0! | #DIV/0! | #DIV/0! | #DIV/0! | #DIV/0! |  |  |  | 10.6 | #DIV/0! | #DIV/0! | #DIV/0! | #DIV/0! | #DIV/0! | #DIV/0! | #DIV/0! | #DIV/0! | #DIV/0! | #DIV/0! | #DIV/0! | #DIV/0! | #DIV/0! |  |  |  | 10.6 | #DIV/0! | #DIV/0! | #DIV/0! | #DIV/0! | #DIV/0! | #DIV/0! | #DIV/0! | #DIV/0! | #DIV/0! | #DIV/0! | #DIV/0! | #DIV/0! | #DIV/0! |  |  |  | 10.6 | #DIV/0! | #DIV/0! | #DIV/0! | #DIV/0! | #DIV/0! | #DIV/0! | #DIV/0! | #DIV/0! | #DIV/0! | #DIV/0! | #DIV/0! | #DIV/0! | #DIV/0! |  |  |  | 10.6 | #DIV/0! | #DIV/0! | #DIV/0! | #DIV/0! | #DIV/0! | #DIV/0! | #DIV/0! | #DIV/0! | #DIV/0! | #DIV/0! | #DIV/0! | #DIV/0! | #DIV/0! |  |  |  | 10.6 | #DIV/0! | #DIV/0! | #DIV/0! | #DIV/0! | #DIV/0! | #DIV/0! | #DIV/0! | #DIV/0! | #DIV/0! | #DIV/0! | #DIV/0! | #DIV/0! | #DIV/0!
[15 empty] | 10.7 | 16.944 | 89.6735 | 2864.4633 | 4883.6604 | 2864.4633 | 4883.6604 | 4.8197 | 6.1628 | 1 | 1 | 2864.4633 | 4883.6604 |  |  |  |  | 10.7 | #DIV/0! | #DIV/0! | #DIV/0! | #DIV/0! | #DIV/0! | #DIV/0! | #DIV/0! | #DIV/0! | #DIV/0! | #DIV/0! | #DIV/0! | #DIV/0! | #DIV/0! |  |  |  | 10.7 | #DIV/0! | #DIV/0! | #DIV/0! | #DIV/0! | #DIV/0! | #DIV/0! | #DIV/0! | #DIV/0! | #DIV/0! | #DIV/0! | #DIV/0! | #DIV/0! | #DIV/0! |  |  |  | 10.7 | #DIV/0! | #DIV/0! | #DIV/0! | #DIV/0! | #DIV/0! | #DIV/0! | #DIV/0! | #DIV/0! | #DIV/0! | #DIV/0! | #DIV/0! | #DIV/0! | #DIV/0! |  |  |  | 10.7 | #DIV/0! | #DIV/0! | #DIV/0! | #DIV/0! | #DIV/0! | #DIV/0! | #DIV/0! | #DIV/0! | #DIV/0! | #DIV/0! | #DIV/0! | #DIV/0! | #DIV/0! |  |  |  | 10.7 | #DIV/0! | #DIV/0! | #DIV/0! | #DIV/0! | #DIV/0! | #DIV/0! | #DIV/0! | #DIV/0! | #DIV/0! | #DIV/0! | #DIV/0! | #DIV/0! | #DIV/0! |  |  |  | 10.7 | #DIV/0! | #DIV/0! | #DIV/0! | #DIV/0! | #DIV/0! | #DIV/0! | #DIV/0! | #DIV/0! | #DIV/0! | #DIV/0! | #DIV/0! | #DIV/0! | #DIV/0! |  |  |  | 10.7 | #DIV/0! | #DIV/0! | #DIV/0! | #DIV/0! | #DIV/0! | #DIV/0! | #DIV/0! | #DIV/0! | #DIV/0! | #DIV/0! | #DIV/0! | #DIV/0! | #DIV/0!
[15 empty] | 10.8 | 17.1005 | 89.6438 | 2864.6499 | 4883.3618 | 2864.6499 | 4883.3618 | 4.8645 | 6.2194 | 1 | 1 | 2864.6499 | 4883.3618 |  |  |  |  | 10.8 | #DIV/0! | #DIV/0! | #DIV/0! | #DIV/0! | #DIV/0! | #DIV/0! | #DIV/0! | #DIV/0! | #DIV/0! | #DIV/0! | #DIV/0! | #DIV/0! | #DIV/0! |  |  |  | 10.8 | #DIV/0! | #DIV/0! | #DIV/0! | #DIV/0! | #DIV/0! | #DIV/0! | #DIV/0! | #DIV/0! | #DIV/0! | #DIV/0! | #DIV/0! | #DIV/0! | #DIV/0! |  |  |  | 10.8 | #DIV/0! | #DIV/0! | #DIV/0! | #DIV/0! | #DIV/0! | #DIV/0! | #DIV/0! | #DIV/0! | #DIV/0! | #DIV/0! | #DIV/0! | #DIV/0! | #DIV/0! |  |  |  | 10.8 | #DIV/0! | #DIV/0! | #DIV/0! | #DIV/0! | #DIV/0! | #DIV/0! | #DIV/0! | #DIV/0! | #DIV/0! | #DIV/0! | #DIV/0! | #DIV/0! | #DIV/0! |  |  |  | 10.8 | #DIV/0! | #DIV/0! | #DIV/0! | #DIV/0! | #DIV/0! | #DIV/0! | #DIV/0! | #DIV/0! | #DIV/0! | #DIV/0! | #DIV/0! | #DIV/0! | #DIV/0! |  |  |  | 10.8 | #DIV/0! | #DIV/0! | #DIV/0! | #DIV/0! | #DIV/0! | #DIV/0! | #DIV/0! | #DIV/0! | #DIV/0! | #DIV/0! | #DIV/0! | #DIV/0! | #DIV/0! |  |  |  | 10.8 | #DIV/0! | #DIV/0! | #DIV/0! | #DIV/0! | #DIV/0! | #DIV/0! | #DIV/0! | #DIV/0! | #DIV/0! | #DIV/0! | #DIV/0! | #DIV/0! | #DIV/0!
[15 empty] | 10.9 | 17.2569 | 89.6138 | 2864.8382 | 4883.0606 | 2864.8382 | 4883.0606 | 4.9093 | 6.2759 | 1 | 1 | 2864.8382 | 4883.0606 |  |  |  |  | 10.9 | #DIV/0! | #DIV/0! | #DIV/0! | #DIV/0! | #DIV/0! | #DIV/0! | #DIV/0! | #DIV/0! | #DIV/0! | #DIV/0! | #DIV/0! | #DIV/0! | #DIV/0! |  |  |  | 10.9 | #DIV/0! | #DIV/0! | #DIV/0! | #DIV/0! | #DIV/0! | #DIV/0! | #DIV/0! | #DIV/0! | #DIV/0! | #DIV/0! | #DIV/0! | #DIV/0! | #DIV/0! |  |  |  | 10.9 | #DIV/0! | #DIV/0! | #DIV/0! | #DIV/0! | #DIV/0! | #DIV/0! | #DIV/0! | #DIV/0! | #DIV/0! | #DIV/0! | #DIV/0! | #DIV/0! | #DIV/0! |  |  |  | 10.9 | #DIV/0! | #DIV/0! | #DIV/0! | #DIV/0! | #DIV/0! | #DIV/0! | #DIV/0! | #DIV/0! | #DIV/0! | #DIV/0! | #DIV/0! | #DIV/0! | #DIV/0! |  |  |  | 10.9 | #DIV/0! | #DIV/0! | #DIV/0! | #DIV/0! | #DIV/0! | #DIV/0! | #DIV/0! | #DIV/0! | #DIV/0! | #DIV/0! | #DIV/0! | #DIV/0! | #DIV/0! |  |  |  | 10.9 | #DIV/0! | #DIV/0! | #DIV/0! | #DIV/0! | #DIV/0! | #DIV/0! | #DIV/0! | #DIV/0! | #DIV/0! | #DIV/0! | #DIV/0! | #DIV/0! | #DIV/0! |  |  |  | 10.9 | #DIV/0! | #DIV/0! | #DIV/0! | #DIV/0! | #DIV/0! | #DIV/0! | #DIV/0! | #DIV/0! | #DIV/0! | #DIV/0! | #DIV/0! | #DIV/0! | #DIV/0!
[15 empty] | 11 | 17.4133 | 89.5836 | 2865.0282 | 4882.7566 | 2865.0282 | 4882.7566 | 4.9541 | 6.3323 | 1 | 1 | 2865.0282 | 4882.7566 |  |  |  |  | 11 | #DIV/0! | #DIV/0! | #DIV/0! | #DIV/0! | #DIV/0! | #DIV/0! | #DIV/0! | #DIV/0! | #DIV/0! | #DIV/0! | #DIV/0! | #DIV/0! | #DIV/0! |  |  |  | 11 | #DIV/0! | #DIV/0! | #DIV/0! | #DIV/0! | #DIV/0! | #DIV/0! | #DIV/0! | #DIV/0! | #DIV/0! | #DIV/0! | #DIV/0! | #DIV/0! | #DIV/0! |  |  |  | 11 | #DIV/0! | #DIV/0! | #DIV/0! | #DIV/0! | #DIV/0! | #DIV/0! | #DIV/0! | #DIV/0! | #DIV/0! | #DIV/0! | #DIV/0! | #DIV/0! | #DIV/0! |  |  |  | 11 | #DIV/0! | #DIV/0! | #DIV/0! | #DIV/0! | #DIV/0! | #DIV/0! | #DIV/0! | #DIV/0! | #DIV/0! | #DIV/0! | #DIV/0! | #DIV/0! | #DIV/0! |  |  |  | 11 | #DIV/0! | #DIV/0! | #DIV/0! | #DIV/0! | #DIV/0! | #DIV/0! | #DIV/0! | #DIV/0! | #DIV/0! | #DIV/0! | #DIV/0! | #DIV/0! | #DIV/0! |  |  |  | 11 | #DIV/0! | #DIV/0! | #DIV/0! | #DIV/0! | #DIV/0! | #DIV/0! | #DIV/0! | #DIV/0! | #DIV/0! | #DIV/0! | #DIV/0! | #DIV/0! | #DIV/0! |  |  |  | 11 | #DIV/0! | #DIV/0! | #DIV/0! | #DIV/0! | #DIV/0! | #DIV/0! | #DIV/0! | #DIV/0! | #DIV/0! | #DIV/0! | #DIV/0! | #DIV/0! | #DIV/0!
[15 empty] | 11.1 | 17.5696 | 89.553 | 2865.22 | 4882.4499 | 2865.22 | 4882.4499 | 4.9989 | 6.3888 | 1 | 1 | 2865.22 | 4882.4499 |  |  |  |  | 11.1 | #DIV/0! | #DIV/0! | #DIV/0! | #DIV/0! | #DIV/0! | #DIV/0! | #DIV/0! | #DIV/0! | #DIV/0! | #DIV/0! | #DIV/0! | #DIV/0! | #DIV/0! |  |  |  | 11.1 | #DIV/0! | #DIV/0! | #DIV/0! | #DIV/0! | #DIV/0! | #DIV/0! | #DIV/0! | #DIV/0! | #DIV/0! | #DIV/0! | #DIV/0! | #DIV/0! | #DIV/0! |  |  |  | 11.1 | #DIV/0! | #DIV/0! | #DIV/0! | #DIV/0! | #DIV/0! | #DIV/0! | #DIV/0! | #DIV/0! | #DIV/0! | #DIV/0! | #DIV/0! | #DIV/0! | #DIV/0! |  |  |  | 11.1 | #DIV/0! | #DIV/0! | #DIV/0! | #DIV/0! | #DIV/0! | #DIV/0! | #DIV/0! | #DIV/0! | #DIV/0! | #DIV/0! | #DIV/0! | #DIV/0! | #DIV/0! |  |  |  | 11.1 | #DIV/0! | #DIV/0! | #DIV/0! | #DIV/0! | #DIV/0! | #DIV/0! | #DIV/0! | #DIV/0! | #DIV/0! | #DIV/0! | #DIV/0! | #DIV/0! | #DIV/0! |  |  |  | 11.1 | #DIV/0! | #DIV/0! | #DIV/0! | #DIV/0! | #DIV/0! | #DIV/0! | #DIV/0! | #DIV/0! | #DIV/0! | #DIV/0! | #DIV/0! | #DIV/0! | #DIV/0! |  |  |  | 11.1 | #DIV/0! | #DIV/0! | #DIV/0! | #DIV/0! | #DIV/0! | #DIV/0! | #DIV/0! | #DIV/0! | #DIV/0! | #DIV/0! | #DIV/0! | #DIV/0! | #DIV/0!
[15 empty] | 11.2 | 17.7259 | 89.5222 | 2865.4135 | 4882.1405 | 2865.4135 | 4882.1405 | 5.0437 | 6.4452 | 1 | 1 | 2865.4135 | 4882.1405 |  |  |  |  | 11.2 | #DIV/0! | #DIV/0! | #DIV/0! | #DIV/0! | #DIV/0! | #DIV/0! | #DIV/0! | #DIV/0! | #DIV/0! | #DIV/0! | #DIV/0! | #DIV/0! | #DIV/0! |  |  |  | 11.2 | #DIV/0! | #DIV/0! | #DIV/0! | #DIV/0! | #DIV/0! | #DIV/0! | #DIV/0! | #DIV/0! | #DIV/0! | #DIV/0! | #DIV/0! | #DIV/0! | #DIV/0! |  |  |  | 11.2 | #DIV/0! | #DIV/0! | #DIV/0! | #DIV/0! | #DIV/0! | #DIV/0! | #DIV/0! | #DIV/0! | #DIV/0! | #DIV/0! | #DIV/0! | #DIV/0! | #DIV/0! |  |  |  | 11.2 | #DIV/0! | #DIV/0! | #DIV/0! | #DIV/0! | #DIV/0! | #DIV/0! | #DIV/0! | #DIV/0! | #DIV/0! | #DIV/0! | #DIV/0! | #DIV/0! | #DIV/0! |  |  |  | 11.2 | #DIV/0! | #DIV/0! | #DIV/0! | #DIV/0! | #DIV/0! | #DIV/0! | #DIV/0! | #DIV/0! | #DIV/0! | #DIV/0! | #DIV/0! | #DIV/0! | #DIV/0! |  |  |  | 11.2 | #DIV/0! | #DIV/0! | #DIV/0! | #DIV/0! | #DIV/0! | #DIV/0! | #DIV/0! | #DIV/0! | #DIV/0! | #DIV/0! | #DIV/0! | #DIV/0! | #DIV/0! |  |  |  | 11.2 | #DIV/0! | #DIV/0! | #DIV/0! | #DIV/0! | #DIV/0! | #DIV/0! | #DIV/0! | #DIV/0! | #DIV/0! | #DIV/0! | #DIV/0! | #DIV/0! | #DIV/0!
[15 empty] | 11.3 | 17.8821 | 89.4911 | 2865.6088 | 4881.8284 | 2865.6088 | 4881.8284 | 5.0885 | 6.5016 | 1 | 1 | 2865.6088 | 4881.8284 |  |  |  |  | 11.3 | #DIV/0! | #DIV/0! | #DIV/0! | #DIV/0! | #DIV/0! | #DIV/0! | #DIV/0! | #DIV/0! | #DIV/0! | #DIV/0! | #DIV/0! | #DIV/0! | #DIV/0! |  |  |  | 11.3 | #DIV/0! | #DIV/0! | #DIV/0! | #DIV/0! | #DIV/0! | #DIV/0! | #DIV/0! | #DIV/0! | #DIV/0! | #DIV/0! | #DIV/0! | #DIV/0! | #DIV/0! |  |  |  | 11.3 | #DIV/0! | #DIV/0! | #DIV/0! | #DIV/0! | #DIV/0! | #DIV/0! | #DIV/0! | #DIV/0! | #DIV/0! | #DIV/0! | #DIV/0! | #DIV/0! | #DIV/0! |  |  |  | 11.3 | #DIV/0! | #DIV/0! | #DIV/0! | #DIV/0! | #DIV/0! | #DIV/0! | #DIV/0! | #DIV/0! | #DIV/0! | #DIV/0! | #DIV/0! | #DIV/0! | #DIV/0! |  |  |  | 11.3 | #DIV/0! | #DIV/0! | #DIV/0! | #DIV/0! | #DIV/0! | #DIV/0! | #DIV/0! | #DIV/0! | #DIV/0! | #DIV/0! | #DIV/0! | #DIV/0! | #DIV/0! |  |  |  | 11.3 | #DIV/0! | #DIV/0! | #DIV/0! | #DIV/0! | #DIV/0! | #DIV/0! | #DIV/0! | #DIV/0! | #DIV/0! | #DIV/0! | #DIV/0! | #DIV/0! | #DIV/0! |  |  |  | 11.3 | #DIV/0! | #DIV/0! | #DIV/0! | #DIV/0! | #DIV/0! | #DIV/0! | #DIV/0! | #DIV/0! | #DIV/0! | #DIV/0! | #DIV/0! | #DIV/0! | #DIV/0!
[15 empty] | 11.4 | 18.0383 | 89.4598 | 2865.8058 | 4881.5135 | 2865.8058 | 4881.5135 | 5.1333 | 6.558 | 1 | 1 | 2865.8058 | 4881.5135 |  |  |  |  | 11.4 | #DIV/0! | #DIV/0! | #DIV/0! | #DIV/0! | #DIV/0! | #DIV/0! | #DIV/0! | #DIV/0! | #DIV/0! | #DIV/0! | #DIV/0! | #DIV/0! | #DIV/0! |  |  |  | 11.4 | #DIV/0! | #DIV/0! | #DIV/0! | #DIV/0! | #DIV/0! | #DIV/0! | #DIV/0! | #DIV/0! | #DIV/0! | #DIV/0! | #DIV/0! | #DIV/0! | #DIV/0! |  |  |  | 11.4 | #DIV/0! | #DIV/0! | #DIV/0! | #DIV/0! | #DIV/0! | #DIV/0! | #DIV/0! | #DIV/0! | #DIV/0! | #DIV/0! | #DIV/0! | #DIV/0! | #DIV/0! |  |  |  | 11.4 | #DIV/0! | #DIV/0! | #DIV/0! | #DIV/0! | #DIV/0! | #DIV/0! | #DIV/0! | #DIV/0! | #DIV/0! | #DIV/0! | #DIV/0! | #DIV/0! | #DIV/0! |  |  |  | 11.4 | #DIV/0! | #DIV/0! | #DIV/0! | #DIV/0! | #DIV/0! | #DIV/0! | #DIV/0! | #DIV/0! | #DIV/0! | #DIV/0! | #DIV/0! | #DIV/0! | #DIV/0! |  |  |  | 11.4 | #DIV/0! | #DIV/0! | #DIV/0! | #DIV/0! | #DIV/0! | #DIV/0! | #DIV/0! | #DIV/0! | #DIV/0! | #DIV/0! | #DIV/0! | #DIV/0! | #DIV/0! |  |  |  | 11.4 | #DIV/0! | #DIV/0! | #DIV/0! | #DIV/0! | #DIV/0! | #DIV/0! | #DIV/0! | #DIV/0! | #DIV/0! | #DIV/0! | #DIV/0! | #DIV/0! | #DIV/0!
[15 empty] | 11.5 | 18.1944 | 89.4282 | 2866.0045 | 4881.1959 | 2866.0045 | 4881.1959 | 5.1781 | 6.6143 | 1 | 1 | 2866.0045 | 4881.1959 |  |  |  |  | 11.5 | #DIV/0! | #DIV/0! | #DIV/0! | #DIV/0! | #DIV/0! | #DIV/0! | #DIV/0! | #DIV/0! | #DIV/0! | #DIV/0! | #DIV/0! | #DIV/0! | #DIV/0! |  |  |  | 11.5 | #DIV/0! | #DIV/0! | #DIV/0! | #DIV/0! | #DIV/0! | #DIV/0! | #DIV/0! | #DIV/0! | #DIV/0! | #DIV/0! | #DIV/0! | #DIV/0! | #DIV/0! |  |  |  | 11.5 | #DIV/0! | #DIV/0! | #DIV/0! | #DIV/0! | #DIV/0! | #DIV/0! | #DIV/0! | #DIV/0! | #DIV/0! | #DIV/0! | #DIV/0! | #DIV/0! | #DIV/0! |  |  |  | 11.5 | #DIV/0! | #DIV/0! | #DIV/0! | #DIV/0! | #DIV/0! | #DIV/0! | #DIV/0! | #DIV/0! | #DIV/0! | #DIV/0! | #DIV/0! | #DIV/0! | #DIV/0! |  |  |  | 11.5 | #DIV/0! | #DIV/0! | #DIV/0! | #DIV/0! | #DIV/0! | #DIV/0! | #DIV/0! | #DIV/0! | #DIV/0! | #DIV/0! | #DIV/0! | #DIV/0! | #DIV/0! |  |  |  | 11.5 | #DIV/0! | #DIV/0! | #DIV/0! | #DIV/0! | #DIV/0! | #DIV/0! | #DIV/0! | #DIV/0! | #DIV/0! | #DIV/0! | #DIV/0! | #DIV/0! | #DIV/0! |  |  |  | 11.5 | #DIV/0! | #DIV/0! | #DIV/0! | #DIV/0! | #DIV/0! | #DIV/0! | #DIV/0! | #DIV/0! | #DIV/0! | #DIV/0! | #DIV/0! | #DIV/0! | #DIV/0!
[15 empty] | 11.6 | 18.3504 | 89.3963 | 2866.205 | 4880.8756 | 2866.205 | 4880.8756 | 5.2229 | 6.6706 | 1 | 1 | 2866.205 | 4880.8756 |  |  |  |  | 11.6 | #DIV/0! | #DIV/0! | #DIV/0! | #DIV/0! | #DIV/0! | #DIV/0! | #DIV/0! | #DIV/0! | #DIV/0! | #DIV/0! | #DIV/0! | #DIV/0! | #DIV/0! |  |  |  | 11.6 | #DIV/0! | #DIV/0! | #DIV/0! | #DIV/0! | #DIV/0! | #DIV/0! | #DIV/0! | #DIV/0! | #DIV/0! | #DIV/0! | #DIV/0! | #DIV/0! | #DIV/0! |  |  |  | 11.6 | #DIV/0! | #DIV/0! | #DIV/0! | #DIV/0! | #DIV/0! | #DIV/0! | #DIV/0! | #DIV/0! | #DIV/0! | #DIV/0! | #DIV/0! | #DIV/0! | #DIV/0! |  |  |  | 11.6 | #DIV/0! | #DIV/0! | #DIV/0! | #DIV/0! | #DIV/0! | #DIV/0! | #DIV/0! | #DIV/0! | #DIV/0! | #DIV/0! | #DIV/0! | #DIV/0! | #DIV/0! |  |  |  | 11.6 | #DIV/0! | #DIV/0! | #DIV/0! | #DIV/0! | #DIV/0! | #DIV/0! | #DIV/0! | #DIV/0! | #DIV/0! | #DIV/0! | #DIV/0! | #DIV/0! | #DIV/0! |  |  |  | 11.6 | #DIV/0! | #DIV/0! | #DIV/0! | #DIV/0! | #DIV/0! | #DIV/0! | #DIV/0! | #DIV/0! | #DIV/0! | #DIV/0! | #DIV/0! | #DIV/0! | #DIV/0! |  |  |  | 11.6 | #DIV/0! | #DIV/0! | #DIV/0! | #DIV/0! | #DIV/0! | #DIV/0! | #DIV/0! | #DIV/0! | #DIV/0! | #DIV/0! | #DIV/0! | #DIV/0! | #DIV/0!
[15 empty] | 11.7 | 18.5064 | 89.3641 | 2866.4071 | 4880.5526 | 2866.4071 | 4880.5526 | 5.2677 | 6.7268 | 1 | 1 | 2866.4071 | 4880.5526 |  |  |  |  | 11.7 | #DIV/0! | #DIV/0! | #DIV/0! | #DIV/0! | #DIV/0! | #DIV/0! | #DIV/0! | #DIV/0! | #DIV/0! | #DIV/0! | #DIV/0! | #DIV/0! | #DIV/0! |  |  |  | 11.7 | #DIV/0! | #DIV/0! | #DIV/0! | #DIV/0! | #DIV/0! | #DIV/0! | #DIV/0! | #DIV/0! | #DIV/0! | #DIV/0! | #DIV/0! | #DIV/0! | #DIV/0! |  |  |  | 11.7 | #DIV/0! | #DIV/0! | #DIV/0! | #DIV/0! | #DIV/0! | #DIV/0! | #DIV/0! | #DIV/0! | #DIV/0! | #DIV/0! | #DIV/0! | #DIV/0! | #DIV/0! |  |  |  | 11.7 | #DIV/0! | #DIV/0! | #DIV/0! | #DIV/0! | #DIV/0! | #DIV/0! | #DIV/0! | #DIV/0! | #DIV/0! | #DIV/0! | #DIV/0! | #DIV/0! | #DIV/0! |  |  |  | 11.7 | #DIV/0! | #DIV/0! | #DIV/0! | #DIV/0! | #DIV/0! | #DIV/0! | #DIV/0! | #DIV/0! | #DIV/0! | #DIV/0! | #DIV/0! | #DIV/0! | #DIV/0! |  |  |  | 11.7 | #DIV/0! | #DIV/0! | #DIV/0! | #DIV/0! | #DIV/0! | #DIV/0! | #DIV/0! | #DIV/0! | #DIV/0! | #DIV/0! | #DIV/0! | #DIV/0! | #DIV/0! |  |  |  | 11.7 | #DIV/0! | #DIV/0! | #DIV/0! | #DIV/0! | #DIV/0! | #DIV/0! | #DIV/0! | #DIV/0! | #DIV/0! | #DIV/0! | #DIV/0! | #DIV/0! | #DIV/0!
[15 empty] | 11.8 | 18.6624 | 89.3317 | 2866.6111 | 4880.2269 | 2866.6111 | 4880.2269 | 5.3124 | 6.7831 | 1 | 1 | 2866.6111 | 4880.2269 |  |  |  |  | 11.8 | #DIV/0! | #DIV/0! | #DIV/0! | #DIV/0! | #DIV/0! | #DIV/0! | #DIV/0! | #DIV/0! | #DIV/0! | #DIV/0! | #DIV/0! | #DIV/0! | #DIV/0! |  |  |  | 11.8 | #DIV/0! | #DIV/0! | #DIV/0! | #DIV/0! | #DIV/0! | #DIV/0! | #DIV/0! | #DIV/0! | #DIV/0! | #DIV/0! | #DIV/0! | #DIV/0! | #DIV/0! |  |  |  | 11.8 | #DIV/0! | #DIV/0! | #DIV/0! | #DIV/0! | #DIV/0! | #DIV/0! | #DIV/0! | #DIV/0! | #DIV/0! | #DIV/0! | #DIV/0! | #DIV/0! | #DIV/0! |  |  |  | 11.8 | #DIV/0! | #DIV/0! | #DIV/0! | #DIV/0! | #DIV/0! | #DIV/0! | #DIV/0! | #DIV/0! | #DIV/0! | #DIV/0! | #DIV/0! | #DIV/0! | #DIV/0! |  |  |  | 11.8 | #DIV/0! | #DIV/0! | #DIV/0! | #DIV/0! | #DIV/0! | #DIV/0! | #DIV/0! | #DIV/0! | #DIV/0! | #DIV/0! | #DIV/0! | #DIV/0! | #DIV/0! |  |  |  | 11.8 | #DIV/0! | #DIV/0! | #DIV/0! | #DIV/0! | #DIV/0! | #DIV/0! | #DIV/0! | #DIV/0! | #DIV/0! | #DIV/0! | #DIV/0! | #DIV/0! | #DIV/0! |  |  |  | 11.8 | #DIV/0! | #DIV/0! | #DIV/0! | #DIV/0! | #DIV/0! | #DIV/0! | #DIV/0! | #DIV/0! | #DIV/0! | #DIV/0! | #DIV/0! | #DIV/0! | #DIV/0!
[15 empty] | 11.9 | 18.8182 | 89.299 | 2866.8167 | 4879.8984 | 2866.8167 | 4879.8984 | 5.3572 | 6.8393 | 1 | 1 | 2866.8167 | 4879.8984 |  |  |  |  | 11.9 | #DIV/0! | #DIV/0! | #DIV/0! | #DIV/0! | #DIV/0! | #DIV/0! | #DIV/0! | #DIV/0! | #DIV/0! | #DIV/0! | #DIV/0! | #DIV/0! | #DIV/0! |  |  |  | 11.9 | #DIV/0! | #DIV/0! | #DIV/0! | #DIV/0! | #DIV/0! | #DIV/0! | #DIV/0! | #DIV/0! | #DIV/0! | #DIV/0! | #DIV/0! | #DIV/0! | #DIV/0! |  |  |  | 11.9 | #DIV/0! | #DIV/0! | #DIV/0! | #DIV/0! | #DIV/0! | #DIV/0! | #DIV/0! | #DIV/0! | #DIV/0! | #DIV/0! | #DIV/0! | #DIV/0! | #DIV/0! |  |  |  | 11.9 | #DIV/0! | #DIV/0! | #DIV/0! | #DIV/0! | #DIV/0! | #DIV/0! | #DIV/0! | #DIV/0! | #DIV/0! | #DIV/0! | #DIV/0! | #DIV/0! | #DIV/0! |  |  |  | 11.9 | #DIV/0! | #DIV/0! | #DIV/0! | #DIV/0! | #DIV/0! | #DIV/0! | #DIV/0! | #DIV/0! | #DIV/0! | #DIV/0! | #DIV/0! | #DIV/0! | #DIV/0! |  |  |  | 11.9 | #DIV/0! | #DIV/0! | #DIV/0! | #DIV/0! | #DIV/0! | #DIV/0! | #DIV/0! | #DIV/0! | #DIV/0! | #DIV/0! | #DIV/0! | #DIV/0! | #DIV/0! |  |  |  | 11.9 | #DIV/0! | #DIV/0! | #DIV/0! | #DIV/0! | #DIV/0! | #DIV/0! | #DIV/0! | #DIV/0! | #DIV/0! | #DIV/0! | #DIV/0! | #DIV/0! | #DIV/0!
[15 empty] | 12 | 18.9741 | 89.266 | 2867.0241 | 4879.5673 | 2867.0241 | 4879.5673 | 5.4019 | 6.8954 | 1 | 1 | 2867.0241 | 4879.5673 |  |  |  |  | 12 | #DIV/0! | #DIV/0! | #DIV/0! | #DIV/0! | #DIV/0! | #DIV/0! | #DIV/0! | #DIV/0! | #DIV/0! | #DIV/0! | #DIV/0! | #DIV/0! | #DIV/0! |  |  |  | 12 | #DIV/0! | #DIV/0! | #DIV/0! | #DIV/0! | #DIV/0! | #DIV/0! | #DIV/0! | #DIV/0! | #DIV/0! | #DIV/0! | #DIV/0! | #DIV/0! | #DIV/0! |  |  |  | 12 | #DIV/0! | #DIV/0! | #DIV/0! | #DIV/0! | #DIV/0! | #DIV/0! | #DIV/0! | #DIV/0! | #DIV/0! | #DIV/0! | #DIV/0! | #DIV/0! | #DIV/0! |  |  |  | 12 | #DIV/0! | #DIV/0! | #DIV/0! | #DIV/0! | #DIV/0! | #DIV/0! | #DIV/0! | #DIV/0! | #DIV/0! | #DIV/0! | #DIV/0! | #DIV/0! | #DIV/0! |  |  |  | 12 | #DIV/0! | #DIV/0! | #DIV/0! | #DIV/0! | #DIV/0! | #DIV/0! | #DIV/0! | #DIV/0! | #DIV/0! | #DIV/0! | #DIV/0! | #DIV/0! | #DIV/0! |  |  |  | 12 | #DIV/0! | #DIV/0! | #DIV/0! | #DIV/0! | #DIV/0! | #DIV/0! | #DIV/0! | #DIV/0! | #DIV/0! | #DIV/0! | #DIV/0! | #DIV/0! | #DIV/0! |  |  |  | 12 | #DIV/0! | #DIV/0! | #DIV/0! | #DIV/0! | #DIV/0! | #DIV/0! | #DIV/0! | #DIV/0! | #DIV/0! | #DIV/0! | #DIV/0! | #DIV/0! | #DIV/0!
[15 empty] | 12.1 | 19.1298 | 89.2328 | 2867.2332 | 4879.2334 | 2867.2332 | 4879.2334 | 5.4467 | 6.9516 | 1 | 1 | 2867.2332 | 4879.2334 |  |  |  |  | 12.1 | #DIV/0! | #DIV/0! | #DIV/0! | #DIV/0! | #DIV/0! | #DIV/0! | #DIV/0! | #DIV/0! | #DIV/0! | #DIV/0! | #DIV/0! | #DIV/0! | #DIV/0! |  |  |  | 12.1 | #DIV/0! | #DIV/0! | #DIV/0! | #DIV/0! | #DIV/0! | #DIV/0! | #DIV/0! | #DIV/0! | #DIV/0! | #DIV/0! | #DIV/0! | #DIV/0! | #DIV/0! |  |  |  | 12.1 | #DIV/0! | #DIV/0! | #DIV/0! | #DIV/0! | #DIV/0! | #DIV/0! | #DIV/0! | #DIV/0! | #DIV/0! | #DIV/0! | #DIV/0! | #DIV/0! | #DIV/0! |  |  |  | 12.1 | #DIV/0! | #DIV/0! | #DIV/0! | #DIV/0! | #DIV/0! | #DIV/0! | #DIV/0! | #DIV/0! | #DIV/0! | #DIV/0! | #DIV/0! | #DIV/0! | #DIV/0! |  |  |  | 12.1 | #DIV/0! | #DIV/0! | #DIV/0! | #DIV/0! | #DIV/0! | #DIV/0! | #DIV/0! | #DIV/0! | #DIV/0! | #DIV/0! | #DIV/0! | #DIV/0! | #DIV/0! |  |  |  | 12.1 | #DIV/0! | #DIV/0! | #DIV/0! | #DIV/0! | #DIV/0! | #DIV/0! | #DIV/0! | #DIV/0! | #DIV/0! | #DIV/0! | #DIV/0! | #DIV/0! | #DIV/0! |  |  |  | 12.1 | #DIV/0! | #DIV/0! | #DIV/0! | #DIV/0! | #DIV/0! | #DIV/0! | #DIV/0! | #DIV/0! | #DIV/0! | #DIV/0! | #DIV/0! | #DIV/0! | #DIV/0!
[15 empty] | 12.2 | 19.2856 | 89.1992 | 2867.4441 | 4878.8968 | 2867.4441 | 4878.8968 | 5.4914 | 7.0077 | 1 | 1 | 2867.4441 | 4878.8968 |  |  |  |  | 12.2 | #DIV/0! | #DIV/0! | #DIV/0! | #DIV/0! | #DIV/0! | #DIV/0! | #DIV/0! | #DIV/0! | #DIV/0! | #DIV/0! | #DIV/0! | #DIV/0! | #DIV/0! |  |  |  | 12.2 | #DIV/0! | #DIV/0! | #DIV/0! | #DIV/0! | #DIV/0! | #DIV/0! | #DIV/0! | #DIV/0! | #DIV/0! | #DIV/0! | #DIV/0! | #DIV/0! | #DIV/0! |  |  |  | 12.2 | #DIV/0! | #DIV/0! | #DIV/0! | #DIV/0! | #DIV/0! | #DIV/0! | #DIV/0! | #DIV/0! | #DIV/0! | #DIV/0! | #DIV/0! | #DIV/0! | #DIV/0! |  |  |  | 12.2 | #DIV/0! | #DIV/0! | #DIV/0! | #DIV/0! | #DIV/0! | #DIV/0! | #DIV/0! | #DIV/0! | #DIV/0! | #DIV/0! | #DIV/0! | #DIV/0! | #DIV/0! |  |  |  | 12.2 | #DIV/0! | #DIV/0! | #DIV/0! | #DIV/0! | #DIV/0! | #DIV/0! | #DIV/0! | #DIV/0! | #DIV/0! | #DIV/0! | #DIV/0! | #DIV/0! | #DIV/0! |  |  |  | 12.2 | #DIV/0! | #DIV/0! | #DIV/0! | #DIV/0! | #DIV/0! | #DIV/0! | #DIV/0! | #DIV/0! | #DIV/0! | #DIV/0! | #DIV/0! | #DIV/0! | #DIV/0! |  |  |  | 12.2 | #DIV/0! | #DIV/0! | #DIV/0! | #DIV/0! | #DIV/0! | #DIV/0! | #DIV/0! | #DIV/0! | #DIV/0! | #DIV/0! | #DIV/0! | #DIV/0! | #DIV/0!
[15 empty] | 12.3 | 19.4412 | 89.1654 | 2867.6567 | 4878.5576 | 2867.6567 | 4878.5576 | 5.5362 | 7.0637 | 1 | 1 | 2867.6567 | 4878.5576 |  |  |  |  | 12.3 | #DIV/0! | #DIV/0! | #DIV/0! | #DIV/0! | #DIV/0! | #DIV/0! | #DIV/0! | #DIV/0! | #DIV/0! | #DIV/0! | #DIV/0! | #DIV/0! | #DIV/0! |  |  |  | 12.3 | #DIV/0! | #DIV/0! | #DIV/0! | #DIV/0! | #DIV/0! | #DIV/0! | #DIV/0! | #DIV/0! | #DIV/0! | #DIV/0! | #DIV/0! | #DIV/0! | #DIV/0! |  |  |  | 12.3 | #DIV/0! | #DIV/0! | #DIV/0! | #DIV/0! | #DIV/0! | #DIV/0! | #DIV/0! | #DIV/0! | #DIV/0! | #DIV/0! | #DIV/0! | #DIV/0! | #DIV/0! |  |  |  | 12.3 | #DIV/0! | #DIV/0! | #DIV/0! | #DIV/0! | #DIV/0! | #DIV/0! | #DIV/0! | #DIV/0! | #DIV/0! | #DIV/0! | #DIV/0! | #DIV/0! | #DIV/0! |  |  |  | 12.3 | #DIV/0! | #DIV/0! | #DIV/0! | #DIV/0! | #DIV/0! | #DIV/0! | #DIV/0! | #DIV/0! | #DIV/0! | #DIV/0! | #DIV/0! | #DIV/0! | #DIV/0! |  |  |  | 12.3 | #DIV/0! | #DIV/0! | #DIV/0! | #DIV/0! | #DIV/0! | #DIV/0! | #DIV/0! | #DIV/0! | #DIV/0! | #DIV/0! | #DIV/0! | #DIV/0! | #DIV/0! |  |  |  | 12.3 | #DIV/0! | #DIV/0! | #DIV/0! | #DIV/0! | #DIV/0! | #DIV/0! | #DIV/0! | #DIV/0! | #DIV/0! | #DIV/0! | #DIV/0! | #DIV/0! | #DIV/0!
[15 empty] | 12.4 | 19.5968 | 89.1314 | 2867.871 | 4878.2156 | 2867.871 | 4878.2156 | 5.5809 | 7.1198 | 1 | 1 | 2867.871 | 4878.2156 |  |  |  |  | 12.4 | #DIV/0! | #DIV/0! | #DIV/0! | #DIV/0! | #DIV/0! | #DIV/0! | #DIV/0! | #DIV/0! | #DIV/0! | #DIV/0! | #DIV/0! | #DIV/0! | #DIV/0! |  |  |  | 12.4 | #DIV/0! | #DIV/0! | #DIV/0! | #DIV/0! | #DIV/0! | #DIV/0! | #DIV/0! | #DIV/0! | #DIV/0! | #DIV/0! | #DIV/0! | #DIV/0! | #DIV/0! |  |  |  | 12.4 | #DIV/0! | #DIV/0! | #DIV/0! | #DIV/0! | #DIV/0! | #DIV/0! | #DIV/0! | #DIV/0! | #DIV/0! | #DIV/0! | #DIV/0! | #DIV/0! | #DIV/0! |  |  |  | 12.4 | #DIV/0! | #DIV/0! | #DIV/0! | #DIV/0! | #DIV/0! | #DIV/0! | #DIV/0! | #DIV/0! | #DIV/0! | #DIV/0! | #DIV/0! | #DIV/0! | #DIV/0! |  |  |  | 12.4 | #DIV/0! | #DIV/0! | #DIV/0! | #DIV/0! | #DIV/0! | #DIV/0! | #DIV/0! | #DIV/0! | #DIV/0! | #DIV/0! | #DIV/0! | #DIV/0! | #DIV/0! |  |  |  | 12.4 | #DIV/0! | #DIV/0! | #DIV/0! | #DIV/0! | #DIV/0! | #DIV/0! | #DIV/0! | #DIV/0! | #DIV/0! | #DIV/0! | #DIV/0! | #DIV/0! | #DIV/0! |  |  |  | 12.4 | #DIV/0! | #DIV/0! | #DIV/0! | #DIV/0! | #DIV/0! | #DIV/0! | #DIV/0! | #DIV/0! | #DIV/0! | #DIV/0! | #DIV/0! | #DIV/0! | #DIV/0!
[15 empty] | 12.5 | 19.7523 | 89.097 | 2868.0871 | 4877.8709 | 2868.0871 | 4877.8709 | 5.6256 | 7.1758 | 1 | 1 | 2868.0871 | 4877.8709 |  |  |  |  | 12.5 | #DIV/0! | #DIV/0! | #DIV/0! | #DIV/0! | #DIV/0! | #DIV/0! | #DIV/0! | #DIV/0! | #DIV/0! | #DIV/0! | #DIV/0! | #DIV/0! | #DIV/0! |  |  |  | 12.5 | #DIV/0! | #DIV/0! | #DIV/0! | #DIV/0! | #DIV/0! | #DIV/0! | #DIV/0! | #DIV/0! | #DIV/0! | #DIV/0! | #DIV/0! | #DIV/0! | #DIV/0! |  |  |  | 12.5 | #DIV/0! | #DIV/0! | #DIV/0! | #DIV/0! | #DIV/0! | #DIV/0! | #DIV/0! | #DIV/0! | #DIV/0! | #DIV/0! | #DIV/0! | #DIV/0! | #DIV/0! |  |  |  | 12.5 | #DIV/0! | #DIV/0! | #DIV/0! | #DIV/0! | #DIV/0! | #DIV/0! | #DIV/0! | #DIV/0! | #DIV/0! | #DIV/0! | #DIV/0! | #DIV/0! | #DIV/0! |  |  |  | 12.5 | #DIV/0! | #DIV/0! | #DIV/0! | #DIV/0! | #DIV/0! | #DIV/0! | #DIV/0! | #DIV/0! | #DIV/0! | #DIV/0! | #DIV/0! | #DIV/0! | #DIV/0! |  |  |  | 12.5 | #DIV/0! | #DIV/0! | #DIV/0! | #DIV/0! | #DIV/0! | #DIV/0! | #DIV/0! | #DIV/0! | #DIV/0! | #DIV/0! | #DIV/0! | #DIV/0! | #DIV/0! |  |  |  | 12.5 | #DIV/0! | #DIV/0! | #DIV/0! | #DIV/0! | #DIV/0! | #DIV/0! | #DIV/0! | #DIV/0! | #DIV/0! | #DIV/0! | #DIV/0! | #DIV/0! | #DIV/0!
[15 empty] | 12.6 | 19.9078 | 89.0624 | 2868.3048 | 4877.5235 | 2868.3048 | 4877.5235 | 5.6703 | 7.2317 | 1 | 1 | 2868.3048 | 4877.5235 |  |  |  |  | 12.6 | #DIV/0! | #DIV/0! | #DIV/0! | #DIV/0! | #DIV/0! | #DIV/0! | #DIV/0! | #DIV/0! | #DIV/0! | #DIV/0! | #DIV/0! | #DIV/0! | #DIV/0! |  |  |  | 12.6 | #DIV/0! | #DIV/0! | #DIV/0! | #DIV/0! | #DIV/0! | #DIV/0! | #DIV/0! | #DIV/0! | #DIV/0! | #DIV/0! | #DIV/0! | #DIV/0! | #DIV/0! |  |  |  | 12.6 | #DIV/0! | #DIV/0! | #DIV/0! | #DIV/0! | #DIV/0! | #DIV/0! | #DIV/0! | #DIV/0! | #DIV/0! | #DIV/0! | #DIV/0! | #DIV/0! | #DIV/0! |  |  |  | 12.6 | #DIV/0! | #DIV/0! | #DIV/0! | #DIV/0! | #DIV/0! | #DIV/0! | #DIV/0! | #DIV/0! | #DIV/0! | #DIV/0! | #DIV/0! | #DIV/0! | #DIV/0! |  |  |  | 12.6 | #DIV/0! | #DIV/0! | #DIV/0! | #DIV/0! | #DIV/0! | #DIV/0! | #DIV/0! | #DIV/0! | #DIV/0! | #DIV/0! | #DIV/0! | #DIV/0! | #DIV/0! |  |  |  | 12.6 | #DIV/0! | #DIV/0! | #DIV/0! | #DIV/0! | #DIV/0! | #DIV/0! | #DIV/0! | #DIV/0! | #DIV/0! | #DIV/0! | #DIV/0! | #DIV/0! | #DIV/0! |  |  |  | 12.6 | #DIV/0! | #DIV/0! | #DIV/0! | #DIV/0! | #DIV/0! | #DIV/0! | #DIV/0! | #DIV/0! | #DIV/0! | #DIV/0! | #DIV/0! | #DIV/0! | #DIV/0!
[15 empty] | 12.7 | 20.0632 | 89.0275 | 2868.5244 | 4877.1734 | 2868.5244 | 4877.1734 | 5.715 | 7.2877 | 1 | 1 | 2868.5244 | 4877.1734 |  |  |  |  | 12.7 | #DIV/0! | #DIV/0! | #DIV/0! | #DIV/0! | #DIV/0! | #DIV/0! | #DIV/0! | #DIV/0! | #DIV/0! | #DIV/0! | #DIV/0! | #DIV/0! | #DIV/0! |  |  |  | 12.7 | #DIV/0! | #DIV/0! | #DIV/0! | #DIV/0! | #DIV/0! | #DIV/0! | #DIV/0! | #DIV/0! | #DIV/0! | #DIV/0! | #DIV/0! | #DIV/0! | #DIV/0! |  |  |  | 12.7 | #DIV/0! | #DIV/0! | #DIV/0! | #DIV/0! | #DIV/0! | #DIV/0! | #DIV/0! | #DIV/0! | #DIV/0! | #DIV/0! | #DIV/0! | #DIV/0! | #DIV/0! |  |  |  | 12.7 | #DIV/0! | #DIV/0! | #DIV/0! | #DIV/0! | #DIV/0! | #DIV/0! | #DIV/0! | #DIV/0! | #DIV/0! | #DIV/0! | #DIV/0! | #DIV/0! | #DIV/0! |  |  |  | 12.7 | #DIV/0! | #DIV/0! | #DIV/0! | #DIV/0! | #DIV/0! | #DIV/0! | #DIV/0! | #DIV/0! | #DIV/0! | #DIV/0! | #DIV/0! | #DIV/0! | #DIV/0! |  |  |  | 12.7 | #DIV/0! | #DIV/0! | #DIV/0! | #DIV/0! | #DIV/0! | #DIV/0! | #DIV/0! | #DIV/0! | #DIV/0! | #DIV/0! | #DIV/0! | #DIV/0! | #DIV/0! |  |  |  | 12.7 | #DIV/0! | #DIV/0! | #DIV/0! | #DIV/0! | #DIV/0! | #DIV/0! | #DIV/0! | #DIV/0! | #DIV/0! | #DIV/0! | #DIV/0! | #DIV/0! | #DIV/0!
[15 empty] | 12.8 | 20.2186 | 88.9924 | 2868.7456 | 4876.8206 | 2868.7456 | 4876.8206 | 5.7597 | 7.3436 | 1 | 1 | 2868.7456 | 4876.8206 |  |  |  |  | 12.8 | #DIV/0! | #DIV/0! | #DIV/0! | #DIV/0! | #DIV/0! | #DIV/0! | #DIV/0! | #DIV/0! | #DIV/0! | #DIV/0! | #DIV/0! | #DIV/0! | #DIV/0! |  |  |  | 12.8 | #DIV/0! | #DIV/0! | #DIV/0! | #DIV/0! | #DIV/0! | #DIV/0! | #DIV/0! | #DIV/0! | #DIV/0! | #DIV/0! | #DIV/0! | #DIV/0! | #DIV/0! |  |  |  | 12.8 | #DIV/0! | #DIV/0! | #DIV/0! | #DIV/0! | #DIV/0! | #DIV/0! | #DIV/0! | #DIV/0! | #DIV/0! | #DIV/0! | #DIV/0! | #DIV/0! | #DIV/0! |  |  |  | 12.8 | #DIV/0! | #DIV/0! | #DIV/0! | #DIV/0! | #DIV/0! | #DIV/0! | #DIV/0! | #DIV/0! | #DIV/0! | #DIV/0! | #DIV/0! | #DIV/0! | #DIV/0! |  |  |  | 12.8 | #DIV/0! | #DIV/0! | #DIV/0! | #DIV/0! | #DIV/0! | #DIV/0! | #DIV/0! | #DIV/0! | #DIV/0! | #DIV/0! | #DIV/0! | #DIV/0! | #DIV/0! |  |  |  | 12.8 | #DIV/0! | #DIV/0! | #DIV/0! | #DIV/0! | #DIV/0! | #DIV/0! | #DIV/0! | #DIV/0! | #DIV/0! | #DIV/0! | #DIV/0! | #DIV/0! | #DIV/0! |  |  |  | 12.8 | #DIV/0! | #DIV/0! | #DIV/0! | #DIV/0! | #DIV/0! | #DIV/0! | #DIV/0! | #DIV/0! | #DIV/0! | #DIV/0! | #DIV/0! | #DIV/0! | #DIV/0!
[15 empty] | 12.9 | 20.3739 | 88.957 | 2868.9686 | 4876.4651 | 2868.9686 | 4876.4651 | 5.8044 | 7.3994 | 1 | 1 | 2868.9686 | 4876.4651 |  |  |  |  | 12.9 | #DIV/0! | #DIV/0! | #DIV/0! | #DIV/0! | #DIV/0! | #DIV/0! | #DIV/0! | #DIV/0! | #DIV/0! | #DIV/0! | #DIV/0! | #DIV/0! | #DIV/0! |  |  |  | 12.9 | #DIV/0! | #DIV/0! | #DIV/0! | #DIV/0! | #DIV/0! | #DIV/0! | #DIV/0! | #DIV/0! | #DIV/0! | #DIV/0! | #DIV/0! | #DIV/0! | #DIV/0! |  |  |  | 12.9 | #DIV/0! | #DIV/0! | #DIV/0! | #DIV/0! | #DIV/0! | #DIV/0! | #DIV/0! | #DIV/0! | #DIV/0! | #DIV/0! | #DIV/0! | #DIV/0! | #DIV/0! |  |  |  | 12.9 | #DIV/0! | #DIV/0! | #DIV/0! | #DIV/0! | #DIV/0! | #DIV/0! | #DIV/0! | #DIV/0! | #DIV/0! | #DIV/0! | #DIV/0! | #DIV/0! | #DIV/0! |  |  |  | 12.9 | #DIV/0! | #DIV/0! | #DIV/0! | #DIV/0! | #DIV/0! | #DIV/0! | #DIV/0! | #DIV/0! | #DIV/0! | #DIV/0! | #DIV/0! | #DIV/0! | #DIV/0! |  |  |  | 12.9 | #DIV/0! | #DIV/0! | #DIV/0! | #DIV/0! | #DIV/0! | #DIV/0! | #DIV/0! | #DIV/0! | #DIV/0! | #DIV/0! | #DIV/0! | #DIV/0! | #DIV/0! |  |  |  | 12.9 | #DIV/0! | #DIV/0! | #DIV/0! | #DIV/0! | #DIV/0! | #DIV/0! | #DIV/0! | #DIV/0! | #DIV/0! | #DIV/0! | #DIV/0! | #DIV/0! | #DIV/0!
[15 empty] | 13 | 20.5291 | 88.9213 | 2869.1933 | 4876.107 | 2869.1933 | 4876.107 | 5.8491 | 7.4552 | 1 | 1 | 2869.1933 | 4876.107 |  |  |  |  | 13 | #DIV/0! | #DIV/0! | #DIV/0! | #DIV/0! | #DIV/0! | #DIV/0! | #DIV/0! | #DIV/0! | #DIV/0! | #DIV/0! | #DIV/0! | #DIV/0! | #DIV/0! |  |  |  | 13 | #DIV/0! | #DIV/0! | #DIV/0! | #DIV/0! | #DIV/0! | #DIV/0! | #DIV/0! | #DIV/0! | #DIV/0! | #DIV/0! | #DIV/0! | #DIV/0! | #DIV/0! |  |  |  | 13 | #DIV/0! | #DIV/0! | #DIV/0! | #DIV/0! | #DIV/0! | #DIV/0! | #DIV/0! | #DIV/0! | #DIV/0! | #DIV/0! | #DIV/0! | #DIV/0! | #DIV/0! |  |  |  | 13 | #DIV/0! | #DIV/0! | #DIV/0! | #DIV/0! | #DIV/0! | #DIV/0! | #DIV/0! | #DIV/0! | #DIV/0! | #DIV/0! | #DIV/0! | #DIV/0! | #DIV/0! |  |  |  | 13 | #DIV/0! | #DIV/0! | #DIV/0! | #DIV/0! | #DIV/0! | #DIV/0! | #DIV/0! | #DIV/0! | #DIV/0! | #DIV/0! | #DIV/0! | #DIV/0! | #DIV/0! |  |  |  | 13 | #DIV/0! | #DIV/0! | #DIV/0! | #DIV/0! | #DIV/0! | #DIV/0! | #DIV/0! | #DIV/0! | #DIV/0! | #DIV/0! | #DIV/0! | #DIV/0! | #DIV/0! |  |  |  | 13 | #DIV/0! | #DIV/0! | #DIV/0! | #DIV/0! | #DIV/0! | #DIV/0! | #DIV/0! | #DIV/0! | #DIV/0! | #DIV/0! | #DIV/0! | #DIV/0! | #DIV/0!
[15 empty] | 13.1 | 20.6843 | 88.8853 | 2869.4198 | 4875.7461 | 2869.4198 | 4875.7461 | 5.8938 | 7.511 | 1 | 1 | 2869.4198 | 4875.7461 |  |  |  |  | 13.1 | #DIV/0! | #DIV/0! | #DIV/0! | #DIV/0! | #DIV/0! | #DIV/0! | #DIV/0! | #DIV/0! | #DIV/0! | #DIV/0! | #DIV/0! | #DIV/0! | #DIV/0! |  |  |  | 13.1 | #DIV/0! | #DIV/0! | #DIV/0! | #DIV/0! | #DIV/0! | #DIV/0! | #DIV/0! | #DIV/0! | #DIV/0! | #DIV/0! | #DIV/0! | #DIV/0! | #DIV/0! |  |  |  | 13.1 | #DIV/0! | #DIV/0! | #DIV/0! | #DIV/0! | #DIV/0! | #DIV/0! | #DIV/0! | #DIV/0! | #DIV/0! | #DIV/0! | #DIV/0! | #DIV/0! | #DIV/0! |  |  |  | 13.1 | #DIV/0! | #DIV/0! | #DIV/0! | #DIV/0! | #DIV/0! | #DIV/0! | #DIV/0! | #DIV/0! | #DIV/0! | #DIV/0! | #DIV/0! | #DIV/0! | #DIV/0! |  |  |  | 13.1 | #DIV/0! | #DIV/0! | #DIV/0! | #DIV/0! | #DIV/0! | #DIV/0! | #DIV/0! | #DIV/0! | #DIV/0! | #DIV/0! | #DIV/0! | #DIV/0! | #DIV/0! |  |  |  | 13.1 | #DIV/0! | #DIV/0! | #DIV/0! | #DIV/0! | #DIV/0! | #DIV/0! | #DIV/0! | #DIV/0! | #DIV/0! | #DIV/0! | #DIV/0! | #DIV/0! | #DIV/0! |  |  |  | 13.1 | #DIV/0! | #DIV/0! | #DIV/0! | #DIV/0! | #DIV/0! | #DIV/0! | #DIV/0! | #DIV/0! | #DIV/0! | #DIV/0! | #DIV/0! | #DIV/0! | #DIV/0!
[15 empty] | 13.2 | 20.8394 | 88.8491 | 2869.6479 | 4875.3825 | 2869.6479 | 4875.3825 | 5.9384 | 7.5668 | 1 | 1 | 2869.6479 | 4875.3825 |  |  |  |  | 13.2 | #DIV/0! | #DIV/0! | #DIV/0! | #DIV/0! | #DIV/0! | #DIV/0! | #DIV/0! | #DIV/0! | #DIV/0! | #DIV/0! | #DIV/0! | #DIV/0! | #DIV/0! |  |  |  | 13.2 | #DIV/0! | #DIV/0! | #DIV/0! | #DIV/0! | #DIV/0! | #DIV/0! | #DIV/0! | #DIV/0! | #DIV/0! | #DIV/0! | #DIV/0! | #DIV/0! | #DIV/0! |  |  |  | 13.2 | #DIV/0! | #DIV/0! | #DIV/0! | #DIV/0! | #DIV/0! | #DIV/0! | #DIV/0! | #DIV/0! | #DIV/0! | #DIV/0! | #DIV/0! | #DIV/0! | #DIV/0! |  |  |  | 13.2 | #DIV/0! | #DIV/0! | #DIV/0! | #DIV/0! | #DIV/0! | #DIV/0! | #DIV/0! | #DIV/0! | #DIV/0! | #DIV/0! | #DIV/0! | #DIV/0! | #DIV/0! |  |  |  | 13.2 | #DIV/0! | #DIV/0! | #DIV/0! | #DIV/0! | #DIV/0! | #DIV/0! | #DIV/0! | #DIV/0! | #DIV/0! | #DIV/0! | #DIV/0! | #DIV/0! | #DIV/0! |  |  |  | 13.2 | #DIV/0! | #DIV/0! | #DIV/0! | #DIV/0! | #DIV/0! | #DIV/0! | #DIV/0! | #DIV/0! | #DIV/0! | #DIV/0! | #DIV/0! | #DIV/0! | #DIV/0! |  |  |  | 13.2 | #DIV/0! | #DIV/0! | #DIV/0! | #DIV/0! | #DIV/0! | #DIV/0! | #DIV/0! | #DIV/0! | #DIV/0! | #DIV/0! | #DIV/0! | #DIV/0! | #DIV/0!
[15 empty] | 13.3 | 20.9944 | 88.8126 | 2869.8779 | 4875.0163 | 2869.8779 | 4875.0163 | 5.9831 | 7.6225 | 1 | 1 | 2869.8779 | 4875.0163 |  |  |  |  | 13.3 | #DIV/0! | #DIV/0! | #DIV/0! | #DIV/0! | #DIV/0! | #DIV/0! | #DIV/0! | #DIV/0! | #DIV/0! | #DIV/0! | #DIV/0! | #DIV/0! | #DIV/0! |  |  |  | 13.3 | #DIV/0! | #DIV/0! | #DIV/0! | #DIV/0! | #DIV/0! | #DIV/0! | #DIV/0! | #DIV/0! | #DIV/0! | #DIV/0! | #DIV/0! | #DIV/0! | #DIV/0! |  |  |  | 13.3 | #DIV/0! | #DIV/0! | #DIV/0! | #DIV/0! | #DIV/0! | #DIV/0! | #DIV/0! | #DIV/0! | #DIV/0! | #DIV/0! | #DIV/0! | #DIV/0! | #DIV/0! |  |  |  | 13.3 | #DIV/0! | #DIV/0! | #DIV/0! | #DIV/0! | #DIV/0! | #DIV/0! | #DIV/0! | #DIV/0! | #DIV/0! | #DIV/0! | #DIV/0! | #DIV/0! | #DIV/0! |  |  |  | 13.3 | #DIV/0! | #DIV/0! | #DIV/0! | #DIV/0! | #DIV/0! | #DIV/0! | #DIV/0! | #DIV/0! | #DIV/0! | #DIV/0! | #DIV/0! | #DIV/0! | #DIV/0! |  |  |  | 13.3 | #DIV/0! | #DIV/0! | #DIV/0! | #DIV/0! | #DIV/0! | #DIV/0! | #DIV/0! | #DIV/0! | #DIV/0! | #DIV/0! | #DIV/0! | #DIV/0! | #DIV/0! |  |  |  | 13.3 | #DIV/0! | #DIV/0! | #DIV/0! | #DIV/0! | #DIV/0! | #DIV/0! | #DIV/0! | #DIV/0! | #DIV/0! | #DIV/0! | #DIV/0! | #DIV/0! | #DIV/0!
[15 empty] | 13.4 | 21.1494 | 88.7758 | 2870.1095 | 4874.6473 | 2870.1095 | 4874.6473 | 6.0277 | 7.6782 | 1 | 1 | 2870.1095 | 4874.6473 |  |  |  |  | 13.4 | #DIV/0! | #DIV/0! | #DIV/0! | #DIV/0! | #DIV/0! | #DIV/0! | #DIV/0! | #DIV/0! | #DIV/0! | #DIV/0! | #DIV/0! | #DIV/0! | #DIV/0! |  |  |  | 13.4 | #DIV/0! | #DIV/0! | #DIV/0! | #DIV/0! | #DIV/0! | #DIV/0! | #DIV/0! | #DIV/0! | #DIV/0! | #DIV/0! | #DIV/0! | #DIV/0! | #DIV/0! |  |  |  | 13.4 | #DIV/0! | #DIV/0! | #DIV/0! | #DIV/0! | #DIV/0! | #DIV/0! | #DIV/0! | #DIV/0! | #DIV/0! | #DIV/0! | #DIV/0! | #DIV/0! | #DIV/0! |  |  |  | 13.4 | #DIV/0! | #DIV/0! | #DIV/0! | #DIV/0! | #DIV/0! | #DIV/0! | #DIV/0! | #DIV/0! | #DIV/0! | #DIV/0! | #DIV/0! | #DIV/0! | #DIV/0! |  |  |  | 13.4 | #DIV/0! | #DIV/0! | #DIV/0! | #DIV/0! | #DIV/0! | #DIV/0! | #DIV/0! | #DIV/0! | #DIV/0! | #DIV/0! | #DIV/0! | #DIV/0! | #DIV/0! |  |  |  | 13.4 | #DIV/0! | #DIV/0! | #DIV/0! | #DIV/0! | #DIV/0! | #DIV/0! | #DIV/0! | #DIV/0! | #DIV/0! | #DIV/0! | #DIV/0! | #DIV/0! | #DIV/0! |  |  |  | 13.4 | #DIV/0! | #DIV/0! | #DIV/0! | #DIV/0! | #DIV/0! | #DIV/0! | #DIV/0! | #DIV/0! | #DIV/0! | #DIV/0! | #DIV/0! | #DIV/0! | #DIV/0!
[15 empty] | 13.5 | 21.3043 | 88.7387 | 2870.3429 | 4874.2757 | 2870.3429 | 4874.2757 | 6.0724 | 7.7339 | 1 | 1 | 2870.3429 | 4874.2757 |  |  |  |  | 13.5 | #DIV/0! | #DIV/0! | #DIV/0! | #DIV/0! | #DIV/0! | #DIV/0! | #DIV/0! | #DIV/0! | #DIV/0! | #DIV/0! | #DIV/0! | #DIV/0! | #DIV/0! |  |  |  | 13.5 | #DIV/0! | #DIV/0! | #DIV/0! | #DIV/0! | #DIV/0! | #DIV/0! | #DIV/0! | #DIV/0! | #DIV/0! | #DIV/0! | #DIV/0! | #DIV/0! | #DIV/0! |  |  |  | 13.5 | #DIV/0! | #DIV/0! | #DIV/0! | #DIV/0! | #DIV/0! | #DIV/0! | #DIV/0! | #DIV/0! | #DIV/0! | #DIV/0! | #DIV/0! | #DIV/0! | #DIV/0! |  |  |  | 13.5 | #DIV/0! | #DIV/0! | #DIV/0! | #DIV/0! | #DIV/0! | #DIV/0! | #DIV/0! | #DIV/0! | #DIV/0! | #DIV/0! | #DIV/0! | #DIV/0! | #DIV/0! |  |  |  | 13.5 | #DIV/0! | #DIV/0! | #DIV/0! | #DIV/0! | #DIV/0! | #DIV/0! | #DIV/0! | #DIV/0! | #DIV/0! | #DIV/0! | #DIV/0! | #DIV/0! | #DIV/0! |  |  |  | 13.5 | #DIV/0! | #DIV/0! | #DIV/0! | #DIV/0! | #DIV/0! | #DIV/0! | #DIV/0! | #DIV/0! | #DIV/0! | #DIV/0! | #DIV/0! | #DIV/0! | #DIV/0! |  |  |  | 13.5 | #DIV/0! | #DIV/0! | #DIV/0! | #DIV/0! | #DIV/0! | #DIV/0! | #DIV/0! | #DIV/0! | #DIV/0! | #DIV/0! | #DIV/0! | #DIV/0! | #DIV/0!
[15 empty] | 13.6 | 21.4591 | 88.7014 | 2870.578 | 4873.9014 | 2870.578 | 4873.9014 | 6.117 | 7.7895 | 1 | 1 | 2870.578 | 4873.9014 |  |  |  |  | 13.6 | #DIV/0! | #DIV/0! | #DIV/0! | #DIV/0! | #DIV/0! | #DIV/0! | #DIV/0! | #DIV/0! | #DIV/0! | #DIV/0! | #DIV/0! | #DIV/0! | #DIV/0! |  |  |  | 13.6 | #DIV/0! | #DIV/0! | #DIV/0! | #DIV/0! | #DIV/0! | #DIV/0! | #DIV/0! | #DIV/0! | #DIV/0! | #DIV/0! | #DIV/0! | #DIV/0! | #DIV/0! |  |  |  | 13.6 | #DIV/0! | #DIV/0! | #DIV/0! | #DIV/0! | #DIV/0! | #DIV/0! | #DIV/0! | #DIV/0! | #DIV/0! | #DIV/0! | #DIV/0! | #DIV/0! | #DIV/0! |  |  |  | 13.6 | #DIV/0! | #DIV/0! | #DIV/0! | #DIV/0! | #DIV/0! | #DIV/0! | #DIV/0! | #DIV/0! | #DIV/0! | #DIV/0! | #DIV/0! | #DIV/0! | #DIV/0! |  |  |  | 13.6 | #DIV/0! | #DIV/0! | #DIV/0! | #DIV/0! | #DIV/0! | #DIV/0! | #DIV/0! | #DIV/0! | #DIV/0! | #DIV/0! | #DIV/0! | #DIV/0! | #DIV/0! |  |  |  | 13.6 | #DIV/0! | #DIV/0! | #DIV/0! | #DIV/0! | #DIV/0! | #DIV/0! | #DIV/0! | #DIV/0! | #DIV/0! | #DIV/0! | #DIV/0! | #DIV/0! | #DIV/0! |  |  |  | 13.6 | #DIV/0! | #DIV/0! | #DIV/0! | #DIV/0! | #DIV/0! | #DIV/0! | #DIV/0! | #DIV/0! | #DIV/0! | #DIV/0! | #DIV/0! | #DIV/0! | #DIV/0!
[15 empty] | 13.7 | 21.6139 | 88.6638 | 2870.8148 | 4873.5244 | 2870.8148 | 4873.5244 | 6.1616 | 7.845 | 1 | 1 | 2870.8148 | 4873.5244 |  |  |  |  | 13.7 | #DIV/0! | #DIV/0! | #DIV/0! | #DIV/0! | #DIV/0! | #DIV/0! | #DIV/0! | #DIV/0! | #DIV/0! | #DIV/0! | #DIV/0! | #DIV/0! | #DIV/0! |  |  |  | 13.7 | #DIV/0! | #DIV/0! | #DIV/0! | #DIV/0! | #DIV/0! | #DIV/0! | #DIV/0! | #DIV/0! | #DIV/0! | #DIV/0! | #DIV/0! | #DIV/0! | #DIV/0! |  |  |  | 13.7 | #DIV/0! | #DIV/0! | #DIV/0! | #DIV/0! | #DIV/0! | #DIV/0! | #DIV/0! | #DIV/0! | #DIV/0! | #DIV/0! | #DIV/0! | #DIV/0! | #DIV/0! |  |  |  | 13.7 | #DIV/0! | #DIV/0! | #DIV/0! | #DIV/0! | #DIV/0! | #DIV/0! | #DIV/0! | #DIV/0! | #DIV/0! | #DIV/0! | #DIV/0! | #DIV/0! | #DIV/0! |  |  |  | 13.7 | #DIV/0! | #DIV/0! | #DIV/0! | #DIV/0! | #DIV/0! | #DIV/0! | #DIV/0! | #DIV/0! | #DIV/0! | #DIV/0! | #DIV/0! | #DIV/0! | #DIV/0! |  |  |  | 13.7 | #DIV/0! | #DIV/0! | #DIV/0! | #DIV/0! | #DIV/0! | #DIV/0! | #DIV/0! | #DIV/0! | #DIV/0! | #DIV/0! | #DIV/0! | #DIV/0! | #DIV/0! |  |  |  | 13.7 | #DIV/0! | #DIV/0! | #DIV/0! | #DIV/0! | #DIV/0! | #DIV/0! | #DIV/0! | #DIV/0! | #DIV/0! | #DIV/0! | #DIV/0! | #DIV/0! | #DIV/0!
[15 empty] | 13.8 | 21.7686 | 88.626 | 2871.0534 | 4873.1447 | 2871.0534 | 4873.1447 | 6.2063 | 7.9006 | 1 | 1 | 2871.0534 | 4873.1447 |  |  |  |  | 13.8 | #DIV/0! | #DIV/0! | #DIV/0! | #DIV/0! | #DIV/0! | #DIV/0! | #DIV/0! | #DIV/0! | #DIV/0! | #DIV/0! | #DIV/0! | #DIV/0! | #DIV/0! |  |  |  | 13.8 | #DIV/0! | #DIV/0! | #DIV/0! | #DIV/0! | #DIV/0! | #DIV/0! | #DIV/0! | #DIV/0! | #DIV/0! | #DIV/0! | #DIV/0! | #DIV/0! | #DIV/0! |  |  |  | 13.8 | #DIV/0! | #DIV/0! | #DIV/0! | #DIV/0! | #DIV/0! | #DIV/0! | #DIV/0! | #DIV/0! | #DIV/0! | #DIV/0! | #DIV/0! | #DIV/0! | #DIV/0! |  |  |  | 13.8 | #DIV/0! | #DIV/0! | #DIV/0! | #DIV/0! | #DIV/0! | #DIV/0! | #DIV/0! | #DIV/0! | #DIV/0! | #DIV/0! | #DIV/0! | #DIV/0! | #DIV/0! |  |  |  | 13.8 | #DIV/0! | #DIV/0! | #DIV/0! | #DIV/0! | #DIV/0! | #DIV/0! | #DIV/0! | #DIV/0! | #DIV/0! | #DIV/0! | #DIV/0! | #DIV/0! | #DIV/0! |  |  |  | 13.8 | #DIV/0! | #DIV/0! | #DIV/0! | #DIV/0! | #DIV/0! | #DIV/0! | #DIV/0! | #DIV/0! | #DIV/0! | #DIV/0! | #DIV/0! | #DIV/0! | #DIV/0! |  |  |  | 13.8 | #DIV/0! | #DIV/0! | #DIV/0! | #DIV/0! | #DIV/0! | #DIV/0! | #DIV/0! | #DIV/0! | #DIV/0! | #DIV/0! | #DIV/0! | #DIV/0! | #DIV/0!
[15 empty] | 13.9 | 21.9233 | 88.5878 | 2871.2937 | 4872.7623 | 2871.2937 | 4872.7623 | 6.2509 | 7.9561 | 1 | 1 | 2871.2937 | 4872.7623 |  |  |  |  | 13.9 | #DIV/0! | #DIV/0! | #DIV/0! | #DIV/0! | #DIV/0! | #DIV/0! | #DIV/0! | #DIV/0! | #DIV/0! | #DIV/0! | #DIV/0! | #DIV/0! | #DIV/0! |  |  |  | 13.9 | #DIV/0! | #DIV/0! | #DIV/0! | #DIV/0! | #DIV/0! | #DIV/0! | #DIV/0! | #DIV/0! | #DIV/0! | #DIV/0! | #DIV/0! | #DIV/0! | #DIV/0! |  |  |  | 13.9 | #DIV/0! | #DIV/0! | #DIV/0! | #DIV/0! | #DIV/0! | #DIV/0! | #DIV/0! | #DIV/0! | #DIV/0! | #DIV/0! | #DIV/0! | #DIV/0! | #DIV/0! |  |  |  | 13.9 | #DIV/0! | #DIV/0! | #DIV/0! | #DIV/0! | #DIV/0! | #DIV/0! | #DIV/0! | #DIV/0! | #DIV/0! | #DIV/0! | #DIV/0! | #DIV/0! | #DIV/0! |  |  |  | 13.9 | #DIV/0! | #DIV/0! | #DIV/0! | #DIV/0! | #DIV/0! | #DIV/0! | #DIV/0! | #DIV/0! | #DIV/0! | #DIV/0! | #DIV/0! | #DIV/0! | #DIV/0! |  |  |  | 13.9 | #DIV/0! | #DIV/0! | #DIV/0! | #DIV/0! | #DIV/0! | #DIV/0! | #DIV/0! | #DIV/0! | #DIV/0! | #DIV/0! | #DIV/0! | #DIV/0! | #DIV/0! |  |  |  | 13.9 | #DIV/0! | #DIV/0! | #DIV/0! | #DIV/0! | #DIV/0! | #DIV/0! | #DIV/0! | #DIV/0! | #DIV/0! | #DIV/0! | #DIV/0! | #DIV/0! | #DIV/0!
[15 empty] | 14 | 22.0779 | 88.5494 | 2871.5357 | 4872.3773 | 2871.5357 | 4872.3773 | 6.2955 | 8.0116 | 1 | 1 | 2871.5357 | 4872.3773 |  |  |  |  | 14 | #DIV/0! | #DIV/0! | #DIV/0! | #DIV/0! | #DIV/0! | #DIV/0! | #DIV/0! | #DIV/0! | #DIV/0! | #DIV/0! | #DIV/0! | #DIV/0! | #DIV/0! |  |  |  | 14 | #DIV/0! | #DIV/0! | #DIV/0! | #DIV/0! | #DIV/0! | #DIV/0! | #DIV/0! | #DIV/0! | #DIV/0! | #DIV/0! | #DIV/0! | #DIV/0! | #DIV/0! |  |  |  | 14 | #DIV/0! | #DIV/0! | #DIV/0! | #DIV/0! | #DIV/0! | #DIV/0! | #DIV/0! | #DIV/0! | #DIV/0! | #DIV/0! | #DIV/0! | #DIV/0! | #DIV/0! |  |  |  | 14 | #DIV/0! | #DIV/0! | #DIV/0! | #DIV/0! | #DIV/0! | #DIV/0! | #DIV/0! | #DIV/0! | #DIV/0! | #DIV/0! | #DIV/0! | #DIV/0! | #DIV/0! |  |  |  | 14 | #DIV/0! | #DIV/0! | #DIV/0! | #DIV/0! | #DIV/0! | #DIV/0! | #DIV/0! | #DIV/0! | #DIV/0! | #DIV/0! | #DIV/0! | #DIV/0! | #DIV/0! |  |  |  | 14 | #DIV/0! | #DIV/0! | #DIV/0! | #DIV/0! | #DIV/0! | #DIV/0! | #DIV/0! | #DIV/0! | #DIV/0! | #DIV/0! | #DIV/0! | #DIV/0! | #DIV/0! |  |  |  | 14 | #DIV/0! | #DIV/0! | #DIV/0! | #DIV/0! | #DIV/0! | #DIV/0! | #DIV/0! | #DIV/0! | #DIV/0! | #DIV/0! | #DIV/0! | #DIV/0! | #DIV/0!
[15 empty] | 14.1 | 22.2324 | 88.5108 | 2871.7795 | 4871.9895 | 2871.7795 | 4871.9895 | 6.3401 | 8.067 | 1 | 1 | 2871.7795 | 4871.9895 |  |  |  |  | 14.1 | #DIV/0! | #DIV/0! | #DIV/0! | #DIV/0! | #DIV/0! | #DIV/0! | #DIV/0! | #DIV/0! | #DIV/0! | #DIV/0! | #DIV/0! | #DIV/0! | #DIV/0! |  |  |  | 14.1 | #DIV/0! | #DIV/0! | #DIV/0! | #DIV/0! | #DIV/0! | #DIV/0! | #DIV/0! | #DIV/0! | #DIV/0! | #DIV/0! | #DIV/0! | #DIV/0! | #DIV/0! |  |  |  | 14.1 | #DIV/0! | #DIV/0! | #DIV/0! | #DIV/0! | #DIV/0! | #DIV/0! | #DIV/0! | #DIV/0! | #DIV/0! | #DIV/0! | #DIV/0! | #DIV/0! | #DIV/0! |  |  |  | 14.1 | #DIV/0! | #DIV/0! | #DIV/0! | #DIV/0! | #DIV/0! | #DIV/0! | #DIV/0! | #DIV/0! | #DIV/0! | #DIV/0! | #DIV/0! | #DIV/0! | #DIV/0! |  |  |  | 14.1 | #DIV/0! | #DIV/0! | #DIV/0! | #DIV/0! | #DIV/0! | #DIV/0! | #DIV/0! | #DIV/0! | #DIV/0! | #DIV/0! | #DIV/0! | #DIV/0! | #DIV/0! |  |  |  | 14.1 | #DIV/0! | #DIV/0! | #DIV/0! | #DIV/0! | #DIV/0! | #DIV/0! | #DIV/0! | #DIV/0! | #DIV/0! | #DIV/0! | #DIV/0! | #DIV/0! | #DIV/0! |  |  |  | 14.1 | #DIV/0! | #DIV/0! | #DIV/0! | #DIV/0! | #DIV/0! | #DIV/0! | #DIV/0! | #DIV/0! | #DIV/0! | #DIV/0! | #DIV/0! | #DIV/0! | #DIV/0!
[15 empty] | 14.2 | 22.3868 | 88.4718 | 2872.025 | 4871.5991 | 2872.025 | 4871.5991 | 6.3847 | 8.1224 | 1 | 1 | 2872.025 | 4871.5991 |  |  |  |  | 14.2 | #DIV/0! | #DIV/0! | #DIV/0! | #DIV/0! | #DIV/0! | #DIV/0! | #DIV/0! | #DIV/0! | #DIV/0! | #DIV/0! | #DIV/0! | #DIV/0! | #DIV/0! |  |  |  | 14.2 | #DIV/0! | #DIV/0! | #DIV/0! | #DIV/0! | #DIV/0! | #DIV/0! | #DIV/0! | #DIV/0! | #DIV/0! | #DIV/0! | #DIV/0! | #DIV/0! | #DIV/0! |  |  |  | 14.2 | #DIV/0! | #DIV/0! | #DIV/0! | #DIV/0! | #DIV/0! | #DIV/0! | #DIV/0! | #DIV/0! | #DIV/0! | #DIV/0! | #DIV/0! | #DIV/0! | #DIV/0! |  |  |  | 14.2 | #DIV/0! | #DIV/0! | #DIV/0! | #DIV/0! | #DIV/0! | #DIV/0! | #DIV/0! | #DIV/0! | #DIV/0! | #DIV/0! | #DIV/0! | #DIV/0! | #DIV/0! |  |  |  | 14.2 | #DIV/0! | #DIV/0! | #DIV/0! | #DIV/0! | #DIV/0! | #DIV/0! | #DIV/0! | #DIV/0! | #DIV/0! | #DIV/0! | #DIV/0! | #DIV/0! | #DIV/0! |  |  |  | 14.2 | #DIV/0! | #DIV/0! | #DIV/0! | #DIV/0! | #DIV/0! | #DIV/0! | #DIV/0! | #DIV/0! | #DIV/0! | #DIV/0! | #DIV/0! | #DIV/0! | #DIV/0! |  |  |  | 14.2 | #DIV/0! | #DIV/0! | #DIV/0! | #DIV/0! | #DIV/0! | #DIV/0! | #DIV/0! | #DIV/0! | #DIV/0! | #DIV/0! | #DIV/0! | #DIV/0! | #DIV/0!
[15 empty] | 14.3 | 22.5412 | 88.4326 | 2872.2723 | 4871.2061 | 2872.2723 | 4871.2061 | 6.4293 | 8.1777 | 1 | 1 | 2872.2723 | 4871.2061 |  |  |  |  | 14.3 | #DIV/0! | #DIV/0! | #DIV/0! | #DIV/0! | #DIV/0! | #DIV/0! | #DIV/0! | #DIV/0! | #DIV/0! | #DIV/0! | #DIV/0! | #DIV/0! | #DIV/0! |  |  |  | 14.3 | #DIV/0! | #DIV/0! | #DIV/0! | #DIV/0! | #DIV/0! | #DIV/0! | #DIV/0! | #DIV/0! | #DIV/0! | #DIV/0! | #DIV/0! | #DIV/0! | #DIV/0! |  |  |  | 14.3 | #DIV/0! | #DIV/0! | #DIV/0! | #DIV/0! | #DIV/0! | #DIV/0! | #DIV/0! | #DIV/0! | #DIV/0! | #DIV/0! | #DIV/0! | #DIV/0! | #DIV/0! |  |  |  | 14.3 | #DIV/0! | #DIV/0! | #DIV/0! | #DIV/0! | #DIV/0! | #DIV/0! | #DIV/0! | #DIV/0! | #DIV/0! | #DIV/0! | #DIV/0! | #DIV/0! | #DIV/0! |  |  |  | 14.3 | #DIV/0! | #DIV/0! | #DIV/0! | #DIV/0! | #DIV/0! | #DIV/0! | #DIV/0! | #DIV/0! | #DIV/0! | #DIV/0! | #DIV/0! | #DIV/0! | #DIV/0! |  |  |  | 14.3 | #DIV/0! | #DIV/0! | #DIV/0! | #DIV/0! | #DIV/0! | #DIV/0! | #DIV/0! | #DIV/0! | #DIV/0! | #DIV/0! | #DIV/0! | #DIV/0! | #DIV/0! |  |  |  | 14.3 | #DIV/0! | #DIV/0! | #DIV/0! | #DIV/0! | #DIV/0! | #DIV/0! | #DIV/0! | #DIV/0! | #DIV/0! | #DIV/0! | #DIV/0! | #DIV/0! | #DIV/0!
[15 empty] | 14.4 | 22.6955 | 88.3932 | 2872.5212 | 4870.8103 | 2872.5212 | 4870.8103 | 6.4738 | 8.233 | 1 | 1 | 2872.5212 | 4870.8103 |  |  |  |  | 14.4 | #DIV/0! | #DIV/0! | #DIV/0! | #DIV/0! | #DIV/0! | #DIV/0! | #DIV/0! | #DIV/0! | #DIV/0! | #DIV/0! | #DIV/0! | #DIV/0! | #DIV/0! |  |  |  | 14.4 | #DIV/0! | #DIV/0! | #DIV/0! | #DIV/0! | #DIV/0! | #DIV/0! | #DIV/0! | #DIV/0! | #DIV/0! | #DIV/0! | #DIV/0! | #DIV/0! | #DIV/0! |  |  |  | 14.4 | #DIV/0! | #DIV/0! | #DIV/0! | #DIV/0! | #DIV/0! | #DIV/0! | #DIV/0! | #DIV/0! | #DIV/0! | #DIV/0! | #DIV/0! | #DIV/0! | #DIV/0! |  |  |  | 14.4 | #DIV/0! | #DIV/0! | #DIV/0! | #DIV/0! | #DIV/0! | #DIV/0! | #DIV/0! | #DIV/0! | #DIV/0! | #DIV/0! | #DIV/0! | #DIV/0! | #DIV/0! |  |  |  | 14.4 | #DIV/0! | #DIV/0! | #DIV/0! | #DIV/0! | #DIV/0! | #DIV/0! | #DIV/0! | #DIV/0! | #DIV/0! | #DIV/0! | #DIV/0! | #DIV/0! | #DIV/0! |  |  |  | 14.4 | #DIV/0! | #DIV/0! | #DIV/0! | #DIV/0! | #DIV/0! | #DIV/0! | #DIV/0! | #DIV/0! | #DIV/0! | #DIV/0! | #DIV/0! | #DIV/0! | #DIV/0! |  |  |  | 14.4 | #DIV/0! | #DIV/0! | #DIV/0! | #DIV/0! | #DIV/0! | #DIV/0! | #DIV/0! | #DIV/0! | #DIV/0! | #DIV/0! | #DIV/0! | #DIV/0! | #DIV/0!
[15 empty] | 14.5 | 22.8497 | 88.3534 | 2872.7719 | 4870.4119 | 2872.7719 | 4870.4119 | 6.5184 | 8.2883 | 1 | 1 | 2872.7719 | 4870.4119 |  |  |  |  | 14.5 | #DIV/0! | #DIV/0! | #DIV/0! | #DIV/0! | #DIV/0! | #DIV/0! | #DIV/0! | #DIV/0! | #DIV/0! | #DIV/0! | #DIV/0! | #DIV/0! | #DIV/0! |  |  |  | 14.5 | #DIV/0! | #DIV/0! | #DIV/0! | #DIV/0! | #DIV/0! | #DIV/0! | #DIV/0! | #DIV/0! | #DIV/0! | #DIV/0! | #DIV/0! | #DIV/0! | #DIV/0! |  |  |  | 14.5 | #DIV/0! | #DIV/0! | #DIV/0! | #DIV/0! | #DIV/0! | #DIV/0! | #DIV/0! | #DIV/0! | #DIV/0! | #DIV/0! | #DIV/0! | #DIV/0! | #DIV/0! |  |  |  | 14.5 | #DIV/0! | #DIV/0! | #DIV/0! | #DIV/0! | #DIV/0! | #DIV/0! | #DIV/0! | #DIV/0! | #DIV/0! | #DIV/0! | #DIV/0! | #DIV/0! | #DIV/0! |  |  |  | 14.5 | #DIV/0! | #DIV/0! | #DIV/0! | #DIV/0! | #DIV/0! | #DIV/0! | #DIV/0! | #DIV/0! | #DIV/0! | #DIV/0! | #DIV/0! | #DIV/0! | #DIV/0! |  |  |  | 14.5 | #DIV/0! | #DIV/0! | #DIV/0! | #DIV/0! | #DIV/0! | #DIV/0! | #DIV/0! | #DIV/0! | #DIV/0! | #DIV/0! | #DIV/0! | #DIV/0! | #DIV/0! |  |  |  | 14.5 | #DIV/0! | #DIV/0! | #DIV/0! | #DIV/0! | #DIV/0! | #DIV/0! | #DIV/0! | #DIV/0! | #DIV/0! | #DIV/0! | #DIV/0! | #DIV/0! | #DIV/0!
[15 empty] | 14.6 | 23.0039 | 88.3134 | 2873.0243 | 4870.0108 | 2873.0243 | 4870.0108 | 6.5629 | 8.3435 | 1 | 1 | 2873.0243 | 4870.0108 |  |  |  |  | 14.6 | #DIV/0! | #DIV/0! | #DIV/0! | #DIV/0! | #DIV/0! | #DIV/0! | #DIV/0! | #DIV/0! | #DIV/0! | #DIV/0! | #DIV/0! | #DIV/0! | #DIV/0! |  |  |  | 14.6 | #DIV/0! | #DIV/0! | #DIV/0! | #DIV/0! | #DIV/0! | #DIV/0! | #DIV/0! | #DIV/0! | #DIV/0! | #DIV/0! | #DIV/0! | #DIV/0! | #DIV/0! |  |  |  | 14.6 | #DIV/0! | #DIV/0! | #DIV/0! | #DIV/0! | #DIV/0! | #DIV/0! | #DIV/0! | #DIV/0! | #DIV/0! | #DIV/0! | #DIV/0! | #DIV/0! | #DIV/0! |  |  |  | 14.6 | #DIV/0! | #DIV/0! | #DIV/0! | #DIV/0! | #DIV/0! | #DIV/0! | #DIV/0! | #DIV/0! | #DIV/0! | #DIV/0! | #DIV/0! | #DIV/0! | #DIV/0! |  |  |  | 14.6 | #DIV/0! | #DIV/0! | #DIV/0! | #DIV/0! | #DIV/0! | #DIV/0! | #DIV/0! | #DIV/0! | #DIV/0! | #DIV/0! | #DIV/0! | #DIV/0! | #DIV/0! |  |  |  | 14.6 | #DIV/0! | #DIV/0! | #DIV/0! | #DIV/0! | #DIV/0! | #DIV/0! | #DIV/0! | #DIV/0! | #DIV/0! | #DIV/0! | #DIV/0! | #DIV/0! | #DIV/0! |  |  |  | 14.6 | #DIV/0! | #DIV/0! | #DIV/0! | #DIV/0! | #DIV/0! | #DIV/0! | #DIV/0! | #DIV/0! | #DIV/0! | #DIV/0! | #DIV/0! | #DIV/0! | #DIV/0!
[15 empty] | 14.7 | 23.158 | 88.2731 | 2873.2785 | 4869.6071 | 2873.2785 | 4869.6071 | 6.6075 | 8.3987 | 1 | 1 | 2873.2785 | 4869.6071 |  |  |  |  | 14.7 | #DIV/0! | #DIV/0! | #DIV/0! | #DIV/0! | #DIV/0! | #DIV/0! | #DIV/0! | #DIV/0! | #DIV/0! | #DIV/0! | #DIV/0! | #DIV/0! | #DIV/0! |  |  |  | 14.7 | #DIV/0! | #DIV/0! | #DIV/0! | #DIV/0! | #DIV/0! | #DIV/0! | #DIV/0! | #DIV/0! | #DIV/0! | #DIV/0! | #DIV/0! | #DIV/0! | #DIV/0! |  |  |  | 14.7 | #DIV/0! | #DIV/0! | #DIV/0! | #DIV/0! | #DIV/0! | #DIV/0! | #DIV/0! | #DIV/0! | #DIV/0! | #DIV/0! | #DIV/0! | #DIV/0! | #DIV/0! |  |  |  | 14.7 | #DIV/0! | #DIV/0! | #DIV/0! | #DIV/0! | #DIV/0! | #DIV/0! | #DIV/0! | #DIV/0! | #DIV/0! | #DIV/0! | #DIV/0! | #DIV/0! | #DIV/0! |  |  |  | 14.7 | #DIV/0! | #DIV/0! | #DIV/0! | #DIV/0! | #DIV/0! | #DIV/0! | #DIV/0! | #DIV/0! | #DIV/0! | #DIV/0! | #DIV/0! | #DIV/0! | #DIV/0! |  |  |  | 14.7 | #DIV/0! | #DIV/0! | #DIV/0! | #DIV/0! | #DIV/0! | #DIV/0! | #DIV/0! | #DIV/0! | #DIV/0! | #DIV/0! | #DIV/0! | #DIV/0! | #DIV/0! |  |  |  | 14.7 | #DIV/0! | #DIV/0! | #DIV/0! | #DIV/0! | #DIV/0! | #DIV/0! | #DIV/0! | #DIV/0! | #DIV/0! | #DIV/0! | #DIV/0! | #DIV/0! | #DIV/0!
[15 empty] | 14.8 | 23.312 | 88.2326 | 2873.5344 | 4869.2007 | 2873.5344 | 4869.2007 | 6.652 | 8.4539 | 1 | 1 | 2873.5344 | 4869.2007 |  |  |  |  | 14.8 | #DIV/0! | #DIV/0! | #DIV/0! | #DIV/0! | #DIV/0! | #DIV/0! | #DIV/0! | #DIV/0! | #DIV/0! | #DIV/0! | #DIV/0! | #DIV/0! | #DIV/0! |  |  |  | 14.8 | #DIV/0! | #DIV/0! | #DIV/0! | #DIV/0! | #DIV/0! | #DIV/0! | #DIV/0! | #DIV/0! | #DIV/0! | #DIV/0! | #DIV/0! | #DIV/0! | #DIV/0! |  |  |  | 14.8 | #DIV/0! | #DIV/0! | #DIV/0! | #DIV/0! | #DIV/0! | #DIV/0! | #DIV/0! | #DIV/0! | #DIV/0! | #DIV/0! | #DIV/0! | #DIV/0! | #DIV/0! |  |  |  | 14.8 | #DIV/0! | #DIV/0! | #DIV/0! | #DIV/0! | #DIV/0! | #DIV/0! | #DIV/0! | #DIV/0! | #DIV/0! | #DIV/0! | #DIV/0! | #DIV/0! | #DIV/0! |  |  |  | 14.8 | #DIV/0! | #DIV/0! | #DIV/0! | #DIV/0! | #DIV/0! | #DIV/0! | #DIV/0! | #DIV/0! | #DIV/0! | #DIV/0! | #DIV/0! | #DIV/0! | #DIV/0! |  |  |  | 14.8 | #DIV/0! | #DIV/0! | #DIV/0! | #DIV/0! | #DIV/0! | #DIV/0! | #DIV/0! | #DIV/0! | #DIV/0! | #DIV/0! | #DIV/0! | #DIV/0! | #DIV/0! |  |  |  | 14.8 | #DIV/0! | #DIV/0! | #DIV/0! | #DIV/0! | #DIV/0! | #DIV/0! | #DIV/0! | #DIV/0! | #DIV/0! | #DIV/0! | #DIV/0! | #DIV/0! | #DIV/0!
[15 empty] | 14.9 | 23.466 | 88.1917 | 2873.792 | 4868.7916 | 2873.792 | 4868.7916 | 6.6966 | 8.509 | 1 | 1 | 2873.792 | 4868.7916 |  |  |  |  | 14.9 | #DIV/0! | #DIV/0! | #DIV/0! | #DIV/0! | #DIV/0! | #DIV/0! | #DIV/0! | #DIV/0! | #DIV/0! | #DIV/0! | #DIV/0! | #DIV/0! | #DIV/0! |  |  |  | 14.9 | #DIV/0! | #DIV/0! | #DIV/0! | #DIV/0! | #DIV/0! | #DIV/0! | #DIV/0! | #DIV/0! | #DIV/0! | #DIV/0! | #DIV/0! | #DIV/0! | #DIV/0! |  |  |  | 14.9 | #DIV/0! | #DIV/0! | #DIV/0! | #DIV/0! | #DIV/0! | #DIV/0! | #DIV/0! | #DIV/0! | #DIV/0! | #DIV/0! | #DIV/0! | #DIV/0! | #DIV/0! |  |  |  | 14.9 | #DIV/0! | #DIV/0! | #DIV/0! | #DIV/0! | #DIV/0! | #DIV/0! | #DIV/0! | #DIV/0! | #DIV/0! | #DIV/0! | #DIV/0! | #DIV/0! | #DIV/0! |  |  |  | 14.9 | #DIV/0! | #DIV/0! | #DIV/0! | #DIV/0! | #DIV/0! | #DIV/0! | #DIV/0! | #DIV/0! | #DIV/0! | #DIV/0! | #DIV/0! | #DIV/0! | #DIV/0! |  |  |  | 14.9 | #DIV/0! | #DIV/0! | #DIV/0! | #DIV/0! | #DIV/0! | #DIV/0! | #DIV/0! | #DIV/0! | #DIV/0! | #DIV/0! | #DIV/0! | #DIV/0! | #DIV/0! |  |  |  | 14.9 | #DIV/0! | #DIV/0! | #DIV/0! | #DIV/0! | #DIV/0! | #DIV/0! | #DIV/0! | #DIV/0! | #DIV/0! | #DIV/0! | #DIV/0! | #DIV/0! | #DIV/0!
[15 empty] | 15 | 23.6199 | 88.1506 | 2874.0514 | 4868.3799 | 2874.0514 | 4868.3799 | 6.7411 | 8.5641 | 1 | 1 | 2874.0514 | 4868.3799 |  |  |  |  | 15 | #DIV/0! | #DIV/0! | #DIV/0! | #DIV/0! | #DIV/0! | #DIV/0! | #DIV/0! | #DIV/0! | #DIV/0! | #DIV/0! | #DIV/0! | #DIV/0! | #DIV/0! |  |  |  | 15 | #DIV/0! | #DIV/0! | #DIV/0! | #DIV/0! | #DIV/0! | #DIV/0! | #DIV/0! | #DIV/0! | #DIV/0! | #DIV/0! | #DIV/0! | #DIV/0! | #DIV/0! |  |  |  | 15 | #DIV/0! | #DIV/0! | #DIV/0! | #DIV/0! | #DIV/0! | #DIV/0! | #DIV/0! | #DIV/0! | #DIV/0! | #DIV/0! | #DIV/0! | #DIV/0! | #DIV/0! |  |  |  | 15 | #DIV/0! | #DIV/0! | #DIV/0! | #DIV/0! | #DIV/0! | #DIV/0! | #DIV/0! | #DIV/0! | #DIV/0! | #DIV/0! | #DIV/0! | #DIV/0! | #DIV/0! |  |  |  | 15 | #DIV/0! | #DIV/0! | #DIV/0! | #DIV/0! | #DIV/0! | #DIV/0! | #DIV/0! | #DIV/0! | #DIV/0! | #DIV/0! | #DIV/0! | #DIV/0! | #DIV/0! |  |  |  | 15 | #DIV/0! | #DIV/0! | #DIV/0! | #DIV/0! | #DIV/0! | #DIV/0! | #DIV/0! | #DIV/0! | #DIV/0! | #DIV/0! | #DIV/0! | #DIV/0! | #DIV/0! |  |  |  | 15 | #DIV/0! | #DIV/0! | #DIV/0! | #DIV/0! | #DIV/0! | #DIV/0! | #DIV/0! | #DIV/0! | #DIV/0! | #DIV/0! | #DIV/0! | #DIV/0! | #DIV/0!
[15 empty] | 15.1 | 23.7737 | 88.1093 | 2874.3124 | 4867.9655 | 2874.3124 | 4867.9655 | 6.7856 | 8.6191 | 1 | 1 | 2874.3124 | 4867.9655 |  |  |  |  | 15.1 | #DIV/0! | #DIV/0! | #DIV/0! | #DIV/0! | #DIV/0! | #DIV/0! | #DIV/0! | #DIV/0! | #DIV/0! | #DIV/0! | #DIV/0! | #DIV/0! | #DIV/0! |  |  |  | 15.1 | #DIV/0! | #DIV/0! | #DIV/0! | #DIV/0! | #DIV/0! | #DIV/0! | #DIV/0! | #DIV/0! | #DIV/0! | #DIV/0! | #DIV/0! | #DIV/0! | #DIV/0! |  |  |  | 15.1 | #DIV/0! | #DIV/0! | #DIV/0! | #DIV/0! | #DIV/0! | #DIV/0! | #DIV/0! | #DIV/0! | #DIV/0! | #DIV/0! | #DIV/0! | #DIV/0! | #DIV/0! |  |  |  | 15.1 | #DIV/0! | #DIV/0! | #DIV/0! | #DIV/0! | #DIV/0! | #DIV/0! | #DIV/0! | #DIV/0! | #DIV/0! | #DIV/0! | #DIV/0! | #DIV/0! | #DIV/0! |  |  |  | 15.1 | #DIV/0! | #DIV/0! | #DIV/0! | #DIV/0! | #DIV/0! | #DIV/0! | #DIV/0! | #DIV/0! | #DIV/0! | #DIV/0! | #DIV/0! | #DIV/0! | #DIV/0! |  |  |  | 15.1 | #DIV/0! | #DIV/0! | #DIV/0! | #DIV/0! | #DIV/0! | #DIV/0! | #DIV/0! | #DIV/0! | #DIV/0! | #DIV/0! | #DIV/0! | #DIV/0! | #DIV/0! |  |  |  | 15.1 | #DIV/0! | #DIV/0! | #DIV/0! | #DIV/0! | #DIV/0! | #DIV/0! | #DIV/0! | #DIV/0! | #DIV/0! | #DIV/0! | #DIV/0! | #DIV/0! | #DIV/0!
[15 empty] | 15.2 | 23.9275 | 88.0677 | 2874.5752 | 4867.5484 | 2874.5752 | 4867.5484 | 6.8301 | 8.6741 | 1 | 1 | 2874.5752 | 4867.5484 |  |  |  |  | 15.2 | #DIV/0! | #DIV/0! | #DIV/0! | #DIV/0! | #DIV/0! | #DIV/0! | #DIV/0! | #DIV/0! | #DIV/0! | #DIV/0! | #DIV/0! | #DIV/0! | #DIV/0! |  |  |  | 15.2 | #DIV/0! | #DIV/0! | #DIV/0! | #DIV/0! | #DIV/0! | #DIV/0! | #DIV/0! | #DIV/0! | #DIV/0! | #DIV/0! | #DIV/0! | #DIV/0! | #DIV/0! |  |  |  | 15.2 | #DIV/0! | #DIV/0! | #DIV/0! | #DIV/0! | #DIV/0! | #DIV/0! | #DIV/0! | #DIV/0! | #DIV/0! | #DIV/0! | #DIV/0! | #DIV/0! | #DIV/0! |  |  |  | 15.2 | #DIV/0! | #DIV/0! | #DIV/0! | #DIV/0! | #DIV/0! | #DIV/0! | #DIV/0! | #DIV/0! | #DIV/0! | #DIV/0! | #DIV/0! | #DIV/0! | #DIV/0! |  |  |  | 15.2 | #DIV/0! | #DIV/0! | #DIV/0! | #DIV/0! | #DIV/0! | #DIV/0! | #DIV/0! | #DIV/0! | #DIV/0! | #DIV/0! | #DIV/0! | #DIV/0! | #DIV/0! |  |  |  | 15.2 | #DIV/0! | #DIV/0! | #DIV/0! | #DIV/0! | #DIV/0! | #DIV/0! | #DIV/0! | #DIV/0! | #DIV/0! | #DIV/0! | #DIV/0! | #DIV/0! | #DIV/0! |  |  |  | 15.2 | #DIV/0! | #DIV/0! | #DIV/0! | #DIV/0! | #DIV/0! | #DIV/0! | #DIV/0! | #DIV/0! | #DIV/0! | #DIV/0! | #DIV/0! | #DIV/0! | #DIV/0!
[15 empty] | 15.3 | 24.0811 | 88.0258 | 2874.8398 | 4867.1287 | 2874.8398 | 4867.1287 | 6.8746 | 8.7291 | 1 | 1 | 2874.8398 | 4867.1287 |  |  |  |  | 15.3 | #DIV/0! | #DIV/0! | #DIV/0! | #DIV/0! | #DIV/0! | #DIV/0! | #DIV/0! | #DIV/0! | #DIV/0! | #DIV/0! | #DIV/0! | #DIV/0! | #DIV/0! |  |  |  | 15.3 | #DIV/0! | #DIV/0! | #DIV/0! | #DIV/0! | #DIV/0! | #DIV/0! | #DIV/0! | #DIV/0! | #DIV/0! | #DIV/0! | #DIV/0! | #DIV/0! | #DIV/0! |  |  |  | 15.3 | #DIV/0! | #DIV/0! | #DIV/0! | #DIV/0! | #DIV/0! | #DIV/0! | #DIV/0! | #DIV/0! | #DIV/0! | #DIV/0! | #DIV/0! | #DIV/0! | #DIV/0! |  |  |  | 15.3 | #DIV/0! | #DIV/0! | #DIV/0! | #DIV/0! | #DIV/0! | #DIV/0! | #DIV/0! | #DIV/0! | #DIV/0! | #DIV/0! | #DIV/0! | #DIV/0! | #DIV/0! |  |  |  | 15.3 | #DIV/0! | #DIV/0! | #DIV/0! | #DIV/0! | #DIV/0! | #DIV/0! | #DIV/0! | #DIV/0! | #DIV/0! | #DIV/0! | #DIV/0! | #DIV/0! | #DIV/0! |  |  |  | 15.3 | #DIV/0! | #DIV/0! | #DIV/0! | #DIV/0! | #DIV/0! | #DIV/0! | #DIV/0! | #DIV/0! | #DIV/0! | #DIV/0! | #DIV/0! | #DIV/0! | #DIV/0! |  |  |  | 15.3 | #DIV/0! | #DIV/0! | #DIV/0! | #DIV/0! | #DIV/0! | #DIV/0! | #DIV/0! | #DIV/0! | #DIV/0! | #DIV/0! | #DIV/0! | #DIV/0! | #DIV/0!
[15 empty] | 15.4 | 24.2347 | 87.9836 | 2875.1061 | 4866.7064 | 2875.1061 | 4866.7064 | 6.9191 | 8.784 | 1 | 1 | 2875.1061 | 4866.7064 |  |  |  |  | 15.4 | #DIV/0! | #DIV/0! | #DIV/0! | #DIV/0! | #DIV/0! | #DIV/0! | #DIV/0! | #DIV/0! | #DIV/0! | #DIV/0! | #DIV/0! | #DIV/0! | #DIV/0! |  |  |  | 15.4 | #DIV/0! | #DIV/0! | #DIV/0! | #DIV/0! | #DIV/0! | #DIV/0! | #DIV/0! | #DIV/0! | #DIV/0! | #DIV/0! | #DIV/0! | #DIV/0! | #DIV/0! |  |  |  | 15.4 | #DIV/0! | #DIV/0! | #DIV/0! | #DIV/0! | #DIV/0! | #DIV/0! | #DIV/0! | #DIV/0! | #DIV/0! | #DIV/0! | #DIV/0! | #DIV/0! | #DIV/0! |  |  |  | 15.4 | #DIV/0! | #DIV/0! | #DIV/0! | #DIV/0! | #DIV/0! | #DIV/0! | #DIV/0! | #DIV/0! | #DIV/0! | #DIV/0! | #DIV/0! | #DIV/0! | #DIV/0! |  |  |  | 15.4 | #DIV/0! | #DIV/0! | #DIV/0! | #DIV/0! | #DIV/0! | #DIV/0! | #DIV/0! | #DIV/0! | #DIV/0! | #DIV/0! | #DIV/0! | #DIV/0! | #DIV/0! |  |  |  | 15.4 | #DIV/0! | #DIV/0! | #DIV/0! | #DIV/0! | #DIV/0! | #DIV/0! | #DIV/0! | #DIV/0! | #DIV/0! | #DIV/0! | #DIV/0! | #DIV/0! | #DIV/0! |  |  |  | 15.4 | #DIV/0! | #DIV/0! | #DIV/0! | #DIV/0! | #DIV/0! | #DIV/0! | #DIV/0! | #DIV/0! | #DIV/0! | #DIV/0! | #DIV/0! | #DIV/0! | #DIV/0!
[15 empty] | 15.5 | 24.3882 | 87.9412 | 2875.3741 | 4866.2814 | 2875.3741 | 4866.2814 | 6.9636 | 8.8389 | 1 | 1 | 2875.3741 | 4866.2814 |  |  |  |  | 15.5 | #DIV/0! | #DIV/0! | #DIV/0! | #DIV/0! | #DIV/0! | #DIV/0! | #DIV/0! | #DIV/0! | #DIV/0! | #DIV/0! | #DIV/0! | #DIV/0! | #DIV/0! |  |  |  | 15.5 | #DIV/0! | #DIV/0! | #DIV/0! | #DIV/0! | #DIV/0! | #DIV/0! | #DIV/0! | #DIV/0! | #DIV/0! | #DIV/0! | #DIV/0! | #DIV/0! | #DIV/0! |  |  |  | 15.5 | #DIV/0! | #DIV/0! | #DIV/0! | #DIV/0! | #DIV/0! | #DIV/0! | #DIV/0! | #DIV/0! | #DIV/0! | #DIV/0! | #DIV/0! | #DIV/0! | #DIV/0! |  |  |  | 15.5 | #DIV/0! | #DIV/0! | #DIV/0! | #DIV/0! | #DIV/0! | #DIV/0! | #DIV/0! | #DIV/0! | #DIV/0! | #DIV/0! | #DIV/0! | #DIV/0! | #DIV/0! |  |  |  | 15.5 | #DIV/0! | #DIV/0! | #DIV/0! | #DIV/0! | #DIV/0! | #DIV/0! | #DIV/0! | #DIV/0! | #DIV/0! | #DIV/0! | #DIV/0! | #DIV/0! | #DIV/0! |  |  |  | 15.5 | #DIV/0! | #DIV/0! | #DIV/0! | #DIV/0! | #DIV/0! | #DIV/0! | #DIV/0! | #DIV/0! | #DIV/0! | #DIV/0! | #DIV/0! | #DIV/0! | #DIV/0! |  |  |  | 15.5 | #DIV/0! | #DIV/0! | #DIV/0! | #DIV/0! | #DIV/0! | #DIV/0! | #DIV/0! | #DIV/0! | #DIV/0! | #DIV/0! | #DIV/0! | #DIV/0! | #DIV/0!
[15 empty] | 15.6 | 24.5417 | 87.8985 | 2875.6438 | 4865.8537 | 2875.6438 | 4865.8537 | 7.0081 | 8.8937 | 1 | 1 | 2875.6438 | 4865.8537 |  |  |  |  | 15.6 | #DIV/0! | #DIV/0! | #DIV/0! | #DIV/0! | #DIV/0! | #DIV/0! | #DIV/0! | #DIV/0! | #DIV/0! | #DIV/0! | #DIV/0! | #DIV/0! | #DIV/0! |  |  |  | 15.6 | #DIV/0! | #DIV/0! | #DIV/0! | #DIV/0! | #DIV/0! | #DIV/0! | #DIV/0! | #DIV/0! | #DIV/0! | #DIV/0! | #DIV/0! | #DIV/0! | #DIV/0! |  |  |  | 15.6 | #DIV/0! | #DIV/0! | #DIV/0! | #DIV/0! | #DIV/0! | #DIV/0! | #DIV/0! | #DIV/0! | #DIV/0! | #DIV/0! | #DIV/0! | #DIV/0! | #DIV/0! |  |  |  | 15.6 | #DIV/0! | #DIV/0! | #DIV/0! | #DIV/0! | #DIV/0! | #DIV/0! | #DIV/0! | #DIV/0! | #DIV/0! | #DIV/0! | #DIV/0! | #DIV/0! | #DIV/0! |  |  |  | 15.6 | #DIV/0! | #DIV/0! | #DIV/0! | #DIV/0! | #DIV/0! | #DIV/0! | #DIV/0! | #DIV/0! | #DIV/0! | #DIV/0! | #DIV/0! | #DIV/0! | #DIV/0! |  |  |  | 15.6 | #DIV/0! | #DIV/0! | #DIV/0! | #DIV/0! | #DIV/0! | #DIV/0! | #DIV/0! | #DIV/0! | #DIV/0! | #DIV/0! | #DIV/0! | #DIV/0! | #DIV/0! |  |  |  | 15.6 | #DIV/0! | #DIV/0! | #DIV/0! | #DIV/0! | #DIV/0! | #DIV/0! | #DIV/0! | #DIV/0! | #DIV/0! | #DIV/0! | #DIV/0! | #DIV/0! | #DIV/0!
[15 empty] | 15.7 | 24.6951 | 87.8555 | 2875.9153 | 4865.4234 | 2875.9153 | 4865.4234 | 7.0525 | 8.9485 | 1 | 1 | 2875.9153 | 4865.4234 |  |  |  |  | 15.7 | #DIV/0! | #DIV/0! | #DIV/0! | #DIV/0! | #DIV/0! | #DIV/0! | #DIV/0! | #DIV/0! | #DIV/0! | #DIV/0! | #DIV/0! | #DIV/0! | #DIV/0! |  |  |  | 15.7 | #DIV/0! | #DIV/0! | #DIV/0! | #DIV/0! | #DIV/0! | #DIV/0! | #DIV/0! | #DIV/0! | #DIV/0! | #DIV/0! | #DIV/0! | #DIV/0! | #DIV/0! |  |  |  | 15.7 | #DIV/0! | #DIV/0! | #DIV/0! | #DIV/0! | #DIV/0! | #DIV/0! | #DIV/0! | #DIV/0! | #DIV/0! | #DIV/0! | #DIV/0! | #DIV/0! | #DIV/0! |  |  |  | 15.7 | #DIV/0! | #DIV/0! | #DIV/0! | #DIV/0! | #DIV/0! | #DIV/0! | #DIV/0! | #DIV/0! | #DIV/0! | #DIV/0! | #DIV/0! | #DIV/0! | #DIV/0! |  |  |  | 15.7 | #DIV/0! | #DIV/0! | #DIV/0! | #DIV/0! | #DIV/0! | #DIV/0! | #DIV/0! | #DIV/0! | #DIV/0! | #DIV/0! | #DIV/0! | #DIV/0! | #DIV/0! |  |  |  | 15.7 | #DIV/0! | #DIV/0! | #DIV/0! | #DIV/0! | #DIV/0! | #DIV/0! | #DIV/0! | #DIV/0! | #DIV/0! | #DIV/0! | #DIV/0! | #DIV/0! | #DIV/0! |  |  |  | 15.7 | #DIV/0! | #DIV/0! | #DIV/0! | #DIV/0! | #DIV/0! | #DIV/0! | #DIV/0! | #DIV/0! | #DIV/0! | #DIV/0! | #DIV/0! | #DIV/0! | #DIV/0!
[15 empty] | 15.8 | 24.8484 | 87.8123 | 2876.1885 | 4864.9904 | 2876.1885 | 4864.9904 | 7.097 | 9.0032 | 1 | 1 | 2876.1885 | 4864.9904 |  |  |  |  | 15.8 | #DIV/0! | #DIV/0! | #DIV/0! | #DIV/0! | #DIV/0! | #DIV/0! | #DIV/0! | #DIV/0! | #DIV/0! | #DIV/0! | #DIV/0! | #DIV/0! | #DIV/0! |  |  |  | 15.8 | #DIV/0! | #DIV/0! | #DIV/0! | #DIV/0! | #DIV/0! | #DIV/0! | #DIV/0! | #DIV/0! | #DIV/0! | #DIV/0! | #DIV/0! | #DIV/0! | #DIV/0! |  |  |  | 15.8 | #DIV/0! | #DIV/0! | #DIV/0! | #DIV/0! | #DIV/0! | #DIV/0! | #DIV/0! | #DIV/0! | #DIV/0! | #DIV/0! | #DIV/0! | #DIV/0! | #DIV/0! |  |  |  | 15.8 | #DIV/0! | #DIV/0! | #DIV/0! | #DIV/0! | #DIV/0! | #DIV/0! | #DIV/0! | #DIV/0! | #DIV/0! | #DIV/0! | #DIV/0! | #DIV/0! | #DIV/0! |  |  |  | 15.8 | #DIV/0! | #DIV/0! | #DIV/0! | #DIV/0! | #DIV/0! | #DIV/0! | #DIV/0! | #DIV/0! | #DIV/0! | #DIV/0! | #DIV/0! | #DIV/0! | #DIV/0! |  |  |  | 15.8 | #DIV/0! | #DIV/0! | #DIV/0! | #DIV/0! | #DIV/0! | #DIV/0! | #DIV/0! | #DIV/0! | #DIV/0! | #DIV/0! | #DIV/0! | #DIV/0! | #DIV/0! |  |  |  | 15.8 | #DIV/0! | #DIV/0! | #DIV/0! | #DIV/0! | #DIV/0! | #DIV/0! | #DIV/0! | #DIV/0! | #DIV/0! | #DIV/0! | #DIV/0! | #DIV/0! | #DIV/0!
[15 empty] | 15.9 | 25.0016 | 87.7688 | 2876.4634 | 4864.5549 | 2876.4634 | 4864.5549 | 7.1414 | 9.0579 | 1 | 1 | 2876.4634 | 4864.5549 |  |  |  |  | 15.9 | #DIV/0! | #DIV/0! | #DIV/0! | #DIV/0! | #DIV/0! | #DIV/0! | #DIV/0! | #DIV/0! | #DIV/0! | #DIV/0! | #DIV/0! | #DIV/0! | #DIV/0! |  |  |  | 15.9 | #DIV/0! | #DIV/0! | #DIV/0! | #DIV/0! | #DIV/0! | #DIV/0! | #DIV/0! | #DIV/0! | #DIV/0! | #DIV/0! | #DIV/0! | #DIV/0! | #DIV/0! |  |  |  | 15.9 | #DIV/0! | #DIV/0! | #DIV/0! | #DIV/0! | #DIV/0! | #DIV/0! | #DIV/0! | #DIV/0! | #DIV/0! | #DIV/0! | #DIV/0! | #DIV/0! | #DIV/0! |  |  |  | 15.9 | #DIV/0! | #DIV/0! | #DIV/0! | #DIV/0! | #DIV/0! | #DIV/0! | #DIV/0! | #DIV/0! | #DIV/0! | #DIV/0! | #DIV/0! | #DIV/0! | #DIV/0! |  |  |  | 15.9 | #DIV/0! | #DIV/0! | #DIV/0! | #DIV/0! | #DIV/0! | #DIV/0! | #DIV/0! | #DIV/0! | #DIV/0! | #DIV/0! | #DIV/0! | #DIV/0! | #DIV/0! |  |  |  | 15.9 | #DIV/0! | #DIV/0! | #DIV/0! | #DIV/0! | #DIV/0! | #DIV/0! | #DIV/0! | #DIV/0! | #DIV/0! | #DIV/0! | #DIV/0! | #DIV/0! | #DIV/0! |  |  |  | 15.9 | #DIV/0! | #DIV/0! | #DIV/0! | #DIV/0! | #DIV/0! | #DIV/0! | #DIV/0! | #DIV/0! | #DIV/0! | #DIV/0! | #DIV/0! | #DIV/0! | #DIV/0!
[15 empty] | 16 | 25.1547 | 87.725 | 2876.74 | 4864.1166 | 2876.74 | 4864.1166 | 7.1859 | 9.1126 | 1 | 1 | 2876.74 | 4864.1166 |  |  |  |  | 16 | #DIV/0! | #DIV/0! | #DIV/0! | #DIV/0! | #DIV/0! | #DIV/0! | #DIV/0! | #DIV/0! | #DIV/0! | #DIV/0! | #DIV/0! | #DIV/0! | #DIV/0! |  |  |  | 16 | #DIV/0! | #DIV/0! | #DIV/0! | #DIV/0! | #DIV/0! | #DIV/0! | #DIV/0! | #DIV/0! | #DIV/0! | #DIV/0! | #DIV/0! | #DIV/0! | #DIV/0! |  |  |  | 16 | #DIV/0! | #DIV/0! | #DIV/0! | #DIV/0! | #DIV/0! | #DIV/0! | #DIV/0! | #DIV/0! | #DIV/0! | #DIV/0! | #DIV/0! | #DIV/0! | #DIV/0! |  |  |  | 16 | #DIV/0! | #DIV/0! | #DIV/0! | #DIV/0! | #DIV/0! | #DIV/0! | #DIV/0! | #DIV/0! | #DIV/0! | #DIV/0! | #DIV/0! | #DIV/0! | #DIV/0! |  |  |  | 16 | #DIV/0! | #DIV/0! | #DIV/0! | #DIV/0! | #DIV/0! | #DIV/0! | #DIV/0! | #DIV/0! | #DIV/0! | #DIV/0! | #DIV/0! | #DIV/0! | #DIV/0! |  |  |  | 16 | #DIV/0! | #DIV/0! | #DIV/0! | #DIV/0! | #DIV/0! | #DIV/0! | #DIV/0! | #DIV/0! | #DIV/0! | #DIV/0! | #DIV/0! | #DIV/0! | #DIV/0! |  |  |  | 16 | #DIV/0! | #DIV/0! | #DIV/0! | #DIV/0! | #DIV/0! | #DIV/0! | #DIV/0! | #DIV/0! | #DIV/0! | #DIV/0! | #DIV/0! | #DIV/0! | #DIV/0!
[15 empty] | 16.1 | 25.3078 | 87.681 | 2877.0184 | 4863.6757 | 2877.0184 | 4863.6757 | 7.2303 | 9.1672 | 1 | 1 | 2877.0184 | 4863.6757 |  |  |  |  | 16.1 | #DIV/0! | #DIV/0! | #DIV/0! | #DIV/0! | #DIV/0! | #DIV/0! | #DIV/0! | #DIV/0! | #DIV/0! | #DIV/0! | #DIV/0! | #DIV/0! | #DIV/0! |  |  |  | 16.1 | #DIV/0! | #DIV/0! | #DIV/0! | #DIV/0! | #DIV/0! | #DIV/0! | #DIV/0! | #DIV/0! | #DIV/0! | #DIV/0! | #DIV/0! | #DIV/0! | #DIV/0! |  |  |  | 16.1 | #DIV/0! | #DIV/0! | #DIV/0! | #DIV/0! | #DIV/0! | #DIV/0! | #DIV/0! | #DIV/0! | #DIV/0! | #DIV/0! | #DIV/0! | #DIV/0! | #DIV/0! |  |  |  | 16.1 | #DIV/0! | #DIV/0! | #DIV/0! | #DIV/0! | #DIV/0! | #DIV/0! | #DIV/0! | #DIV/0! | #DIV/0! | #DIV/0! | #DIV/0! | #DIV/0! | #DIV/0! |  |  |  | 16.1 | #DIV/0! | #DIV/0! | #DIV/0! | #DIV/0! | #DIV/0! | #DIV/0! | #DIV/0! | #DIV/0! | #DIV/0! | #DIV/0! | #DIV/0! | #DIV/0! | #DIV/0! |  |  |  | 16.1 | #DIV/0! | #DIV/0! | #DIV/0! | #DIV/0! | #DIV/0! | #DIV/0! | #DIV/0! | #DIV/0! | #DIV/0! | #DIV/0! | #DIV/0! | #DIV/0! | #DIV/0! |  |  |  | 16.1 | #DIV/0! | #DIV/0! | #DIV/0! | #DIV/0! | #DIV/0! | #DIV/0! | #DIV/0! | #DIV/0! | #DIV/0! | #DIV/0! | #DIV/0! | #DIV/0! | #DIV/0!
[15 empty] | 16.2 | 25.4608 | 87.6367 | 2877.2985 | 4863.2322 | 2877.2985 | 4863.2322 | 7.2747 | 9.2218 | 1 | 1 | 2877.2985 | 4863.2322 |  |  |  |  | 16.2 | #DIV/0! | #DIV/0! | #DIV/0! | #DIV/0! | #DIV/0! | #DIV/0! | #DIV/0! | #DIV/0! | #DIV/0! | #DIV/0! | #DIV/0! | #DIV/0! | #DIV/0! |  |  |  | 16.2 | #DIV/0! | #DIV/0! | #DIV/0! | #DIV/0! | #DIV/0! | #DIV/0! | #DIV/0! | #DIV/0! | #DIV/0! | #DIV/0! | #DIV/0! | #DIV/0! | #DIV/0! |  |  |  | 16.2 | #DIV/0! | #DIV/0! | #DIV/0! | #DIV/0! | #DIV/0! | #DIV/0! | #DIV/0! | #DIV/0! | #DIV/0! | #DIV/0! | #DIV/0! | #DIV/0! | #DIV/0! |  |  |  | 16.2 | #DIV/0! | #DIV/0! | #DIV/0! | #DIV/0! | #DIV/0! | #DIV/0! | #DIV/0! | #DIV/0! | #DIV/0! | #DIV/0! | #DIV/0! | #DIV/0! | #DIV/0! |  |  |  | 16.2 | #DIV/0! | #DIV/0! | #DIV/0! | #DIV/0! | #DIV/0! | #DIV/0! | #DIV/0! | #DIV/0! | #DIV/0! | #DIV/0! | #DIV/0! | #DIV/0! | #DIV/0! |  |  |  | 16.2 | #DIV/0! | #DIV/0! | #DIV/0! | #DIV/0! | #DIV/0! | #DIV/0! | #DIV/0! | #DIV/0! | #DIV/0! | #DIV/0! | #DIV/0! | #DIV/0! | #DIV/0! |  |  |  | 16.2 | #DIV/0! | #DIV/0! | #DIV/0! | #DIV/0! | #DIV/0! | #DIV/0! | #DIV/0! | #DIV/0! | #DIV/0! | #DIV/0! | #DIV/0! | #DIV/0! | #DIV/0!
[15 empty] | 16.3 | 25.6137 | 87.5921 | 2877.5804 | 4862.7861 | 2877.5804 | 4862.7861 | 7.3191 | 9.2763 | 1 | 1 | 2877.5804 | 4862.7861 |  |  |  |  | 16.3 | #DIV/0! | #DIV/0! | #DIV/0! | #DIV/0! | #DIV/0! | #DIV/0! | #DIV/0! | #DIV/0! | #DIV/0! | #DIV/0! | #DIV/0! | #DIV/0! | #DIV/0! |  |  |  | 16.3 | #DIV/0! | #DIV/0! | #DIV/0! | #DIV/0! | #DIV/0! | #DIV/0! | #DIV/0! | #DIV/0! | #DIV/0! | #DIV/0! | #DIV/0! | #DIV/0! | #DIV/0! |  |  |  | 16.3 | #DIV/0! | #DIV/0! | #DIV/0! | #DIV/0! | #DIV/0! | #DIV/0! | #DIV/0! | #DIV/0! | #DIV/0! | #DIV/0! | #DIV/0! | #DIV/0! | #DIV/0! |  |  |  | 16.3 | #DIV/0! | #DIV/0! | #DIV/0! | #DIV/0! | #DIV/0! | #DIV/0! | #DIV/0! | #DIV/0! | #DIV/0! | #DIV/0! | #DIV/0! | #DIV/0! | #DIV/0! |  |  |  | 16.3 | #DIV/0! | #DIV/0! | #DIV/0! | #DIV/0! | #DIV/0! | #DIV/0! | #DIV/0! | #DIV/0! | #DIV/0! | #DIV/0! | #DIV/0! | #DIV/0! | #DIV/0! |  |  |  | 16.3 | #DIV/0! | #DIV/0! | #DIV/0! | #DIV/0! | #DIV/0! | #DIV/0! | #DIV/0! | #DIV/0! | #DIV/0! | #DIV/0! | #DIV/0! | #DIV/0! | #DIV/0! |  |  |  | 16.3 | #DIV/0! | #DIV/0! | #DIV/0! | #DIV/0! | #DIV/0! | #DIV/0! | #DIV/0! | #DIV/0! | #DIV/0! | #DIV/0! | #DIV/0! | #DIV/0! | #DIV/0!
[15 empty] | 16.4 | 25.7666 | 87.5472 | 2877.864 | 4862.3373 | 2877.864 | 4862.3373 | 7.3635 | 9.3308 | 1 | 1 | 2877.864 | 4862.3373 |  |  |  |  | 16.4 | #DIV/0! | #DIV/0! | #DIV/0! | #DIV/0! | #DIV/0! | #DIV/0! | #DIV/0! | #DIV/0! | #DIV/0! | #DIV/0! | #DIV/0! | #DIV/0! | #DIV/0! |  |  |  | 16.4 | #DIV/0! | #DIV/0! | #DIV/0! | #DIV/0! | #DIV/0! | #DIV/0! | #DIV/0! | #DIV/0! | #DIV/0! | #DIV/0! | #DIV/0! | #DIV/0! | #DIV/0! |  |  |  | 16.4 | #DIV/0! | #DIV/0! | #DIV/0! | #DIV/0! | #DIV/0! | #DIV/0! | #DIV/0! | #DIV/0! | #DIV/0! | #DIV/0! | #DIV/0! | #DIV/0! | #DIV/0! |  |  |  | 16.4 | #DIV/0! | #DIV/0! | #DIV/0! | #DIV/0! | #DIV/0! | #DIV/0! | #DIV/0! | #DIV/0! | #DIV/0! | #DIV/0! | #DIV/0! | #DIV/0! | #DIV/0! |  |  |  | 16.4 | #DIV/0! | #DIV/0! | #DIV/0! | #DIV/0! | #DIV/0! | #DIV/0! | #DIV/0! | #DIV/0! | #DIV/0! | #DIV/0! | #DIV/0! | #DIV/0! | #DIV/0! |  |  |  | 16.4 | #DIV/0! | #DIV/0! | #DIV/0! | #DIV/0! | #DIV/0! | #DIV/0! | #DIV/0! | #DIV/0! | #DIV/0! | #DIV/0! | #DIV/0! | #DIV/0! | #DIV/0! |  |  |  | 16.4 | #DIV/0! | #DIV/0! | #DIV/0! | #DIV/0! | #DIV/0! | #DIV/0! | #DIV/0! | #DIV/0! | #DIV/0! | #DIV/0! | #DIV/0! | #DIV/0! | #DIV/0!
[15 empty] | 16.5 | 25.9193 | 87.5021 | 2878.1493 | 4861.8859 | 2878.1493 | 4861.8859 | 7.4079 | 9.3853 | 1 | 1 | 2878.1493 | 4861.8859 |  |  |  |  | 16.5 | #DIV/0! | #DIV/0! | #DIV/0! | #DIV/0! | #DIV/0! | #DIV/0! | #DIV/0! | #DIV/0! | #DIV/0! | #DIV/0! | #DIV/0! | #DIV/0! | #DIV/0! |  |  |  | 16.5 | #DIV/0! | #DIV/0! | #DIV/0! | #DIV/0! | #DIV/0! | #DIV/0! | #DIV/0! | #DIV/0! | #DIV/0! | #DIV/0! | #DIV/0! | #DIV/0! | #DIV/0! |  |  |  | 16.5 | #DIV/0! | #DIV/0! | #DIV/0! | #DIV/0! | #DIV/0! | #DIV/0! | #DIV/0! | #DIV/0! | #DIV/0! | #DIV/0! | #DIV/0! | #DIV/0! | #DIV/0! |  |  |  | 16.5 | #DIV/0! | #DIV/0! | #DIV/0! | #DIV/0! | #DIV/0! | #DIV/0! | #DIV/0! | #DIV/0! | #DIV/0! | #DIV/0! | #DIV/0! | #DIV/0! | #DIV/0! |  |  |  | 16.5 | #DIV/0! | #DIV/0! | #DIV/0! | #DIV/0! | #DIV/0! | #DIV/0! | #DIV/0! | #DIV/0! | #DIV/0! | #DIV/0! | #DIV/0! | #DIV/0! | #DIV/0! |  |  |  | 16.5 | #DIV/0! | #DIV/0! | #DIV/0! | #DIV/0! | #DIV/0! | #DIV/0! | #DIV/0! | #DIV/0! | #DIV/0! | #DIV/0! | #DIV/0! | #DIV/0! | #DIV/0! |  |  |  | 16.5 | #DIV/0! | #DIV/0! | #DIV/0! | #DIV/0! | #DIV/0! | #DIV/0! | #DIV/0! | #DIV/0! | #DIV/0! | #DIV/0! | #DIV/0! | #DIV/0! | #DIV/0!
[15 empty] | 16.6 | 26.072 | 87.4568 | 2878.4363 | 4861.4318 | 2878.4363 | 4861.4318 | 7.4523 | 9.4397 | 1 | 1 | 2878.4363 | 4861.4318 |  |  |  |  | 16.6 | #DIV/0! | #DIV/0! | #DIV/0! | #DIV/0! | #DIV/0! | #DIV/0! | #DIV/0! | #DIV/0! | #DIV/0! | #DIV/0! | #DIV/0! | #DIV/0! | #DIV/0! |  |  |  | 16.6 | #DIV/0! | #DIV/0! | #DIV/0! | #DIV/0! | #DIV/0! | #DIV/0! | #DIV/0! | #DIV/0! | #DIV/0! | #DIV/0! | #DIV/0! | #DIV/0! | #DIV/0! |  |  |  | 16.6 | #DIV/0! | #DIV/0! | #DIV/0! | #DIV/0! | #DIV/0! | #DIV/0! | #DIV/0! | #DIV/0! | #DIV/0! | #DIV/0! | #DIV/0! | #DIV/0! | #DIV/0! |  |  |  | 16.6 | #DIV/0! | #DIV/0! | #DIV/0! | #DIV/0! | #DIV/0! | #DIV/0! | #DIV/0! | #DIV/0! | #DIV/0! | #DIV/0! | #DIV/0! | #DIV/0! | #DIV/0! |  |  |  | 16.6 | #DIV/0! | #DIV/0! | #DIV/0! | #DIV/0! | #DIV/0! | #DIV/0! | #DIV/0! | #DIV/0! | #DIV/0! | #DIV/0! | #DIV/0! | #DIV/0! | #DIV/0! |  |  |  | 16.6 | #DIV/0! | #DIV/0! | #DIV/0! | #DIV/0! | #DIV/0! | #DIV/0! | #DIV/0! | #DIV/0! | #DIV/0! | #DIV/0! | #DIV/0! | #DIV/0! | #DIV/0! |  |  |  | 16.6 | #DIV/0! | #DIV/0! | #DIV/0! | #DIV/0! | #DIV/0! | #DIV/0! | #DIV/0! | #DIV/0! | #DIV/0! | #DIV/0! | #DIV/0! | #DIV/0! | #DIV/0!
[15 empty] | 16.7 | 26.2246 | 87.4111 | 2878.7251 | 4860.9752 | 2878.7251 | 4860.9752 | 7.4966 | 9.494 | 1 | 1 | 2878.7251 | 4860.9752 |  |  |  |  | 16.7 | #DIV/0! | #DIV/0! | #DIV/0! | #DIV/0! | #DIV/0! | #DIV/0! | #DIV/0! | #DIV/0! | #DIV/0! | #DIV/0! | #DIV/0! | #DIV/0! | #DIV/0! |  |  |  | 16.7 | #DIV/0! | #DIV/0! | #DIV/0! | #DIV/0! | #DIV/0! | #DIV/0! | #DIV/0! | #DIV/0! | #DIV/0! | #DIV/0! | #DIV/0! | #DIV/0! | #DIV/0! |  |  |  | 16.7 | #DIV/0! | #DIV/0! | #DIV/0! | #DIV/0! | #DIV/0! | #DIV/0! | #DIV/0! | #DIV/0! | #DIV/0! | #DIV/0! | #DIV/0! | #DIV/0! | #DIV/0! |  |  |  | 16.7 | #DIV/0! | #DIV/0! | #DIV/0! | #DIV/0! | #DIV/0! | #DIV/0! | #DIV/0! | #DIV/0! | #DIV/0! | #DIV/0! | #DIV/0! | #DIV/0! | #DIV/0! |  |  |  | 16.7 | #DIV/0! | #DIV/0! | #DIV/0! | #DIV/0! | #DIV/0! | #DIV/0! | #DIV/0! | #DIV/0! | #DIV/0! | #DIV/0! | #DIV/0! | #DIV/0! | #DIV/0! |  |  |  | 16.7 | #DIV/0! | #DIV/0! | #DIV/0! | #DIV/0! | #DIV/0! | #DIV/0! | #DIV/0! | #DIV/0! | #DIV/0! | #DIV/0! | #DIV/0! | #DIV/0! | #DIV/0! |  |  |  | 16.7 | #DIV/0! | #DIV/0! | #DIV/0! | #DIV/0! | #DIV/0! | #DIV/0! | #DIV/0! | #DIV/0! | #DIV/0! | #DIV/0! | #DIV/0! | #DIV/0! | #DIV/0!
[15 empty] | 16.8 | 26.3771 | 87.3652 | 2879.0156 | 4860.5159 | 2879.0156 | 4860.5159 | 7.541 | 9.5484 | 1 | 1 | 2879.0156 | 4860.5159 |  |  |  |  | 16.8 | #DIV/0! | #DIV/0! | #DIV/0! | #DIV/0! | #DIV/0! | #DIV/0! | #DIV/0! | #DIV/0! | #DIV/0! | #DIV/0! | #DIV/0! | #DIV/0! | #DIV/0! |  |  |  | 16.8 | #DIV/0! | #DIV/0! | #DIV/0! | #DIV/0! | #DIV/0! | #DIV/0! | #DIV/0! | #DIV/0! | #DIV/0! | #DIV/0! | #DIV/0! | #DIV/0! | #DIV/0! |  |  |  | 16.8 | #DIV/0! | #DIV/0! | #DIV/0! | #DIV/0! | #DIV/0! | #DIV/0! | #DIV/0! | #DIV/0! | #DIV/0! | #DIV/0! | #DIV/0! | #DIV/0! | #DIV/0! |  |  |  | 16.8 | #DIV/0! | #DIV/0! | #DIV/0! | #DIV/0! | #DIV/0! | #DIV/0! | #DIV/0! | #DIV/0! | #DIV/0! | #DIV/0! | #DIV/0! | #DIV/0! | #DIV/0! |  |  |  | 16.8 | #DIV/0! | #DIV/0! | #DIV/0! | #DIV/0! | #DIV/0! | #DIV/0! | #DIV/0! | #DIV/0! | #DIV/0! | #DIV/0! | #DIV/0! | #DIV/0! | #DIV/0! |  |  |  | 16.8 | #DIV/0! | #DIV/0! | #DIV/0! | #DIV/0! | #DIV/0! | #DIV/0! | #DIV/0! | #DIV/0! | #DIV/0! | #DIV/0! | #DIV/0! | #DIV/0! | #DIV/0! |  |  |  | 16.8 | #DIV/0! | #DIV/0! | #DIV/0! | #DIV/0! | #DIV/0! | #DIV/0! | #DIV/0! | #DIV/0! | #DIV/0! | #DIV/0! | #DIV/0! | #DIV/0! | #DIV/0!
[15 empty] | 16.9 | 26.5296 | 87.3191 | 2879.3078 | 4860.054 | 2879.3078 | 4860.054 | 7.5854 | 9.6026 | 1 | 1 | 2879.3078 | 4860.054 |  |  |  |  | 16.9 | #DIV/0! | #DIV/0! | #DIV/0! | #DIV/0! | #DIV/0! | #DIV/0! | #DIV/0! | #DIV/0! | #DIV/0! | #DIV/0! | #DIV/0! | #DIV/0! | #DIV/0! |  |  |  | 16.9 | #DIV/0! | #DIV/0! | #DIV/0! | #DIV/0! | #DIV/0! | #DIV/0! | #DIV/0! | #DIV/0! | #DIV/0! | #DIV/0! | #DIV/0! | #DIV/0! | #DIV/0! |  |  |  | 16.9 | #DIV/0! | #DIV/0! | #DIV/0! | #DIV/0! | #DIV/0! | #DIV/0! | #DIV/0! | #DIV/0! | #DIV/0! | #DIV/0! | #DIV/0! | #DIV/0! | #DIV/0! |  |  |  | 16.9 | #DIV/0! | #DIV/0! | #DIV/0! | #DIV/0! | #DIV/0! | #DIV/0! | #DIV/0! | #DIV/0! | #DIV/0! | #DIV/0! | #DIV/0! | #DIV/0! | #DIV/0! |  |  |  | 16.9 | #DIV/0! | #DIV/0! | #DIV/0! | #DIV/0! | #DIV/0! | #DIV/0! | #DIV/0! | #DIV/0! | #DIV/0! | #DIV/0! | #DIV/0! | #DIV/0! | #DIV/0! |  |  |  | 16.9 | #DIV/0! | #DIV/0! | #DIV/0! | #DIV/0! | #DIV/0! | #DIV/0! | #DIV/0! | #DIV/0! | #DIV/0! | #DIV/0! | #DIV/0! | #DIV/0! | #DIV/0! |  |  |  | 16.9 | #DIV/0! | #DIV/0! | #DIV/0! | #DIV/0! | #DIV/0! | #DIV/0! | #DIV/0! | #DIV/0! | #DIV/0! | #DIV/0! | #DIV/0! | #DIV/0! | #DIV/0!
[15 empty] | 17 | 26.6819 | 87.2726 | 2879.6017 | 4859.5894 | 2879.6017 | 4859.5894 | 7.6297 | 9.6569 | 1 | 1 | 2879.6017 | 4859.5894 |  |  |  |  | 17 | #DIV/0! | #DIV/0! | #DIV/0! | #DIV/0! | #DIV/0! | #DIV/0! | #DIV/0! | #DIV/0! | #DIV/0! | #DIV/0! | #DIV/0! | #DIV/0! | #DIV/0! |  |  |  | 17 | #DIV/0! | #DIV/0! | #DIV/0! | #DIV/0! | #DIV/0! | #DIV/0! | #DIV/0! | #DIV/0! | #DIV/0! | #DIV/0! | #DIV/0! | #DIV/0! | #DIV/0! |  |  |  | 17 | #DIV/0! | #DIV/0! | #DIV/0! | #DIV/0! | #DIV/0! | #DIV/0! | #DIV/0! | #DIV/0! | #DIV/0! | #DIV/0! | #DIV/0! | #DIV/0! | #DIV/0! |  |  |  | 17 | #DIV/0! | #DIV/0! | #DIV/0! | #DIV/0! | #DIV/0! | #DIV/0! | #DIV/0! | #DIV/0! | #DIV/0! | #DIV/0! | #DIV/0! | #DIV/0! | #DIV/0! |  |  |  | 17 | #DIV/0! | #DIV/0! | #DIV/0! | #DIV/0! | #DIV/0! | #DIV/0! | #DIV/0! | #DIV/0! | #DIV/0! | #DIV/0! | #DIV/0! | #DIV/0! | #DIV/0! |  |  |  | 17 | #DIV/0! | #DIV/0! | #DIV/0! | #DIV/0! | #DIV/0! | #DIV/0! | #DIV/0! | #DIV/0! | #DIV/0! | #DIV/0! | #DIV/0! | #DIV/0! | #DIV/0! |  |  |  | 17 | #DIV/0! | #DIV/0! | #DIV/0! | #DIV/0! | #DIV/0! | #DIV/0! | #DIV/0! | #DIV/0! | #DIV/0! | #DIV/0! | #DIV/0! | #DIV/0! | #DIV/0!
[15 empty] | 17.1 | 26.8342 | 87.2259 | 2879.8974 | 4859.1223 | 2879.8974 | 4859.1223 | 7.674 | 9.711 | 1 | 1 | 2879.8974 | 4859.1223 |  |  |  |  | 17.1 | #DIV/0! | #DIV/0! | #DIV/0! | #DIV/0! | #DIV/0! | #DIV/0! | #DIV/0! | #DIV/0! | #DIV/0! | #DIV/0! | #DIV/0! | #DIV/0! | #DIV/0! |  |  |  | 17.1 | #DIV/0! | #DIV/0! | #DIV/0! | #DIV/0! | #DIV/0! | #DIV/0! | #DIV/0! | #DIV/0! | #DIV/0! | #DIV/0! | #DIV/0! | #DIV/0! | #DIV/0! |  |  |  | 17.1 | #DIV/0! | #DIV/0! | #DIV/0! | #DIV/0! | #DIV/0! | #DIV/0! | #DIV/0! | #DIV/0! | #DIV/0! | #DIV/0! | #DIV/0! | #DIV/0! | #DIV/0! |  |  |  | 17.1 | #DIV/0! | #DIV/0! | #DIV/0! | #DIV/0! | #DIV/0! | #DIV/0! | #DIV/0! | #DIV/0! | #DIV/0! | #DIV/0! | #DIV/0! | #DIV/0! | #DIV/0! |  |  |  | 17.1 | #DIV/0! | #DIV/0! | #DIV/0! | #DIV/0! | #DIV/0! | #DIV/0! | #DIV/0! | #DIV/0! | #DIV/0! | #DIV/0! | #DIV/0! | #DIV/0! | #DIV/0! |  |  |  | 17.1 | #DIV/0! | #DIV/0! | #DIV/0! | #DIV/0! | #DIV/0! | #DIV/0! | #DIV/0! | #DIV/0! | #DIV/0! | #DIV/0! | #DIV/0! | #DIV/0! | #DIV/0! |  |  |  | 17.1 | #DIV/0! | #DIV/0! | #DIV/0! | #DIV/0! | #DIV/0! | #DIV/0! | #DIV/0! | #DIV/0! | #DIV/0! | #DIV/0! | #DIV/0! | #DIV/0! | #DIV/0!
[15 empty] | 17.2 | 26.9864 | 87.179 | 2880.1948 | 4858.6525 | 2880.1948 | 4858.6525 | 7.7184 | 9.7652 | 1 | 1 | 2880.1948 | 4858.6525 |  |  |  |  | 17.2 | #DIV/0! | #DIV/0! | #DIV/0! | #DIV/0! | #DIV/0! | #DIV/0! | #DIV/0! | #DIV/0! | #DIV/0! | #DIV/0! | #DIV/0! | #DIV/0! | #DIV/0! |  |  |  | 17.2 | #DIV/0! | #DIV/0! | #DIV/0! | #DIV/0! | #DIV/0! | #DIV/0! | #DIV/0! | #DIV/0! | #DIV/0! | #DIV/0! | #DIV/0! | #DIV/0! | #DIV/0! |  |  |  | 17.2 | #DIV/0! | #DIV/0! | #DIV/0! | #DIV/0! | #DIV/0! | #DIV/0! | #DIV/0! | #DIV/0! | #DIV/0! | #DIV/0! | #DIV/0! | #DIV/0! | #DIV/0! |  |  |  | 17.2 | #DIV/0! | #DIV/0! | #DIV/0! | #DIV/0! | #DIV/0! | #DIV/0! | #DIV/0! | #DIV/0! | #DIV/0! | #DIV/0! | #DIV/0! | #DIV/0! | #DIV/0! |  |  |  | 17.2 | #DIV/0! | #DIV/0! | #DIV/0! | #DIV/0! | #DIV/0! | #DIV/0! | #DIV/0! | #DIV/0! | #DIV/0! | #DIV/0! | #DIV/0! | #DIV/0! | #DIV/0! |  |  |  | 17.2 | #DIV/0! | #DIV/0! | #DIV/0! | #DIV/0! | #DIV/0! | #DIV/0! | #DIV/0! | #DIV/0! | #DIV/0! | #DIV/0! | #DIV/0! | #DIV/0! | #DIV/0! |  |  |  | 17.2 | #DIV/0! | #DIV/0! | #DIV/0! | #DIV/0! | #DIV/0! | #DIV/0! | #DIV/0! | #DIV/0! | #DIV/0! | #DIV/0! | #DIV/0! | #DIV/0! | #DIV/0!
[15 empty] | 17.3 | 27.1385 | 87.1317 | 2880.4939 | 4858.1801 | 2880.4939 | 4858.1801 | 7.7627 | 9.8193 | 1 | 1 | 2880.4939 | 4858.1801 |  |  |  |  | 17.3 | #DIV/0! | #DIV/0! | #DIV/0! | #DIV/0! | #DIV/0! | #DIV/0! | #DIV/0! | #DIV/0! | #DIV/0! | #DIV/0! | #DIV/0! | #DIV/0! | #DIV/0! |  |  |  | 17.3 | #DIV/0! | #DIV/0! | #DIV/0! | #DIV/0! | #DIV/0! | #DIV/0! | #DIV/0! | #DIV/0! | #DIV/0! | #DIV/0! | #DIV/0! | #DIV/0! | #DIV/0! |  |  |  | 17.3 | #DIV/0! | #DIV/0! | #DIV/0! | #DIV/0! | #DIV/0! | #DIV/0! | #DIV/0! | #DIV/0! | #DIV/0! | #DIV/0! | #DIV/0! | #DIV/0! | #DIV/0! |  |  |  | 17.3 | #DIV/0! | #DIV/0! | #DIV/0! | #DIV/0! | #DIV/0! | #DIV/0! | #DIV/0! | #DIV/0! | #DIV/0! | #DIV/0! | #DIV/0! | #DIV/0! | #DIV/0! |  |  |  | 17.3 | #DIV/0! | #DIV/0! | #DIV/0! | #DIV/0! | #DIV/0! | #DIV/0! | #DIV/0! | #DIV/0! | #DIV/0! | #DIV/0! | #DIV/0! | #DIV/0! | #DIV/0! |  |  |  | 17.3 | #DIV/0! | #DIV/0! | #DIV/0! | #DIV/0! | #DIV/0! | #DIV/0! | #DIV/0! | #DIV/0! | #DIV/0! | #DIV/0! | #DIV/0! | #DIV/0! | #DIV/0! |  |  |  | 17.3 | #DIV/0! | #DIV/0! | #DIV/0! | #DIV/0! | #DIV/0! | #DIV/0! | #DIV/0! | #DIV/0! | #DIV/0! | #DIV/0! | #DIV/0! | #DIV/0! | #DIV/0!
[15 empty] | 17.4 | 27.2905 | 87.0842 | 2880.7948 | 4857.7051 | 2880.7948 | 4857.7051 | 7.807 | 9.8733 | 1 | 1 | 2880.7948 | 4857.7051 |  |  |  |  | 17.4 | #DIV/0! | #DIV/0! | #DIV/0! | #DIV/0! | #DIV/0! | #DIV/0! | #DIV/0! | #DIV/0! | #DIV/0! | #DIV/0! | #DIV/0! | #DIV/0! | #DIV/0! |  |  |  | 17.4 | #DIV/0! | #DIV/0! | #DIV/0! | #DIV/0! | #DIV/0! | #DIV/0! | #DIV/0! | #DIV/0! | #DIV/0! | #DIV/0! | #DIV/0! | #DIV/0! | #DIV/0! |  |  |  | 17.4 | #DIV/0! | #DIV/0! | #DIV/0! | #DIV/0! | #DIV/0! | #DIV/0! | #DIV/0! | #DIV/0! | #DIV/0! | #DIV/0! | #DIV/0! | #DIV/0! | #DIV/0! |  |  |  | 17.4 | #DIV/0! | #DIV/0! | #DIV/0! | #DIV/0! | #DIV/0! | #DIV/0! | #DIV/0! | #DIV/0! | #DIV/0! | #DIV/0! | #DIV/0! | #DIV/0! | #DIV/0! |  |  |  | 17.4 | #DIV/0! | #DIV/0! | #DIV/0! | #DIV/0! | #DIV/0! | #DIV/0! | #DIV/0! | #DIV/0! | #DIV/0! | #DIV/0! | #DIV/0! | #DIV/0! | #DIV/0! |  |  |  | 17.4 | #DIV/0! | #DIV/0! | #DIV/0! | #DIV/0! | #DIV/0! | #DIV/0! | #DIV/0! | #DIV/0! | #DIV/0! | #DIV/0! | #DIV/0! | #DIV/0! | #DIV/0! |  |  |  | 17.4 | #DIV/0! | #DIV/0! | #DIV/0! | #DIV/0! | #DIV/0! | #DIV/0! | #DIV/0! | #DIV/0! | #DIV/0! | #DIV/0! | #DIV/0! | #DIV/0! | #DIV/0!
[15 empty] | 17.5 | 27.4425 | 87.0365 | 2881.0974 | 4857.2275 | 2881.0974 | 4857.2275 | 7.8513 | 9.9273 | 1 | 1 | 2881.0974 | 4857.2275 |  |  |  |  | 17.5 | #DIV/0! | #DIV/0! | #DIV/0! | #DIV/0! | #DIV/0! | #DIV/0! | #DIV/0! | #DIV/0! | #DIV/0! | #DIV/0! | #DIV/0! | #DIV/0! | #DIV/0! |  |  |  | 17.5 | #DIV/0! | #DIV/0! | #DIV/0! | #DIV/0! | #DIV/0! | #DIV/0! | #DIV/0! | #DIV/0! | #DIV/0! | #DIV/0! | #DIV/0! | #DIV/0! | #DIV/0! |  |  |  | 17.5 | #DIV/0! | #DIV/0! | #DIV/0! | #DIV/0! | #DIV/0! | #DIV/0! | #DIV/0! | #DIV/0! | #DIV/0! | #DIV/0! | #DIV/0! | #DIV/0! | #DIV/0! |  |  |  | 17.5 | #DIV/0! | #DIV/0! | #DIV/0! | #DIV/0! | #DIV/0! | #DIV/0! | #DIV/0! | #DIV/0! | #DIV/0! | #DIV/0! | #DIV/0! | #DIV/0! | #DIV/0! |  |  |  | 17.5 | #DIV/0! | #DIV/0! | #DIV/0! | #DIV/0! | #DIV/0! | #DIV/0! | #DIV/0! | #DIV/0! | #DIV/0! | #DIV/0! | #DIV/0! | #DIV/0! | #DIV/0! |  |  |  | 17.5 | #DIV/0! | #DIV/0! | #DIV/0! | #DIV/0! | #DIV/0! | #DIV/0! | #DIV/0! | #DIV/0! | #DIV/0! | #DIV/0! | #DIV/0! | #DIV/0! | #DIV/0! |  |  |  | 17.5 | #DIV/0! | #DIV/0! | #DIV/0! | #DIV/0! | #DIV/0! | #DIV/0! | #DIV/0! | #DIV/0! | #DIV/0! | #DIV/0! | #DIV/0! | #DIV/0! | #DIV/0!
[15 empty] | 17.6 | 27.5944 | 86.9884 | 2881.4017 | 4856.7473 | 2881.4017 | 4856.7473 | 7.8955 | 9.9812 | 1 | 1 | 2881.4017 | 4856.7473 |  |  |  |  | 17.6 | #DIV/0! | #DIV/0! | #DIV/0! | #DIV/0! | #DIV/0! | #DIV/0! | #DIV/0! | #DIV/0! | #DIV/0! | #DIV/0! | #DIV/0! | #DIV/0! | #DIV/0! |  |  |  | 17.6 | #DIV/0! | #DIV/0! | #DIV/0! | #DIV/0! | #DIV/0! | #DIV/0! | #DIV/0! | #DIV/0! | #DIV/0! | #DIV/0! | #DIV/0! | #DIV/0! | #DIV/0! |  |  |  | 17.6 | #DIV/0! | #DIV/0! | #DIV/0! | #DIV/0! | #DIV/0! | #DIV/0! | #DIV/0! | #DIV/0! | #DIV/0! | #DIV/0! | #DIV/0! | #DIV/0! | #DIV/0! |  |  |  | 17.6 | #DIV/0! | #DIV/0! | #DIV/0! | #DIV/0! | #DIV/0! | #DIV/0! | #DIV/0! | #DIV/0! | #DIV/0! | #DIV/0! | #DIV/0! | #DIV/0! | #DIV/0! |  |  |  | 17.6 | #DIV/0! | #DIV/0! | #DIV/0! | #DIV/0! | #DIV/0! | #DIV/0! | #DIV/0! | #DIV/0! | #DIV/0! | #DIV/0! | #DIV/0! | #DIV/0! | #DIV/0! |  |  |  | 17.6 | #DIV/0! | #DIV/0! | #DIV/0! | #DIV/0! | #DIV/0! | #DIV/0! | #DIV/0! | #DIV/0! | #DIV/0! | #DIV/0! | #DIV/0! | #DIV/0! | #DIV/0! |  |  |  | 17.6 | #DIV/0! | #DIV/0! | #DIV/0! | #DIV/0! | #DIV/0! | #DIV/0! | #DIV/0! | #DIV/0! | #DIV/0! | #DIV/0! | #DIV/0! | #DIV/0! | #DIV/0!
[15 empty] | 17.7 | 27.7461 | 86.9401 | 2881.7078 | 4856.2645 | 2881.7078 | 4856.2645 | 7.9398 | 10.0352 | 1 | 1 | 2881.7078 | 4856.2645 |  |  |  |  | 17.7 | #DIV/0! | #DIV/0! | #DIV/0! | #DIV/0! | #DIV/0! | #DIV/0! | #DIV/0! | #DIV/0! | #DIV/0! | #DIV/0! | #DIV/0! | #DIV/0! | #DIV/0! |  |  |  | 17.7 | #DIV/0! | #DIV/0! | #DIV/0! | #DIV/0! | #DIV/0! | #DIV/0! | #DIV/0! | #DIV/0! | #DIV/0! | #DIV/0! | #DIV/0! | #DIV/0! | #DIV/0! |  |  |  | 17.7 | #DIV/0! | #DIV/0! | #DIV/0! | #DIV/0! | #DIV/0! | #DIV/0! | #DIV/0! | #DIV/0! | #DIV/0! | #DIV/0! | #DIV/0! | #DIV/0! | #DIV/0! |  |  |  | 17.7 | #DIV/0! | #DIV/0! | #DIV/0! | #DIV/0! | #DIV/0! | #DIV/0! | #DIV/0! | #DIV/0! | #DIV/0! | #DIV/0! | #DIV/0! | #DIV/0! | #DIV/0! |  |  |  | 17.7 | #DIV/0! | #DIV/0! | #DIV/0! | #DIV/0! | #DIV/0! | #DIV/0! | #DIV/0! | #DIV/0! | #DIV/0! | #DIV/0! | #DIV/0! | #DIV/0! | #DIV/0! |  |  |  | 17.7 | #DIV/0! | #DIV/0! | #DIV/0! | #DIV/0! | #DIV/0! | #DIV/0! | #DIV/0! | #DIV/0! | #DIV/0! | #DIV/0! | #DIV/0! | #DIV/0! | #DIV/0! |  |  |  | 17.7 | #DIV/0! | #DIV/0! | #DIV/0! | #DIV/0! | #DIV/0! | #DIV/0! | #DIV/0! | #DIV/0! | #DIV/0! | #DIV/0! | #DIV/0! | #DIV/0! | #DIV/0!
[15 empty] | 17.8 | 27.8978 | 86.8916 | 2882.0156 | 4855.779 | 2882.0156 | 4855.779 | 7.9841 | 10.089 | 1 | 1 | 2882.0156 | 4855.779 |  |  |  |  | 17.8 | #DIV/0! | #DIV/0! | #DIV/0! | #DIV/0! | #DIV/0! | #DIV/0! | #DIV/0! | #DIV/0! | #DIV/0! | #DIV/0! | #DIV/0! | #DIV/0! | #DIV/0! |  |  |  | 17.8 | #DIV/0! | #DIV/0! | #DIV/0! | #DIV/0! | #DIV/0! | #DIV/0! | #DIV/0! | #DIV/0! | #DIV/0! | #DIV/0! | #DIV/0! | #DIV/0! | #DIV/0! |  |  |  | 17.8 | #DIV/0! | #DIV/0! | #DIV/0! | #DIV/0! | #DIV/0! | #DIV/0! | #DIV/0! | #DIV/0! | #DIV/0! | #DIV/0! | #DIV/0! | #DIV/0! | #DIV/0! |  |  |  | 17.8 | #DIV/0! | #DIV/0! | #DIV/0! | #DIV/0! | #DIV/0! | #DIV/0! | #DIV/0! | #DIV/0! | #DIV/0! | #DIV/0! | #DIV/0! | #DIV/0! | #DIV/0! |  |  |  | 17.8 | #DIV/0! | #DIV/0! | #DIV/0! | #DIV/0! | #DIV/0! | #DIV/0! | #DIV/0! | #DIV/0! | #DIV/0! | #DIV/0! | #DIV/0! | #DIV/0! | #DIV/0! |  |  |  | 17.8 | #DIV/0! | #DIV/0! | #DIV/0! | #DIV/0! | #DIV/0! | #DIV/0! | #DIV/0! | #DIV/0! | #DIV/0! | #DIV/0! | #DIV/0! | #DIV/0! | #DIV/0! |  |  |  | 17.8 | #DIV/0! | #DIV/0! | #DIV/0! | #DIV/0! | #DIV/0! | #DIV/0! | #DIV/0! | #DIV/0! | #DIV/0! | #DIV/0! | #DIV/0! | #DIV/0! | #DIV/0!
[15 empty] | 17.9 | 28.0494 | 86.8428 | 2882.3251 | 4855.291 | 2882.3251 | 4855.291 | 8.0283 | 10.1428 | 1 | 1 | 2882.3251 | 4855.291 |  |  |  |  | 17.9 | #DIV/0! | #DIV/0! | #DIV/0! | #DIV/0! | #DIV/0! | #DIV/0! | #DIV/0! | #DIV/0! | #DIV/0! | #DIV/0! | #DIV/0! | #DIV/0! | #DIV/0! |  |  |  | 17.9 | #DIV/0! | #DIV/0! | #DIV/0! | #DIV/0! | #DIV/0! | #DIV/0! | #DIV/0! | #DIV/0! | #DIV/0! | #DIV/0! | #DIV/0! | #DIV/0! | #DIV/0! |  |  |  | 17.9 | #DIV/0! | #DIV/0! | #DIV/0! | #DIV/0! | #DIV/0! | #DIV/0! | #DIV/0! | #DIV/0! | #DIV/0! | #DIV/0! | #DIV/0! | #DIV/0! | #DIV/0! |  |  |  | 17.9 | #DIV/0! | #DIV/0! | #DIV/0! | #DIV/0! | #DIV/0! | #DIV/0! | #DIV/0! | #DIV/0! | #DIV/0! | #DIV/0! | #DIV/0! | #DIV/0! | #DIV/0! |  |  |  | 17.9 | #DIV/0! | #DIV/0! | #DIV/0! | #DIV/0! | #DIV/0! | #DIV/0! | #DIV/0! | #DIV/0! | #DIV/0! | #DIV/0! | #DIV/0! | #DIV/0! | #DIV/0! |  |  |  | 17.9 | #DIV/0! | #DIV/0! | #DIV/0! | #DIV/0! | #DIV/0! | #DIV/0! | #DIV/0! | #DIV/0! | #DIV/0! | #DIV/0! | #DIV/0! | #DIV/0! | #DIV/0! |  |  |  | 17.9 | #DIV/0! | #DIV/0! | #DIV/0! | #DIV/0! | #DIV/0! | #DIV/0! | #DIV/0! | #DIV/0! | #DIV/0! | #DIV/0! | #DIV/0! | #DIV/0! | #DIV/0!
[15 empty] | 18 | 28.201 | 86.7937 | 2882.6363 | 4854.8004 | 2882.6363 | 4854.8004 | 8.0726 | 10.1966 | 1 | 1 | 2882.6363 | 4854.8004 |  |  |  |  | 18 | #DIV/0! | #DIV/0! | #DIV/0! | #DIV/0! | #DIV/0! | #DIV/0! | #DIV/0! | #DIV/0! | #DIV/0! | #DIV/0! | #DIV/0! | #DIV/0! | #DIV/0! |  |  |  | 18 | #DIV/0! | #DIV/0! | #DIV/0! | #DIV/0! | #DIV/0! | #DIV/0! | #DIV/0! | #DIV/0! | #DIV/0! | #DIV/0! | #DIV/0! | #DIV/0! | #DIV/0! |  |  |  | 18 | #DIV/0! | #DIV/0! | #DIV/0! | #DIV/0! | #DIV/0! | #DIV/0! | #DIV/0! | #DIV/0! | #DIV/0! | #DIV/0! | #DIV/0! | #DIV/0! | #DIV/0! |  |  |  | 18 | #DIV/0! | #DIV/0! | #DIV/0! | #DIV/0! | #DIV/0! | #DIV/0! | #DIV/0! | #DIV/0! | #DIV/0! | #DIV/0! | #DIV/0! | #DIV/0! | #DIV/0! |  |  |  | 18 | #DIV/0! | #DIV/0! | #DIV/0! | #DIV/0! | #DIV/0! | #DIV/0! | #DIV/0! | #DIV/0! | #DIV/0! | #DIV/0! | #DIV/0! | #DIV/0! | #DIV/0! |  |  |  | 18 | #DIV/0! | #DIV/0! | #DIV/0! | #DIV/0! | #DIV/0! | #DIV/0! | #DIV/0! | #DIV/0! | #DIV/0! | #DIV/0! | #DIV/0! | #DIV/0! | #DIV/0! |  |  |  | 18 | #DIV/0! | #DIV/0! | #DIV/0! | #DIV/0! | #DIV/0! | #DIV/0! | #DIV/0! | #DIV/0! | #DIV/0! | #DIV/0! | #DIV/0! | #DIV/0! | #DIV/0!
[15 empty] | 18.1 | 28.3524 | 86.7443 | 2882.9493 | 4854.3072 | 2882.9493 | 4854.3072 | 8.1168 | 10.2503 | 1 | 1 | 2882.9493 | 4854.3072 |  |  |  |  | 18.1 | #DIV/0! | #DIV/0! | #DIV/0! | #DIV/0! | #DIV/0! | #DIV/0! | #DIV/0! | #DIV/0! | #DIV/0! | #DIV/0! | #DIV/0! | #DIV/0! | #DIV/0! |  |  |  | 18.1 | #DIV/0! | #DIV/0! | #DIV/0! | #DIV/0! | #DIV/0! | #DIV/0! | #DIV/0! | #DIV/0! | #DIV/0! | #DIV/0! | #DIV/0! | #DIV/0! | #DIV/0! |  |  |  | 18.1 | #DIV/0! | #DIV/0! | #DIV/0! | #DIV/0! | #DIV/0! | #DIV/0! | #DIV/0! | #DIV/0! | #DIV/0! | #DIV/0! | #DIV/0! | #DIV/0! | #DIV/0! |  |  |  | 18.1 | #DIV/0! | #DIV/0! | #DIV/0! | #DIV/0! | #DIV/0! | #DIV/0! | #DIV/0! | #DIV/0! | #DIV/0! | #DIV/0! | #DIV/0! | #DIV/0! | #DIV/0! |  |  |  | 18.1 | #DIV/0! | #DIV/0! | #DIV/0! | #DIV/0! | #DIV/0! | #DIV/0! | #DIV/0! | #DIV/0! | #DIV/0! | #DIV/0! | #DIV/0! | #DIV/0! | #DIV/0! |  |  |  | 18.1 | #DIV/0! | #DIV/0! | #DIV/0! | #DIV/0! | #DIV/0! | #DIV/0! | #DIV/0! | #DIV/0! | #DIV/0! | #DIV/0! | #DIV/0! | #DIV/0! | #DIV/0! |  |  |  | 18.1 | #DIV/0! | #DIV/0! | #DIV/0! | #DIV/0! | #DIV/0! | #DIV/0! | #DIV/0! | #DIV/0! | #DIV/0! | #DIV/0! | #DIV/0! | #DIV/0! | #DIV/0!
[15 empty] | 18.2 | 28.5038 | 86.6947 | 2883.2639 | 4853.8113 | 2883.2639 | 4853.8113 | 8.161 | 10.304 | 1 | 1 | 2883.2639 | 4853.8113 |  |  |  |  | 18.2 | #DIV/0! | #DIV/0! | #DIV/0! | #DIV/0! | #DIV/0! | #DIV/0! | #DIV/0! | #DIV/0! | #DIV/0! | #DIV/0! | #DIV/0! | #DIV/0! | #DIV/0! |  |  |  | 18.2 | #DIV/0! | #DIV/0! | #DIV/0! | #DIV/0! | #DIV/0! | #DIV/0! | #DIV/0! | #DIV/0! | #DIV/0! | #DIV/0! | #DIV/0! | #DIV/0! | #DIV/0! |  |  |  | 18.2 | #DIV/0! | #DIV/0! | #DIV/0! | #DIV/0! | #DIV/0! | #DIV/0! | #DIV/0! | #DIV/0! | #DIV/0! | #DIV/0! | #DIV/0! | #DIV/0! | #DIV/0! |  |  |  | 18.2 | #DIV/0! | #DIV/0! | #DIV/0! | #DIV/0! | #DIV/0! | #DIV/0! | #DIV/0! | #DIV/0! | #DIV/0! | #DIV/0! | #DIV/0! | #DIV/0! | #DIV/0! |  |  |  | 18.2 | #DIV/0! | #DIV/0! | #DIV/0! | #DIV/0! | #DIV/0! | #DIV/0! | #DIV/0! | #DIV/0! | #DIV/0! | #DIV/0! | #DIV/0! | #DIV/0! | #DIV/0! |  |  |  | 18.2 | #DIV/0! | #DIV/0! | #DIV/0! | #DIV/0! | #DIV/0! | #DIV/0! | #DIV/0! | #DIV/0! | #DIV/0! | #DIV/0! | #DIV/0! | #DIV/0! | #DIV/0! |  |  |  | 18.2 | #DIV/0! | #DIV/0! | #DIV/0! | #DIV/0! | #DIV/0! | #DIV/0! | #DIV/0! | #DIV/0! | #DIV/0! | #DIV/0! | #DIV/0! | #DIV/0! | #DIV/0!
[15 empty] | 18.3 | 28.655 | 86.6448 | 2883.5804 | 4853.3129 | 2883.5804 | 4853.3129 | 8.2052 | 10.3576 | 1 | 1 | 2883.5804 | 4853.3129 |  |  |  |  | 18.3 | #DIV/0! | #DIV/0! | #DIV/0! | #DIV/0! | #DIV/0! | #DIV/0! | #DIV/0! | #DIV/0! | #DIV/0! | #DIV/0! | #DIV/0! | #DIV/0! | #DIV/0! |  |  |  | 18.3 | #DIV/0! | #DIV/0! | #DIV/0! | #DIV/0! | #DIV/0! | #DIV/0! | #DIV/0! | #DIV/0! | #DIV/0! | #DIV/0! | #DIV/0! | #DIV/0! | #DIV/0! |  |  |  | 18.3 | #DIV/0! | #DIV/0! | #DIV/0! | #DIV/0! | #DIV/0! | #DIV/0! | #DIV/0! | #DIV/0! | #DIV/0! | #DIV/0! | #DIV/0! | #DIV/0! | #DIV/0! |  |  |  | 18.3 | #DIV/0! | #DIV/0! | #DIV/0! | #DIV/0! | #DIV/0! | #DIV/0! | #DIV/0! | #DIV/0! | #DIV/0! | #DIV/0! | #DIV/0! | #DIV/0! | #DIV/0! |  |  |  | 18.3 | #DIV/0! | #DIV/0! | #DIV/0! | #DIV/0! | #DIV/0! | #DIV/0! | #DIV/0! | #DIV/0! | #DIV/0! | #DIV/0! | #DIV/0! | #DIV/0! | #DIV/0! |  |  |  | 18.3 | #DIV/0! | #DIV/0! | #DIV/0! | #DIV/0! | #DIV/0! | #DIV/0! | #DIV/0! | #DIV/0! | #DIV/0! | #DIV/0! | #DIV/0! | #DIV/0! | #DIV/0! |  |  |  | 18.3 | #DIV/0! | #DIV/0! | #DIV/0! | #DIV/0! | #DIV/0! | #DIV/0! | #DIV/0! | #DIV/0! | #DIV/0! | #DIV/0! | #DIV/0! | #DIV/0! | #DIV/0!
[15 empty] | 18.4 | 28.8062 | 86.5947 | 2883.8985 | 4852.8119 | 2883.8985 | 4852.8119 | 8.2494 | 10.4112 | 1 | 1 | 2883.8985 | 4852.8119 |  |  |  |  | 18.4 | #DIV/0! | #DIV/0! | #DIV/0! | #DIV/0! | #DIV/0! | #DIV/0! | #DIV/0! | #DIV/0! | #DIV/0! | #DIV/0! | #DIV/0! | #DIV/0! | #DIV/0! |  |  |  | 18.4 | #DIV/0! | #DIV/0! | #DIV/0! | #DIV/0! | #DIV/0! | #DIV/0! | #DIV/0! | #DIV/0! | #DIV/0! | #DIV/0! | #DIV/0! | #DIV/0! | #DIV/0! |  |  |  | 18.4 | #DIV/0! | #DIV/0! | #DIV/0! | #DIV/0! | #DIV/0! | #DIV/0! | #DIV/0! | #DIV/0! | #DIV/0! | #DIV/0! | #DIV/0! | #DIV/0! | #DIV/0! |  |  |  | 18.4 | #DIV/0! | #DIV/0! | #DIV/0! | #DIV/0! | #DIV/0! | #DIV/0! | #DIV/0! | #DIV/0! | #DIV/0! | #DIV/0! | #DIV/0! | #DIV/0! | #DIV/0! |  |  |  | 18.4 | #DIV/0! | #DIV/0! | #DIV/0! | #DIV/0! | #DIV/0! | #DIV/0! | #DIV/0! | #DIV/0! | #DIV/0! | #DIV/0! | #DIV/0! | #DIV/0! | #DIV/0! |  |  |  | 18.4 | #DIV/0! | #DIV/0! | #DIV/0! | #DIV/0! | #DIV/0! | #DIV/0! | #DIV/0! | #DIV/0! | #DIV/0! | #DIV/0! | #DIV/0! | #DIV/0! | #DIV/0! |  |  |  | 18.4 | #DIV/0! | #DIV/0! | #DIV/0! | #DIV/0! | #DIV/0! | #DIV/0! | #DIV/0! | #DIV/0! | #DIV/0! | #DIV/0! | #DIV/0! | #DIV/0! | #DIV/0!
[15 empty] | 18.5 | 28.9573 | 86.5443 | 2884.2184 | 4852.3083 | 2884.2184 | 4852.3083 | 8.2936 | 10.4647 | 1 | 1 | 2884.2184 | 4852.3083 |  |  |  |  | 18.5 | #DIV/0! | #DIV/0! | #DIV/0! | #DIV/0! | #DIV/0! | #DIV/0! | #DIV/0! | #DIV/0! | #DIV/0! | #DIV/0! | #DIV/0! | #DIV/0! | #DIV/0! |  |  |  | 18.5 | #DIV/0! | #DIV/0! | #DIV/0! | #DIV/0! | #DIV/0! | #DIV/0! | #DIV/0! | #DIV/0! | #DIV/0! | #DIV/0! | #DIV/0! | #DIV/0! | #DIV/0! |  |  |  | 18.5 | #DIV/0! | #DIV/0! | #DIV/0! | #DIV/0! | #DIV/0! | #DIV/0! | #DIV/0! | #DIV/0! | #DIV/0! | #DIV/0! | #DIV/0! | #DIV/0! | #DIV/0! |  |  |  | 18.5 | #DIV/0! | #DIV/0! | #DIV/0! | #DIV/0! | #DIV/0! | #DIV/0! | #DIV/0! | #DIV/0! | #DIV/0! | #DIV/0! | #DIV/0! | #DIV/0! | #DIV/0! |  |  |  | 18.5 | #DIV/0! | #DIV/0! | #DIV/0! | #DIV/0! | #DIV/0! | #DIV/0! | #DIV/0! | #DIV/0! | #DIV/0! | #DIV/0! | #DIV/0! | #DIV/0! | #DIV/0! |  |  |  | 18.5 | #DIV/0! | #DIV/0! | #DIV/0! | #DIV/0! | #DIV/0! | #DIV/0! | #DIV/0! | #DIV/0! | #DIV/0! | #DIV/0! | #DIV/0! | #DIV/0! | #DIV/0! |  |  |  | 18.5 | #DIV/0! | #DIV/0! | #DIV/0! | #DIV/0! | #DIV/0! | #DIV/0! | #DIV/0! | #DIV/0! | #DIV/0! | #DIV/0! | #DIV/0! | #DIV/0! | #DIV/0!
[15 empty] | 18.6 | 29.1083 | 86.4936 | 2884.54 | 4851.8022 | 2884.54 | 4851.8022 | 8.3378 | 10.5181 | 1 | 1 | 2884.54 | 4851.8022 |  |  |  |  | 18.6 | #DIV/0! | #DIV/0! | #DIV/0! | #DIV/0! | #DIV/0! | #DIV/0! | #DIV/0! | #DIV/0! | #DIV/0! | #DIV/0! | #DIV/0! | #DIV/0! | #DIV/0! |  |  |  | 18.6 | #DIV/0! | #DIV/0! | #DIV/0! | #DIV/0! | #DIV/0! | #DIV/0! | #DIV/0! | #DIV/0! | #DIV/0! | #DIV/0! | #DIV/0! | #DIV/0! | #DIV/0! |  |  |  | 18.6 | #DIV/0! | #DIV/0! | #DIV/0! | #DIV/0! | #DIV/0! | #DIV/0! | #DIV/0! | #DIV/0! | #DIV/0! | #DIV/0! | #DIV/0! | #DIV/0! | #DIV/0! |  |  |  | 18.6 | #DIV/0! | #DIV/0! | #DIV/0! | #DIV/0! | #DIV/0! | #DIV/0! | #DIV/0! | #DIV/0! | #DIV/0! | #DIV/0! | #DIV/0! | #DIV/0! | #DIV/0! |  |  |  | 18.6 | #DIV/0! | #DIV/0! | #DIV/0! | #DIV/0! | #DIV/0! | #DIV/0! | #DIV/0! | #DIV/0! | #DIV/0! | #DIV/0! | #DIV/0! | #DIV/0! | #DIV/0! |  |  |  | 18.6 | #DIV/0! | #DIV/0! | #DIV/0! | #DIV/0! | #DIV/0! | #DIV/0! | #DIV/0! | #DIV/0! | #DIV/0! | #DIV/0! | #DIV/0! | #DIV/0! | #DIV/0! |  |  |  | 18.6 | #DIV/0! | #DIV/0! | #DIV/0! | #DIV/0! | #DIV/0! | #DIV/0! | #DIV/0! | #DIV/0! | #DIV/0! | #DIV/0! | #DIV/0! | #DIV/0! | #DIV/0!
[15 empty] | 18.7 | 29.2592 | 86.4427 | 2884.8633 | 4851.2934 | 2884.8633 | 4851.2934 | 8.382 | 10.5716 | 1 | 1 | 2884.8633 | 4851.2934 |  |  |  |  | 18.7 | #DIV/0! | #DIV/0! | #DIV/0! | #DIV/0! | #DIV/0! | #DIV/0! | #DIV/0! | #DIV/0! | #DIV/0! | #DIV/0! | #DIV/0! | #DIV/0! | #DIV/0! |  |  |  | 18.7 | #DIV/0! | #DIV/0! | #DIV/0! | #DIV/0! | #DIV/0! | #DIV/0! | #DIV/0! | #DIV/0! | #DIV/0! | #DIV/0! | #DIV/0! | #DIV/0! | #DIV/0! |  |  |  | 18.7 | #DIV/0! | #DIV/0! | #DIV/0! | #DIV/0! | #DIV/0! | #DIV/0! | #DIV/0! | #DIV/0! | #DIV/0! | #DIV/0! | #DIV/0! | #DIV/0! | #DIV/0! |  |  |  | 18.7 | #DIV/0! | #DIV/0! | #DIV/0! | #DIV/0! | #DIV/0! | #DIV/0! | #DIV/0! | #DIV/0! | #DIV/0! | #DIV/0! | #DIV/0! | #DIV/0! | #DIV/0! |  |  |  | 18.7 | #DIV/0! | #DIV/0! | #DIV/0! | #DIV/0! | #DIV/0! | #DIV/0! | #DIV/0! | #DIV/0! | #DIV/0! | #DIV/0! | #DIV/0! | #DIV/0! | #DIV/0! |  |  |  | 18.7 | #DIV/0! | #DIV/0! | #DIV/0! | #DIV/0! | #DIV/0! | #DIV/0! | #DIV/0! | #DIV/0! | #DIV/0! | #DIV/0! | #DIV/0! | #DIV/0! | #DIV/0! |  |  |  | 18.7 | #DIV/0! | #DIV/0! | #DIV/0! | #DIV/0! | #DIV/0! | #DIV/0! | #DIV/0! | #DIV/0! | #DIV/0! | #DIV/0! | #DIV/0! | #DIV/0! | #DIV/0!
[15 empty] | 18.8 | 29.4101 | 86.3915 | 2885.1884 | 4850.7821 | 2885.1884 | 4850.7821 | 8.4261 | 10.6249 | 1 | 1 | 2885.1884 | 4850.7821 |  |  |  |  | 18.8 | #DIV/0! | #DIV/0! | #DIV/0! | #DIV/0! | #DIV/0! | #DIV/0! | #DIV/0! | #DIV/0! | #DIV/0! | #DIV/0! | #DIV/0! | #DIV/0! | #DIV/0! |  |  |  | 18.8 | #DIV/0! | #DIV/0! | #DIV/0! | #DIV/0! | #DIV/0! | #DIV/0! | #DIV/0! | #DIV/0! | #DIV/0! | #DIV/0! | #DIV/0! | #DIV/0! | #DIV/0! |  |  |  | 18.8 | #DIV/0! | #DIV/0! | #DIV/0! | #DIV/0! | #DIV/0! | #DIV/0! | #DIV/0! | #DIV/0! | #DIV/0! | #DIV/0! | #DIV/0! | #DIV/0! | #DIV/0! |  |  |  | 18.8 | #DIV/0! | #DIV/0! | #DIV/0! | #DIV/0! | #DIV/0! | #DIV/0! | #DIV/0! | #DIV/0! | #DIV/0! | #DIV/0! | #DIV/0! | #DIV/0! | #DIV/0! |  |  |  | 18.8 | #DIV/0! | #DIV/0! | #DIV/0! | #DIV/0! | #DIV/0! | #DIV/0! | #DIV/0! | #DIV/0! | #DIV/0! | #DIV/0! | #DIV/0! | #DIV/0! | #DIV/0! |  |  |  | 18.8 | #DIV/0! | #DIV/0! | #DIV/0! | #DIV/0! | #DIV/0! | #DIV/0! | #DIV/0! | #DIV/0! | #DIV/0! | #DIV/0! | #DIV/0! | #DIV/0! | #DIV/0! |  |  |  | 18.8 | #DIV/0! | #DIV/0! | #DIV/0! | #DIV/0! | #DIV/0! | #DIV/0! | #DIV/0! | #DIV/0! | #DIV/0! | #DIV/0! | #DIV/0! | #DIV/0! | #DIV/0!
[15 empty] | 18.9 | 29.5608 | 86.34 | 2885.5151 | 4850.2681 | 2885.5151 | 4850.2681 | 8.4703 | 10.6783 | 1 | 1 | 2885.5151 | 4850.2681 |  |  |  |  | 18.9 | #DIV/0! | #DIV/0! | #DIV/0! | #DIV/0! | #DIV/0! | #DIV/0! | #DIV/0! | #DIV/0! | #DIV/0! | #DIV/0! | #DIV/0! | #DIV/0! | #DIV/0! |  |  |  | 18.9 | #DIV/0! | #DIV/0! | #DIV/0! | #DIV/0! | #DIV/0! | #DIV/0! | #DIV/0! | #DIV/0! | #DIV/0! | #DIV/0! | #DIV/0! | #DIV/0! | #DIV/0! |  |  |  | 18.9 | #DIV/0! | #DIV/0! | #DIV/0! | #DIV/0! | #DIV/0! | #DIV/0! | #DIV/0! | #DIV/0! | #DIV/0! | #DIV/0! | #DIV/0! | #DIV/0! | #DIV/0! |  |  |  | 18.9 | #DIV/0! | #DIV/0! | #DIV/0! | #DIV/0! | #DIV/0! | #DIV/0! | #DIV/0! | #DIV/0! | #DIV/0! | #DIV/0! | #DIV/0! | #DIV/0! | #DIV/0! |  |  |  | 18.9 | #DIV/0! | #DIV/0! | #DIV/0! | #DIV/0! | #DIV/0! | #DIV/0! | #DIV/0! | #DIV/0! | #DIV/0! | #DIV/0! | #DIV/0! | #DIV/0! | #DIV/0! |  |  |  | 18.9 | #DIV/0! | #DIV/0! | #DIV/0! | #DIV/0! | #DIV/0! | #DIV/0! | #DIV/0! | #DIV/0! | #DIV/0! | #DIV/0! | #DIV/0! | #DIV/0! | #DIV/0! |  |  |  | 18.9 | #DIV/0! | #DIV/0! | #DIV/0! | #DIV/0! | #DIV/0! | #DIV/0! | #DIV/0! | #DIV/0! | #DIV/0! | #DIV/0! | #DIV/0! | #DIV/0! | #DIV/0!
[15 empty] | 19 | 29.7114 | 86.2883 | 2885.8436 | 4849.7516 | 2885.8436 | 4849.7516 | 8.5144 | 10.7315 | 1 | 1 | 2885.8436 | 4849.7516 |  |  |  |  | 19 | #DIV/0! | #DIV/0! | #DIV/0! | #DIV/0! | #DIV/0! | #DIV/0! | #DIV/0! | #DIV/0! | #DIV/0! | #DIV/0! | #DIV/0! | #DIV/0! | #DIV/0! |  |  |  | 19 | #DIV/0! | #DIV/0! | #DIV/0! | #DIV/0! | #DIV/0! | #DIV/0! | #DIV/0! | #DIV/0! | #DIV/0! | #DIV/0! | #DIV/0! | #DIV/0! | #DIV/0! |  |  |  | 19 | #DIV/0! | #DIV/0! | #DIV/0! | #DIV/0! | #DIV/0! | #DIV/0! | #DIV/0! | #DIV/0! | #DIV/0! | #DIV/0! | #DIV/0! | #DIV/0! | #DIV/0! |  |  |  | 19 | #DIV/0! | #DIV/0! | #DIV/0! | #DIV/0! | #DIV/0! | #DIV/0! | #DIV/0! | #DIV/0! | #DIV/0! | #DIV/0! | #DIV/0! | #DIV/0! | #DIV/0! |  |  |  | 19 | #DIV/0! | #DIV/0! | #DIV/0! | #DIV/0! | #DIV/0! | #DIV/0! | #DIV/0! | #DIV/0! | #DIV/0! | #DIV/0! | #DIV/0! | #DIV/0! | #DIV/0! |  |  |  | 19 | #DIV/0! | #DIV/0! | #DIV/0! | #DIV/0! | #DIV/0! | #DIV/0! | #DIV/0! | #DIV/0! | #DIV/0! | #DIV/0! | #DIV/0! | #DIV/0! | #DIV/0! |  |  |  | 19 | #DIV/0! | #DIV/0! | #DIV/0! | #DIV/0! | #DIV/0! | #DIV/0! | #DIV/0! | #DIV/0! | #DIV/0! | #DIV/0! | #DIV/0! | #DIV/0! | #DIV/0!
[15 empty] | 19.1 | 29.862 | 86.2363 | 2886.1739 | 4849.2326 | 2886.1739 | 4849.2326 | 8.5585 | 10.7848 | 1 | 1 | 2886.1739 | 4849.2326 |  |  |  |  | 19.1 | #DIV/0! | #DIV/0! | #DIV/0! | #DIV/0! | #DIV/0! | #DIV/0! | #DIV/0! | #DIV/0! | #DIV/0! | #DIV/0! | #DIV/0! | #DIV/0! | #DIV/0! |  |  |  | 19.1 | #DIV/0! | #DIV/0! | #DIV/0! | #DIV/0! | #DIV/0! | #DIV/0! | #DIV/0! | #DIV/0! | #DIV/0! | #DIV/0! | #DIV/0! | #DIV/0! | #DIV/0! |  |  |  | 19.1 | #DIV/0! | #DIV/0! | #DIV/0! | #DIV/0! | #DIV/0! | #DIV/0! | #DIV/0! | #DIV/0! | #DIV/0! | #DIV/0! | #DIV/0! | #DIV/0! | #DIV/0! |  |  |  | 19.1 | #DIV/0! | #DIV/0! | #DIV/0! | #DIV/0! | #DIV/0! | #DIV/0! | #DIV/0! | #DIV/0! | #DIV/0! | #DIV/0! | #DIV/0! | #DIV/0! | #DIV/0! |  |  |  | 19.1 | #DIV/0! | #DIV/0! | #DIV/0! | #DIV/0! | #DIV/0! | #DIV/0! | #DIV/0! | #DIV/0! | #DIV/0! | #DIV/0! | #DIV/0! | #DIV/0! | #DIV/0! |  |  |  | 19.1 | #DIV/0! | #DIV/0! | #DIV/0! | #DIV/0! | #DIV/0! | #DIV/0! | #DIV/0! | #DIV/0! | #DIV/0! | #DIV/0! | #DIV/0! | #DIV/0! | #DIV/0! |  |  |  | 19.1 | #DIV/0! | #DIV/0! | #DIV/0! | #DIV/0! | #DIV/0! | #DIV/0! | #DIV/0! | #DIV/0! | #DIV/0! | #DIV/0! | #DIV/0! | #DIV/0! | #DIV/0!
[15 empty] | 19.2 | 30.0125 | 86.184 | 2886.5058 | 4848.7109 | 2886.5058 | 4848.7109 | 8.6026 | 10.8379 | 1 | 1 | 2886.5058 | 4848.7109 |  |  |  |  | 19.2 | #DIV/0! | #DIV/0! | #DIV/0! | #DIV/0! | #DIV/0! | #DIV/0! | #DIV/0! | #DIV/0! | #DIV/0! | #DIV/0! | #DIV/0! | #DIV/0! | #DIV/0! |  |  |  | 19.2 | #DIV/0! | #DIV/0! | #DIV/0! | #DIV/0! | #DIV/0! | #DIV/0! | #DIV/0! | #DIV/0! | #DIV/0! | #DIV/0! | #DIV/0! | #DIV/0! | #DIV/0! |  |  |  | 19.2 | #DIV/0! | #DIV/0! | #DIV/0! | #DIV/0! | #DIV/0! | #DIV/0! | #DIV/0! | #DIV/0! | #DIV/0! | #DIV/0! | #DIV/0! | #DIV/0! | #DIV/0! |  |  |  | 19.2 | #DIV/0! | #DIV/0! | #DIV/0! | #DIV/0! | #DIV/0! | #DIV/0! | #DIV/0! | #DIV/0! | #DIV/0! | #DIV/0! | #DIV/0! | #DIV/0! | #DIV/0! |  |  |  | 19.2 | #DIV/0! | #DIV/0! | #DIV/0! | #DIV/0! | #DIV/0! | #DIV/0! | #DIV/0! | #DIV/0! | #DIV/0! | #DIV/0! | #DIV/0! | #DIV/0! | #DIV/0! |  |  |  | 19.2 | #DIV/0! | #DIV/0! | #DIV/0! | #DIV/0! | #DIV/0! | #DIV/0! | #DIV/0! | #DIV/0! | #DIV/0! | #DIV/0! | #DIV/0! | #DIV/0! | #DIV/0! |  |  |  | 19.2 | #DIV/0! | #DIV/0! | #DIV/0! | #DIV/0! | #DIV/0! | #DIV/0! | #DIV/0! | #DIV/0! | #DIV/0! | #DIV/0! | #DIV/0! | #DIV/0! | #DIV/0!
[15 empty] | 19.3 | 30.1628 | 86.1315 | 2886.8395 | 4848.1867 | 2886.8395 | 4848.1867 | 8.6467 | 10.8911 | 1 | 1 | 2886.8395 | 4848.1867 |  |  |  |  | 19.3 | #DIV/0! | #DIV/0! | #DIV/0! | #DIV/0! | #DIV/0! | #DIV/0! | #DIV/0! | #DIV/0! | #DIV/0! | #DIV/0! | #DIV/0! | #DIV/0! | #DIV/0! |  |  |  | 19.3 | #DIV/0! | #DIV/0! | #DIV/0! | #DIV/0! | #DIV/0! | #DIV/0! | #DIV/0! | #DIV/0! | #DIV/0! | #DIV/0! | #DIV/0! | #DIV/0! | #DIV/0! |  |  |  | 19.3 | #DIV/0! | #DIV/0! | #DIV/0! | #DIV/0! | #DIV/0! | #DIV/0! | #DIV/0! | #DIV/0! | #DIV/0! | #DIV/0! | #DIV/0! | #DIV/0! | #DIV/0! |  |  |  | 19.3 | #DIV/0! | #DIV/0! | #DIV/0! | #DIV/0! | #DIV/0! | #DIV/0! | #DIV/0! | #DIV/0! | #DIV/0! | #DIV/0! | #DIV/0! | #DIV/0! | #DIV/0! |  |  |  | 19.3 | #DIV/0! | #DIV/0! | #DIV/0! | #DIV/0! | #DIV/0! | #DIV/0! | #DIV/0! | #DIV/0! | #DIV/0! | #DIV/0! | #DIV/0! | #DIV/0! | #DIV/0! |  |  |  | 19.3 | #DIV/0! | #DIV/0! | #DIV/0! | #DIV/0! | #DIV/0! | #DIV/0! | #DIV/0! | #DIV/0! | #DIV/0! | #DIV/0! | #DIV/0! | #DIV/0! | #DIV/0! |  |  |  | 19.3 | #DIV/0! | #DIV/0! | #DIV/0! | #DIV/0! | #DIV/0! | #DIV/0! | #DIV/0! | #DIV/0! | #DIV/0! | #DIV/0! | #DIV/0! | #DIV/0! | #DIV/0!
[15 empty] | 19.4 | 30.3131 | 86.0787 | 2887.1749 | 4847.6599 | 2887.1749 | 4847.6599 | 8.6908 | 10.9441 | 1 | 1 | 2887.1749 | 4847.6599 |  |  |  |  | 19.4 | #DIV/0! | #DIV/0! | #DIV/0! | #DIV/0! | #DIV/0! | #DIV/0! | #DIV/0! | #DIV/0! | #DIV/0! | #DIV/0! | #DIV/0! | #DIV/0! | #DIV/0! |  |  |  | 19.4 | #DIV/0! | #DIV/0! | #DIV/0! | #DIV/0! | #DIV/0! | #DIV/0! | #DIV/0! | #DIV/0! | #DIV/0! | #DIV/0! | #DIV/0! | #DIV/0! | #DIV/0! |  |  |  | 19.4 | #DIV/0! | #DIV/0! | #DIV/0! | #DIV/0! | #DIV/0! | #DIV/0! | #DIV/0! | #DIV/0! | #DIV/0! | #DIV/0! | #DIV/0! | #DIV/0! | #DIV/0! |  |  |  | 19.4 | #DIV/0! | #DIV/0! | #DIV/0! | #DIV/0! | #DIV/0! | #DIV/0! | #DIV/0! | #DIV/0! | #DIV/0! | #DIV/0! | #DIV/0! | #DIV/0! | #DIV/0! |  |  |  | 19.4 | #DIV/0! | #DIV/0! | #DIV/0! | #DIV/0! | #DIV/0! | #DIV/0! | #DIV/0! | #DIV/0! | #DIV/0! | #DIV/0! | #DIV/0! | #DIV/0! | #DIV/0! |  |  |  | 19.4 | #DIV/0! | #DIV/0! | #DIV/0! | #DIV/0! | #DIV/0! | #DIV/0! | #DIV/0! | #DIV/0! | #DIV/0! | #DIV/0! | #DIV/0! | #DIV/0! | #DIV/0! |  |  |  | 19.4 | #DIV/0! | #DIV/0! | #DIV/0! | #DIV/0! | #DIV/0! | #DIV/0! | #DIV/0! | #DIV/0! | #DIV/0! | #DIV/0! | #DIV/0! | #DIV/0! | #DIV/0!
[15 empty] | 19.5 | 30.4633 | 86.0257 | 2887.5121 | 4847.1306 | 2887.5121 | 4847.1306 | 8.7349 | 10.9972 | 1 | 1 | 2887.5121 | 4847.1306 |  |  |  |  | 19.5 | #DIV/0! | #DIV/0! | #DIV/0! | #DIV/0! | #DIV/0! | #DIV/0! | #DIV/0! | #DIV/0! | #DIV/0! | #DIV/0! | #DIV/0! | #DIV/0! | #DIV/0! |  |  |  | 19.5 | #DIV/0! | #DIV/0! | #DIV/0! | #DIV/0! | #DIV/0! | #DIV/0! | #DIV/0! | #DIV/0! | #DIV/0! | #DIV/0! | #DIV/0! | #DIV/0! | #DIV/0! |  |  |  | 19.5 | #DIV/0! | #DIV/0! | #DIV/0! | #DIV/0! | #DIV/0! | #DIV/0! | #DIV/0! | #DIV/0! | #DIV/0! | #DIV/0! | #DIV/0! | #DIV/0! | #DIV/0! |  |  |  | 19.5 | #DIV/0! | #DIV/0! | #DIV/0! | #DIV/0! | #DIV/0! | #DIV/0! | #DIV/0! | #DIV/0! | #DIV/0! | #DIV/0! | #DIV/0! | #DIV/0! | #DIV/0! |  |  |  | 19.5 | #DIV/0! | #DIV/0! | #DIV/0! | #DIV/0! | #DIV/0! | #DIV/0! | #DIV/0! | #DIV/0! | #DIV/0! | #DIV/0! | #DIV/0! | #DIV/0! | #DIV/0! |  |  |  | 19.5 | #DIV/0! | #DIV/0! | #DIV/0! | #DIV/0! | #DIV/0! | #DIV/0! | #DIV/0! | #DIV/0! | #DIV/0! | #DIV/0! | #DIV/0! | #DIV/0! | #DIV/0! |  |  |  | 19.5 | #DIV/0! | #DIV/0! | #DIV/0! | #DIV/0! | #DIV/0! | #DIV/0! | #DIV/0! | #DIV/0! | #DIV/0! | #DIV/0! | #DIV/0! | #DIV/0! | #DIV/0!
[15 empty] | 19.6 | 30.6134 | 85.9724 | 2887.8509 | 4846.5987 | 2887.8509 | 4846.5987 | 8.779 | 11.0501 | 1 | 1 | 2887.8509 | 4846.5987 |  |  |  |  | 19.6 | #DIV/0! | #DIV/0! | #DIV/0! | #DIV/0! | #DIV/0! | #DIV/0! | #DIV/0! | #DIV/0! | #DIV/0! | #DIV/0! | #DIV/0! | #DIV/0! | #DIV/0! |  |  |  | 19.6 | #DIV/0! | #DIV/0! | #DIV/0! | #DIV/0! | #DIV/0! | #DIV/0! | #DIV/0! | #DIV/0! | #DIV/0! | #DIV/0! | #DIV/0! | #DIV/0! | #DIV/0! |  |  |  | 19.6 | #DIV/0! | #DIV/0! | #DIV/0! | #DIV/0! | #DIV/0! | #DIV/0! | #DIV/0! | #DIV/0! | #DIV/0! | #DIV/0! | #DIV/0! | #DIV/0! | #DIV/0! |  |  |  | 19.6 | #DIV/0! | #DIV/0! | #DIV/0! | #DIV/0! | #DIV/0! | #DIV/0! | #DIV/0! | #DIV/0! | #DIV/0! | #DIV/0! | #DIV/0! | #DIV/0! | #DIV/0! |  |  |  | 19.6 | #DIV/0! | #DIV/0! | #DIV/0! | #DIV/0! | #DIV/0! | #DIV/0! | #DIV/0! | #DIV/0! | #DIV/0! | #DIV/0! | #DIV/0! | #DIV/0! | #DIV/0! |  |  |  | 19.6 | #DIV/0! | #DIV/0! | #DIV/0! | #DIV/0! | #DIV/0! | #DIV/0! | #DIV/0! | #DIV/0! | #DIV/0! | #DIV/0! | #DIV/0! | #DIV/0! | #DIV/0! |  |  |  | 19.6 | #DIV/0! | #DIV/0! | #DIV/0! | #DIV/0! | #DIV/0! | #DIV/0! | #DIV/0! | #DIV/0! | #DIV/0! | #DIV/0! | #DIV/0! | #DIV/0! | #DIV/0!
[15 empty] | 19.7 | 30.7634 | 85.9188 | 2888.1915 | 4846.0642 | 2888.1915 | 4846.0642 | 8.823 | 11.1031 | 1 | 1 | 2888.1915 | 4846.0642 |  |  |  |  | 19.7 | #DIV/0! | #DIV/0! | #DIV/0! | #DIV/0! | #DIV/0! | #DIV/0! | #DIV/0! | #DIV/0! | #DIV/0! | #DIV/0! | #DIV/0! | #DIV/0! | #DIV/0! |  |  |  | 19.7 | #DIV/0! | #DIV/0! | #DIV/0! | #DIV/0! | #DIV/0! | #DIV/0! | #DIV/0! | #DIV/0! | #DIV/0! | #DIV/0! | #DIV/0! | #DIV/0! | #DIV/0! |  |  |  | 19.7 | #DIV/0! | #DIV/0! | #DIV/0! | #DIV/0! | #DIV/0! | #DIV/0! | #DIV/0! | #DIV/0! | #DIV/0! | #DIV/0! | #DIV/0! | #DIV/0! | #DIV/0! |  |  |  | 19.7 | #DIV/0! | #DIV/0! | #DIV/0! | #DIV/0! | #DIV/0! | #DIV/0! | #DIV/0! | #DIV/0! | #DIV/0! | #DIV/0! | #DIV/0! | #DIV/0! | #DIV/0! |  |  |  | 19.7 | #DIV/0! | #DIV/0! | #DIV/0! | #DIV/0! | #DIV/0! | #DIV/0! | #DIV/0! | #DIV/0! | #DIV/0! | #DIV/0! | #DIV/0! | #DIV/0! | #DIV/0! |  |  |  | 19.7 | #DIV/0! | #DIV/0! | #DIV/0! | #DIV/0! | #DIV/0! | #DIV/0! | #DIV/0! | #DIV/0! | #DIV/0! | #DIV/0! | #DIV/0! | #DIV/0! | #DIV/0! |  |  |  | 19.7 | #DIV/0! | #DIV/0! | #DIV/0! | #DIV/0! | #DIV/0! | #DIV/0! | #DIV/0! | #DIV/0! | #DIV/0! | #DIV/0! | #DIV/0! | #DIV/0! | #DIV/0!
[15 empty] | 19.8 | 30.9133 | 85.865 | 2888.5338 | 4845.5272 | 2888.5338 | 4845.5272 | 8.8671 | 11.1559 | 1 | 1 | 2888.5338 | 4845.5272 |  |  |  |  | 19.8 | #DIV/0! | #DIV/0! | #DIV/0! | #DIV/0! | #DIV/0! | #DIV/0! | #DIV/0! | #DIV/0! | #DIV/0! | #DIV/0! | #DIV/0! | #DIV/0! | #DIV/0! |  |  |  | 19.8 | #DIV/0! | #DIV/0! | #DIV/0! | #DIV/0! | #DIV/0! | #DIV/0! | #DIV/0! | #DIV/0! | #DIV/0! | #DIV/0! | #DIV/0! | #DIV/0! | #DIV/0! |  |  |  | 19.8 | #DIV/0! | #DIV/0! | #DIV/0! | #DIV/0! | #DIV/0! | #DIV/0! | #DIV/0! | #DIV/0! | #DIV/0! | #DIV/0! | #DIV/0! | #DIV/0! | #DIV/0! |  |  |  | 19.8 | #DIV/0! | #DIV/0! | #DIV/0! | #DIV/0! | #DIV/0! | #DIV/0! | #DIV/0! | #DIV/0! | #DIV/0! | #DIV/0! | #DIV/0! | #DIV/0! | #DIV/0! |  |  |  | 19.8 | #DIV/0! | #DIV/0! | #DIV/0! | #DIV/0! | #DIV/0! | #DIV/0! | #DIV/0! | #DIV/0! | #DIV/0! | #DIV/0! | #DIV/0! | #DIV/0! | #DIV/0! |  |  |  | 19.8 | #DIV/0! | #DIV/0! | #DIV/0! | #DIV/0! | #DIV/0! | #DIV/0! | #DIV/0! | #DIV/0! | #DIV/0! | #DIV/0! | #DIV/0! | #DIV/0! | #DIV/0! |  |  |  | 19.8 | #DIV/0! | #DIV/0! | #DIV/0! | #DIV/0! | #DIV/0! | #DIV/0! | #DIV/0! | #DIV/0! | #DIV/0! | #DIV/0! | #DIV/0! | #DIV/0! | #DIV/0!
[15 empty] | 19.9 | 31.0631 | 85.8109 | 2888.8779 | 4844.9876 | 2888.8779 | 4844.9876 | 8.9111 | 11.2087 | 1 | 1 | 2888.8779 | 4844.9876 |  |  |  |  | 19.9 | #DIV/0! | #DIV/0! | #DIV/0! | #DIV/0! | #DIV/0! | #DIV/0! | #DIV/0! | #DIV/0! | #DIV/0! | #DIV/0! | #DIV/0! | #DIV/0! | #DIV/0! |  |  |  | 19.9 | #DIV/0! | #DIV/0! | #DIV/0! | #DIV/0! | #DIV/0! | #DIV/0! | #DIV/0! | #DIV/0! | #DIV/0! | #DIV/0! | #DIV/0! | #DIV/0! | #DIV/0! |  |  |  | 19.9 | #DIV/0! | #DIV/0! | #DIV/0! | #DIV/0! | #DIV/0! | #DIV/0! | #DIV/0! | #DIV/0! | #DIV/0! | #DIV/0! | #DIV/0! | #DIV/0! | #DIV/0! |  |  |  | 19.9 | #DIV/0! | #DIV/0! | #DIV/0! | #DIV/0! | #DIV/0! | #DIV/0! | #DIV/0! | #DIV/0! | #DIV/0! | #DIV/0! | #DIV/0! | #DIV/0! | #DIV/0! |  |  |  | 19.9 | #DIV/0! | #DIV/0! | #DIV/0! | #DIV/0! | #DIV/0! | #DIV/0! | #DIV/0! | #DIV/0! | #DIV/0! | #DIV/0! | #DIV/0! | #DIV/0! | #DIV/0! |  |  |  | 19.9 | #DIV/0! | #DIV/0! | #DIV/0! | #DIV/0! | #DIV/0! | #DIV/0! | #DIV/0! | #DIV/0! | #DIV/0! | #DIV/0! | #DIV/0! | #DIV/0! | #DIV/0! |  |  |  | 19.9 | #DIV/0! | #DIV/0! | #DIV/0! | #DIV/0! | #DIV/0! | #DIV/0! | #DIV/0! | #DIV/0! | #DIV/0! | #DIV/0! | #DIV/0! | #DIV/0! | #DIV/0!
[15 empty] | 20 | 31.2128 | 85.7566 | 2889.2236 | 4844.4455 | 2889.2236 | 4844.4455 | 8.9551 | 11.2615 | 1 | 1 | 2889.2236 | 4844.4455 |  |  |  |  | 20 | #DIV/0! | #DIV/0! | #DIV/0! | #DIV/0! | #DIV/0! | #DIV/0! | #DIV/0! | #DIV/0! | #DIV/0! | #DIV/0! | #DIV/0! | #DIV/0! | #DIV/0! |  |  |  | 20 | #DIV/0! | #DIV/0! | #DIV/0! | #DIV/0! | #DIV/0! | #DIV/0! | #DIV/0! | #DIV/0! | #DIV/0! | #DIV/0! | #DIV/0! | #DIV/0! | #DIV/0! |  |  |  | 20 | #DIV/0! | #DIV/0! | #DIV/0! | #DIV/0! | #DIV/0! | #DIV/0! | #DIV/0! | #DIV/0! | #DIV/0! | #DIV/0! | #DIV/0! | #DIV/0! | #DIV/0! |  |  |  | 20 | #DIV/0! | #DIV/0! | #DIV/0! | #DIV/0! | #DIV/0! | #DIV/0! | #DIV/0! | #DIV/0! | #DIV/0! | #DIV/0! | #DIV/0! | #DIV/0! | #DIV/0! |  |  |  | 20 | #DIV/0! | #DIV/0! | #DIV/0! | #DIV/0! | #DIV/0! | #DIV/0! | #DIV/0! | #DIV/0! | #DIV/0! | #DIV/0! | #DIV/0! | #DIV/0! | #DIV/0! |  |  |  | 20 | #DIV/0! | #DIV/0! | #DIV/0! | #DIV/0! | #DIV/0! | #DIV/0! | #DIV/0! | #DIV/0! | #DIV/0! | #DIV/0! | #DIV/0! | #DIV/0! | #DIV/0! |  |  |  | 20 | #DIV/0! | #DIV/0! | #DIV/0! | #DIV/0! | #DIV/0! | #DIV/0! | #DIV/0! | #DIV/0! | #DIV/0! | #DIV/0! | #DIV/0! | #DIV/0! | #DIV/0!
[15 empty] | 20.1 | 31.3625 | 85.702 | 2889.5711 | 4843.9008 | 2889.5711 | 4843.9008 | 8.9992 | 11.3142 | 1 | 1 | 2889.5711 | 4843.9008 |  |  |  |  | 20.1 | #DIV/0! | #DIV/0! | #DIV/0! | #DIV/0! | #DIV/0! | #DIV/0! | #DIV/0! | #DIV/0! | #DIV/0! | #DIV/0! | #DIV/0! | #DIV/0! | #DIV/0! |  |  |  | 20.1 | #DIV/0! | #DIV/0! | #DIV/0! | #DIV/0! | #DIV/0! | #DIV/0! | #DIV/0! | #DIV/0! | #DIV/0! | #DIV/0! | #DIV/0! | #DIV/0! | #DIV/0! |  |  |  | 20.1 | #DIV/0! | #DIV/0! | #DIV/0! | #DIV/0! | #DIV/0! | #DIV/0! | #DIV/0! | #DIV/0! | #DIV/0! | #DIV/0! | #DIV/0! | #DIV/0! | #DIV/0! |  |  |  | 20.1 | #DIV/0! | #DIV/0! | #DIV/0! | #DIV/0! | #DIV/0! | #DIV/0! | #DIV/0! | #DIV/0! | #DIV/0! | #DIV/0! | #DIV/0! | #DIV/0! | #DIV/0! |  |  |  | 20.1 | #DIV/0! | #DIV/0! | #DIV/0! | #DIV/0! | #DIV/0! | #DIV/0! | #DIV/0! | #DIV/0! | #DIV/0! | #DIV/0! | #DIV/0! | #DIV/0! | #DIV/0! |  |  |  | 20.1 | #DIV/0! | #DIV/0! | #DIV/0! | #DIV/0! | #DIV/0! | #DIV/0! | #DIV/0! | #DIV/0! | #DIV/0! | #DIV/0! | #DIV/0! | #DIV/0! | #DIV/0! |  |  |  | 20.1 | #DIV/0! | #DIV/0! | #DIV/0! | #DIV/0! | #DIV/0! | #DIV/0! | #DIV/0! | #DIV/0! | #DIV/0! | #DIV/0! | #DIV/0! | #DIV/0! | #DIV/0!
[15 empty] | 20.2 | 31.512 | 85.6471 | 2889.9203 | 4843.3536 | 2889.9203 | 4843.3536 | 9.0432 | 11.3669 | 1 | 1 | 2889.9203 | 4843.3536 |  |  |  |  | 20.2 | #DIV/0! | #DIV/0! | #DIV/0! | #DIV/0! | #DIV/0! | #DIV/0! | #DIV/0! | #DIV/0! | #DIV/0! | #DIV/0! | #DIV/0! | #DIV/0! | #DIV/0! |  |  |  | 20.2 | #DIV/0! | #DIV/0! | #DIV/0! | #DIV/0! | #DIV/0! | #DIV/0! | #DIV/0! | #DIV/0! | #DIV/0! | #DIV/0! | #DIV/0! | #DIV/0! | #DIV/0! |  |  |  | 20.2 | #DIV/0! | #DIV/0! | #DIV/0! | #DIV/0! | #DIV/0! | #DIV/0! | #DIV/0! | #DIV/0! | #DIV/0! | #DIV/0! | #DIV/0! | #DIV/0! | #DIV/0! |  |  |  | 20.2 | #DIV/0! | #DIV/0! | #DIV/0! | #DIV/0! | #DIV/0! | #DIV/0! | #DIV/0! | #DIV/0! | #DIV/0! | #DIV/0! | #DIV/0! | #DIV/0! | #DIV/0! |  |  |  | 20.2 | #DIV/0! | #DIV/0! | #DIV/0! | #DIV/0! | #DIV/0! | #DIV/0! | #DIV/0! | #DIV/0! | #DIV/0! | #DIV/0! | #DIV/0! | #DIV/0! | #DIV/0! |  |  |  | 20.2 | #DIV/0! | #DIV/0! | #DIV/0! | #DIV/0! | #DIV/0! | #DIV/0! | #DIV/0! | #DIV/0! | #DIV/0! | #DIV/0! | #DIV/0! | #DIV/0! | #DIV/0! |  |  |  | 20.2 | #DIV/0! | #DIV/0! | #DIV/0! | #DIV/0! | #DIV/0! | #DIV/0! | #DIV/0! | #DIV/0! | #DIV/0! | #DIV/0! | #DIV/0! | #DIV/0! | #DIV/0!
[15 empty] | 20.3 | 31.6614 | 85.592 | 2890.2713 | 4842.8038 | 2890.2713 | 4842.8038 | 9.0871 | 11.4195 | 1 | 1 | 2890.2713 | 4842.8038 |  |  |  |  | 20.3 | #DIV/0! | #DIV/0! | #DIV/0! | #DIV/0! | #DIV/0! | #DIV/0! | #DIV/0! | #DIV/0! | #DIV/0! | #DIV/0! | #DIV/0! | #DIV/0! | #DIV/0! |  |  |  | 20.3 | #DIV/0! | #DIV/0! | #DIV/0! | #DIV/0! | #DIV/0! | #DIV/0! | #DIV/0! | #DIV/0! | #DIV/0! | #DIV/0! | #DIV/0! | #DIV/0! | #DIV/0! |  |  |  | 20.3 | #DIV/0! | #DIV/0! | #DIV/0! | #DIV/0! | #DIV/0! | #DIV/0! | #DIV/0! | #DIV/0! | #DIV/0! | #DIV/0! | #DIV/0! | #DIV/0! | #DIV/0! |  |  |  | 20.3 | #DIV/0! | #DIV/0! | #DIV/0! | #DIV/0! | #DIV/0! | #DIV/0! | #DIV/0! | #DIV/0! | #DIV/0! | #DIV/0! | #DIV/0! | #DIV/0! | #DIV/0! |  |  |  | 20.3 | #DIV/0! | #DIV/0! | #DIV/0! | #DIV/0! | #DIV/0! | #DIV/0! | #DIV/0! | #DIV/0! | #DIV/0! | #DIV/0! | #DIV/0! | #DIV/0! | #DIV/0! |  |  |  | 20.3 | #DIV/0! | #DIV/0! | #DIV/0! | #DIV/0! | #DIV/0! | #DIV/0! | #DIV/0! | #DIV/0! | #DIV/0! | #DIV/0! | #DIV/0! | #DIV/0! | #DIV/0! |  |  |  | 20.3 | #DIV/0! | #DIV/0! | #DIV/0! | #DIV/0! | #DIV/0! | #DIV/0! | #DIV/0! | #DIV/0! | #DIV/0! | #DIV/0! | #DIV/0! | #DIV/0! | #DIV/0!
[15 empty] | 20.4 | 31.8108 | 85.5366 | 2890.6239 | 4842.2515 | 2890.6239 | 4842.2515 | 9.1311 | 11.472 | 1 | 1 | 2890.6239 | 4842.2515 |  |  |  |  | 20.4 | #DIV/0! | #DIV/0! | #DIV/0! | #DIV/0! | #DIV/0! | #DIV/0! | #DIV/0! | #DIV/0! | #DIV/0! | #DIV/0! | #DIV/0! | #DIV/0! | #DIV/0! |  |  |  | 20.4 | #DIV/0! | #DIV/0! | #DIV/0! | #DIV/0! | #DIV/0! | #DIV/0! | #DIV/0! | #DIV/0! | #DIV/0! | #DIV/0! | #DIV/0! | #DIV/0! | #DIV/0! |  |  |  | 20.4 | #DIV/0! | #DIV/0! | #DIV/0! | #DIV/0! | #DIV/0! | #DIV/0! | #DIV/0! | #DIV/0! | #DIV/0! | #DIV/0! | #DIV/0! | #DIV/0! | #DIV/0! |  |  |  | 20.4 | #DIV/0! | #DIV/0! | #DIV/0! | #DIV/0! | #DIV/0! | #DIV/0! | #DIV/0! | #DIV/0! | #DIV/0! | #DIV/0! | #DIV/0! | #DIV/0! | #DIV/0! |  |  |  | 20.4 | #DIV/0! | #DIV/0! | #DIV/0! | #DIV/0! | #DIV/0! | #DIV/0! | #DIV/0! | #DIV/0! | #DIV/0! | #DIV/0! | #DIV/0! | #DIV/0! | #DIV/0! |  |  |  | 20.4 | #DIV/0! | #DIV/0! | #DIV/0! | #DIV/0! | #DIV/0! | #DIV/0! | #DIV/0! | #DIV/0! | #DIV/0! | #DIV/0! | #DIV/0! | #DIV/0! | #DIV/0! |  |  |  | 20.4 | #DIV/0! | #DIV/0! | #DIV/0! | #DIV/0! | #DIV/0! | #DIV/0! | #DIV/0! | #DIV/0! | #DIV/0! | #DIV/0! | #DIV/0! | #DIV/0! | #DIV/0!
[15 empty] | 20.5 | 31.96 | 85.4809 | 2890.9783 | 4841.6967 | 2890.9783 | 4841.6967 | 9.1751 | 11.5245 | 1 | 1 | 2890.9783 | 4841.6967 |  |  |  |  | 20.5 | #DIV/0! | #DIV/0! | #DIV/0! | #DIV/0! | #DIV/0! | #DIV/0! | #DIV/0! | #DIV/0! | #DIV/0! | #DIV/0! | #DIV/0! | #DIV/0! | #DIV/0! |  |  |  | 20.5 | #DIV/0! | #DIV/0! | #DIV/0! | #DIV/0! | #DIV/0! | #DIV/0! | #DIV/0! | #DIV/0! | #DIV/0! | #DIV/0! | #DIV/0! | #DIV/0! | #DIV/0! |  |  |  | 20.5 | #DIV/0! | #DIV/0! | #DIV/0! | #DIV/0! | #DIV/0! | #DIV/0! | #DIV/0! | #DIV/0! | #DIV/0! | #DIV/0! | #DIV/0! | #DIV/0! | #DIV/0! |  |  |  | 20.5 | #DIV/0! | #DIV/0! | #DIV/0! | #DIV/0! | #DIV/0! | #DIV/0! | #DIV/0! | #DIV/0! | #DIV/0! | #DIV/0! | #DIV/0! | #DIV/0! | #DIV/0! |  |  |  | 20.5 | #DIV/0! | #DIV/0! | #DIV/0! | #DIV/0! | #DIV/0! | #DIV/0! | #DIV/0! | #DIV/0! | #DIV/0! | #DIV/0! | #DIV/0! | #DIV/0! | #DIV/0! |  |  |  | 20.5 | #DIV/0! | #DIV/0! | #DIV/0! | #DIV/0! | #DIV/0! | #DIV/0! | #DIV/0! | #DIV/0! | #DIV/0! | #DIV/0! | #DIV/0! | #DIV/0! | #DIV/0! |  |  |  | 20.5 | #DIV/0! | #DIV/0! | #DIV/0! | #DIV/0! | #DIV/0! | #DIV/0! | #DIV/0! | #DIV/0! | #DIV/0! | #DIV/0! | #DIV/0! | #DIV/0! | #DIV/0!
[15 empty] | 20.6 | 32.1092 | 85.425 | 2891.3344 | 4841.1393 | 2891.3344 | 4841.1393 | 9.219 | 11.577 | 1 | 1 | 2891.3344 | 4841.1393 |  |  |  |  | 20.6 | #DIV/0! | #DIV/0! | #DIV/0! | #DIV/0! | #DIV/0! | #DIV/0! | #DIV/0! | #DIV/0! | #DIV/0! | #DIV/0! | #DIV/0! | #DIV/0! | #DIV/0! |  |  |  | 20.6 | #DIV/0! | #DIV/0! | #DIV/0! | #DIV/0! | #DIV/0! | #DIV/0! | #DIV/0! | #DIV/0! | #DIV/0! | #DIV/0! | #DIV/0! | #DIV/0! | #DIV/0! |  |  |  | 20.6 | #DIV/0! | #DIV/0! | #DIV/0! | #DIV/0! | #DIV/0! | #DIV/0! | #DIV/0! | #DIV/0! | #DIV/0! | #DIV/0! | #DIV/0! | #DIV/0! | #DIV/0! |  |  |  | 20.6 | #DIV/0! | #DIV/0! | #DIV/0! | #DIV/0! | #DIV/0! | #DIV/0! | #DIV/0! | #DIV/0! | #DIV/0! | #DIV/0! | #DIV/0! | #DIV/0! | #DIV/0! |  |  |  | 20.6 | #DIV/0! | #DIV/0! | #DIV/0! | #DIV/0! | #DIV/0! | #DIV/0! | #DIV/0! | #DIV/0! | #DIV/0! | #DIV/0! | #DIV/0! | #DIV/0! | #DIV/0! |  |  |  | 20.6 | #DIV/0! | #DIV/0! | #DIV/0! | #DIV/0! | #DIV/0! | #DIV/0! | #DIV/0! | #DIV/0! | #DIV/0! | #DIV/0! | #DIV/0! | #DIV/0! | #DIV/0! |  |  |  | 20.6 | #DIV/0! | #DIV/0! | #DIV/0! | #DIV/0! | #DIV/0! | #DIV/0! | #DIV/0! | #DIV/0! | #DIV/0! | #DIV/0! | #DIV/0! | #DIV/0! | #DIV/0!
[15 empty] | 20.7 | 32.2582 | 85.3689 | 2891.6923 | 4840.5793 | 2891.6923 | 4840.5793 | 9.263 | 11.6294 | 1 | 1 | 2891.6923 | 4840.5793 |  |  |  |  | 20.7 | #DIV/0! | #DIV/0! | #DIV/0! | #DIV/0! | #DIV/0! | #DIV/0! | #DIV/0! | #DIV/0! | #DIV/0! | #DIV/0! | #DIV/0! | #DIV/0! | #DIV/0! |  |  |  | 20.7 | #DIV/0! | #DIV/0! | #DIV/0! | #DIV/0! | #DIV/0! | #DIV/0! | #DIV/0! | #DIV/0! | #DIV/0! | #DIV/0! | #DIV/0! | #DIV/0! | #DIV/0! |  |  |  | 20.7 | #DIV/0! | #DIV/0! | #DIV/0! | #DIV/0! | #DIV/0! | #DIV/0! | #DIV/0! | #DIV/0! | #DIV/0! | #DIV/0! | #DIV/0! | #DIV/0! | #DIV/0! |  |  |  | 20.7 | #DIV/0! | #DIV/0! | #DIV/0! | #DIV/0! | #DIV/0! | #DIV/0! | #DIV/0! | #DIV/0! | #DIV/0! | #DIV/0! | #DIV/0! | #DIV/0! | #DIV/0! |  |  |  | 20.7 | #DIV/0! | #DIV/0! | #DIV/0! | #DIV/0! | #DIV/0! | #DIV/0! | #DIV/0! | #DIV/0! | #DIV/0! | #DIV/0! | #DIV/0! | #DIV/0! | #DIV/0! |  |  |  | 20.7 | #DIV/0! | #DIV/0! | #DIV/0! | #DIV/0! | #DIV/0! | #DIV/0! | #DIV/0! | #DIV/0! | #DIV/0! | #DIV/0! | #DIV/0! | #DIV/0! | #DIV/0! |  |  |  | 20.7 | #DIV/0! | #DIV/0! | #DIV/0! | #DIV/0! | #DIV/0! | #DIV/0! | #DIV/0! | #DIV/0! | #DIV/0! | #DIV/0! | #DIV/0! | #DIV/0! | #DIV/0!
[15 empty] | 20.8 | 32.4072 | 85.3124 | 2892.0518 | 4840.0169 | 2892.0518 | 4840.0169 | 9.3069 | 11.6817 | 1 | 1 | 2892.0518 | 4840.0169 |  |  |  |  | 20.8 | #DIV/0! | #DIV/0! | #DIV/0! | #DIV/0! | #DIV/0! | #DIV/0! | #DIV/0! | #DIV/0! | #DIV/0! | #DIV/0! | #DIV/0! | #DIV/0! | #DIV/0! |  |  |  | 20.8 | #DIV/0! | #DIV/0! | #DIV/0! | #DIV/0! | #DIV/0! | #DIV/0! | #DIV/0! | #DIV/0! | #DIV/0! | #DIV/0! | #DIV/0! | #DIV/0! | #DIV/0! |  |  |  | 20.8 | #DIV/0! | #DIV/0! | #DIV/0! | #DIV/0! | #DIV/0! | #DIV/0! | #DIV/0! | #DIV/0! | #DIV/0! | #DIV/0! | #DIV/0! | #DIV/0! | #DIV/0! |  |  |  | 20.8 | #DIV/0! | #DIV/0! | #DIV/0! | #DIV/0! | #DIV/0! | #DIV/0! | #DIV/0! | #DIV/0! | #DIV/0! | #DIV/0! | #DIV/0! | #DIV/0! | #DIV/0! |  |  |  | 20.8 | #DIV/0! | #DIV/0! | #DIV/0! | #DIV/0! | #DIV/0! | #DIV/0! | #DIV/0! | #DIV/0! | #DIV/0! | #DIV/0! | #DIV/0! | #DIV/0! | #DIV/0! |  |  |  | 20.8 | #DIV/0! | #DIV/0! | #DIV/0! | #DIV/0! | #DIV/0! | #DIV/0! | #DIV/0! | #DIV/0! | #DIV/0! | #DIV/0! | #DIV/0! | #DIV/0! | #DIV/0! |  |  |  | 20.8 | #DIV/0! | #DIV/0! | #DIV/0! | #DIV/0! | #DIV/0! | #DIV/0! | #DIV/0! | #DIV/0! | #DIV/0! | #DIV/0! | #DIV/0! | #DIV/0! | #DIV/0!
[15 empty] | 20.9 | 32.556 | 85.2557 | 2892.4131 | 4839.4519 | 2892.4131 | 4839.4519 | 9.3508 | 11.734 | 1 | 1 | 2892.4131 | 4839.4519 |  |  |  |  | 20.9 | #DIV/0! | #DIV/0! | #DIV/0! | #DIV/0! | #DIV/0! | #DIV/0! | #DIV/0! | #DIV/0! | #DIV/0! | #DIV/0! | #DIV/0! | #DIV/0! | #DIV/0! |  |  |  | 20.9 | #DIV/0! | #DIV/0! | #DIV/0! | #DIV/0! | #DIV/0! | #DIV/0! | #DIV/0! | #DIV/0! | #DIV/0! | #DIV/0! | #DIV/0! | #DIV/0! | #DIV/0! |  |  |  | 20.9 | #DIV/0! | #DIV/0! | #DIV/0! | #DIV/0! | #DIV/0! | #DIV/0! | #DIV/0! | #DIV/0! | #DIV/0! | #DIV/0! | #DIV/0! | #DIV/0! | #DIV/0! |  |  |  | 20.9 | #DIV/0! | #DIV/0! | #DIV/0! | #DIV/0! | #DIV/0! | #DIV/0! | #DIV/0! | #DIV/0! | #DIV/0! | #DIV/0! | #DIV/0! | #DIV/0! | #DIV/0! |  |  |  | 20.9 | #DIV/0! | #DIV/0! | #DIV/0! | #DIV/0! | #DIV/0! | #DIV/0! | #DIV/0! | #DIV/0! | #DIV/0! | #DIV/0! | #DIV/0! | #DIV/0! | #DIV/0! |  |  |  | 20.9 | #DIV/0! | #DIV/0! | #DIV/0! | #DIV/0! | #DIV/0! | #DIV/0! | #DIV/0! | #DIV/0! | #DIV/0! | #DIV/0! | #DIV/0! | #DIV/0! | #DIV/0! |  |  |  | 20.9 | #DIV/0! | #DIV/0! | #DIV/0! | #DIV/0! | #DIV/0! | #DIV/0! | #DIV/0! | #DIV/0! | #DIV/0! | #DIV/0! | #DIV/0! | #DIV/0! | #DIV/0!
[15 empty] | 21 | 32.7048 | 85.1988 | 2892.7761 | 4838.8844 | 2892.7761 | 4838.8844 | 9.3947 | 11.7862 | 1 | 1 | 2892.7761 | 4838.8844 |  |  |  |  | 21 | #DIV/0! | #DIV/0! | #DIV/0! | #DIV/0! | #DIV/0! | #DIV/0! | #DIV/0! | #DIV/0! | #DIV/0! | #DIV/0! | #DIV/0! | #DIV/0! | #DIV/0! |  |  |  | 21 | #DIV/0! | #DIV/0! | #DIV/0! | #DIV/0! | #DIV/0! | #DIV/0! | #DIV/0! | #DIV/0! | #DIV/0! | #DIV/0! | #DIV/0! | #DIV/0! | #DIV/0! |  |  |  | 21 | #DIV/0! | #DIV/0! | #DIV/0! | #DIV/0! | #DIV/0! | #DIV/0! | #DIV/0! | #DIV/0! | #DIV/0! | #DIV/0! | #DIV/0! | #DIV/0! | #DIV/0! |  |  |  | 21 | #DIV/0! | #DIV/0! | #DIV/0! | #DIV/0! | #DIV/0! | #DIV/0! | #DIV/0! | #DIV/0! | #DIV/0! | #DIV/0! | #DIV/0! | #DIV/0! | #DIV/0! |  |  |  | 21 | #DIV/0! | #DIV/0! | #DIV/0! | #DIV/0! | #DIV/0! | #DIV/0! | #DIV/0! | #DIV/0! | #DIV/0! | #DIV/0! | #DIV/0! | #DIV/0! | #DIV/0! |  |  |  | 21 | #DIV/0! | #DIV/0! | #DIV/0! | #DIV/0! | #DIV/0! | #DIV/0! | #DIV/0! | #DIV/0! | #DIV/0! | #DIV/0! | #DIV/0! | #DIV/0! | #DIV/0! |  |  |  | 21 | #DIV/0! | #DIV/0! | #DIV/0! | #DIV/0! | #DIV/0! | #DIV/0! | #DIV/0! | #DIV/0! | #DIV/0! | #DIV/0! | #DIV/0! | #DIV/0! | #DIV/0!
[15 empty] | 21.1 | 32.8534 | 85.1416 | 2893.1409 | 4838.3143 | 2893.1409 | 4838.3143 | 9.4386 | 11.8384 | 1 | 1 | 2893.1409 | 4838.3143 |  |  |  |  | 21.1 | #DIV/0! | #DIV/0! | #DIV/0! | #DIV/0! | #DIV/0! | #DIV/0! | #DIV/0! | #DIV/0! | #DIV/0! | #DIV/0! | #DIV/0! | #DIV/0! | #DIV/0! |  |  |  | 21.1 | #DIV/0! | #DIV/0! | #DIV/0! | #DIV/0! | #DIV/0! | #DIV/0! | #DIV/0! | #DIV/0! | #DIV/0! | #DIV/0! | #DIV/0! | #DIV/0! | #DIV/0! |  |  |  | 21.1 | #DIV/0! | #DIV/0! | #DIV/0! | #DIV/0! | #DIV/0! | #DIV/0! | #DIV/0! | #DIV/0! | #DIV/0! | #DIV/0! | #DIV/0! | #DIV/0! | #DIV/0! |  |  |  | 21.1 | #DIV/0! | #DIV/0! | #DIV/0! | #DIV/0! | #DIV/0! | #DIV/0! | #DIV/0! | #DIV/0! | #DIV/0! | #DIV/0! | #DIV/0! | #DIV/0! | #DIV/0! |  |  |  | 21.1 | #DIV/0! | #DIV/0! | #DIV/0! | #DIV/0! | #DIV/0! | #DIV/0! | #DIV/0! | #DIV/0! | #DIV/0! | #DIV/0! | #DIV/0! | #DIV/0! | #DIV/0! |  |  |  | 21.1 | #DIV/0! | #DIV/0! | #DIV/0! | #DIV/0! | #DIV/0! | #DIV/0! | #DIV/0! | #DIV/0! | #DIV/0! | #DIV/0! | #DIV/0! | #DIV/0! | #DIV/0! |  |  |  | 21.1 | #DIV/0! | #DIV/0! | #DIV/0! | #DIV/0! | #DIV/0! | #DIV/0! | #DIV/0! | #DIV/0! | #DIV/0! | #DIV/0! | #DIV/0! | #DIV/0! | #DIV/0!
[15 empty] | 21.2 | 33.002 | 85.0841 | 2893.5073 | 4837.7418 | 2893.5073 | 4837.7418 | 9.4825 | 11.8905 | 1 | 1 | 2893.5073 | 4837.7418 |  |  |  |  | 21.2 | #DIV/0! | #DIV/0! | #DIV/0! | #DIV/0! | #DIV/0! | #DIV/0! | #DIV/0! | #DIV/0! | #DIV/0! | #DIV/0! | #DIV/0! | #DIV/0! | #DIV/0! |  |  |  | 21.2 | #DIV/0! | #DIV/0! | #DIV/0! | #DIV/0! | #DIV/0! | #DIV/0! | #DIV/0! | #DIV/0! | #DIV/0! | #DIV/0! | #DIV/0! | #DIV/0! | #DIV/0! |  |  |  | 21.2 | #DIV/0! | #DIV/0! | #DIV/0! | #DIV/0! | #DIV/0! | #DIV/0! | #DIV/0! | #DIV/0! | #DIV/0! | #DIV/0! | #DIV/0! | #DIV/0! | #DIV/0! |  |  |  | 21.2 | #DIV/0! | #DIV/0! | #DIV/0! | #DIV/0! | #DIV/0! | #DIV/0! | #DIV/0! | #DIV/0! | #DIV/0! | #DIV/0! | #DIV/0! | #DIV/0! | #DIV/0! |  |  |  | 21.2 | #DIV/0! | #DIV/0! | #DIV/0! | #DIV/0! | #DIV/0! | #DIV/0! | #DIV/0! | #DIV/0! | #DIV/0! | #DIV/0! | #DIV/0! | #DIV/0! | #DIV/0! |  |  |  | 21.2 | #DIV/0! | #DIV/0! | #DIV/0! | #DIV/0! | #DIV/0! | #DIV/0! | #DIV/0! | #DIV/0! | #DIV/0! | #DIV/0! | #DIV/0! | #DIV/0! | #DIV/0! |  |  |  | 21.2 | #DIV/0! | #DIV/0! | #DIV/0! | #DIV/0! | #DIV/0! | #DIV/0! | #DIV/0! | #DIV/0! | #DIV/0! | #DIV/0! | #DIV/0! | #DIV/0! | #DIV/0!
[15 empty] | 21.3 | 33.1504 | 85.0264 | 2893.8755 | 4837.1667 | 2893.8755 | 4837.1667 | 9.5264 | 11.9426 | 1 | 1 | 2893.8755 | 4837.1667 |  |  |  |  | 21.3 | #DIV/0! | #DIV/0! | #DIV/0! | #DIV/0! | #DIV/0! | #DIV/0! | #DIV/0! | #DIV/0! | #DIV/0! | #DIV/0! | #DIV/0! | #DIV/0! | #DIV/0! |  |  |  | 21.3 | #DIV/0! | #DIV/0! | #DIV/0! | #DIV/0! | #DIV/0! | #DIV/0! | #DIV/0! | #DIV/0! | #DIV/0! | #DIV/0! | #DIV/0! | #DIV/0! | #DIV/0! |  |  |  | 21.3 | #DIV/0! | #DIV/0! | #DIV/0! | #DIV/0! | #DIV/0! | #DIV/0! | #DIV/0! | #DIV/0! | #DIV/0! | #DIV/0! | #DIV/0! | #DIV/0! | #DIV/0! |  |  |  | 21.3 | #DIV/0! | #DIV/0! | #DIV/0! | #DIV/0! | #DIV/0! | #DIV/0! | #DIV/0! | #DIV/0! | #DIV/0! | #DIV/0! | #DIV/0! | #DIV/0! | #DIV/0! |  |  |  | 21.3 | #DIV/0! | #DIV/0! | #DIV/0! | #DIV/0! | #DIV/0! | #DIV/0! | #DIV/0! | #DIV/0! | #DIV/0! | #DIV/0! | #DIV/0! | #DIV/0! | #DIV/0! |  |  |  | 21.3 | #DIV/0! | #DIV/0! | #DIV/0! | #DIV/0! | #DIV/0! | #DIV/0! | #DIV/0! | #DIV/0! | #DIV/0! | #DIV/0! | #DIV/0! | #DIV/0! | #DIV/0! |  |  |  | 21.3 | #DIV/0! | #DIV/0! | #DIV/0! | #DIV/0! | #DIV/0! | #DIV/0! | #DIV/0! | #DIV/0! | #DIV/0! | #DIV/0! | #DIV/0! | #DIV/0! | #DIV/0!
[15 empty] | 21.4 | 33.2987 | 84.9684 | 2894.2454 | 4836.5891 | 2894.2454 | 4836.5891 | 9.5702 | 11.9946 | 1 | 1 | 2894.2454 | 4836.5891 |  |  |  |  | 21.4 | #DIV/0! | #DIV/0! | #DIV/0! | #DIV/0! | #DIV/0! | #DIV/0! | #DIV/0! | #DIV/0! | #DIV/0! | #DIV/0! | #DIV/0! | #DIV/0! | #DIV/0! |  |  |  | 21.4 | #DIV/0! | #DIV/0! | #DIV/0! | #DIV/0! | #DIV/0! | #DIV/0! | #DIV/0! | #DIV/0! | #DIV/0! | #DIV/0! | #DIV/0! | #DIV/0! | #DIV/0! |  |  |  | 21.4 | #DIV/0! | #DIV/0! | #DIV/0! | #DIV/0! | #DIV/0! | #DIV/0! | #DIV/0! | #DIV/0! | #DIV/0! | #DIV/0! | #DIV/0! | #DIV/0! | #DIV/0! |  |  |  | 21.4 | #DIV/0! | #DIV/0! | #DIV/0! | #DIV/0! | #DIV/0! | #DIV/0! | #DIV/0! | #DIV/0! | #DIV/0! | #DIV/0! | #DIV/0! | #DIV/0! | #DIV/0! |  |  |  | 21.4 | #DIV/0! | #DIV/0! | #DIV/0! | #DIV/0! | #DIV/0! | #DIV/0! | #DIV/0! | #DIV/0! | #DIV/0! | #DIV/0! | #DIV/0! | #DIV/0! | #DIV/0! |  |  |  | 21.4 | #DIV/0! | #DIV/0! | #DIV/0! | #DIV/0! | #DIV/0! | #DIV/0! | #DIV/0! | #DIV/0! | #DIV/0! | #DIV/0! | #DIV/0! | #DIV/0! | #DIV/0! |  |  |  | 21.4 | #DIV/0! | #DIV/0! | #DIV/0! | #DIV/0! | #DIV/0! | #DIV/0! | #DIV/0! | #DIV/0! | #DIV/0! | #DIV/0! | #DIV/0! | #DIV/0! | #DIV/0!
[15 empty] | 21.5 | 33.447 | 84.9101 | 2894.617 | 4836.009 | 2894.617 | 4836.009 | 9.614 | 12.0466 | 1 | 1 | 2894.617 | 4836.009 |  |  |  |  | 21.5 | #DIV/0! | #DIV/0! | #DIV/0! | #DIV/0! | #DIV/0! | #DIV/0! | #DIV/0! | #DIV/0! | #DIV/0! | #DIV/0! | #DIV/0! | #DIV/0! | #DIV/0! |  |  |  | 21.5 | #DIV/0! | #DIV/0! | #DIV/0! | #DIV/0! | #DIV/0! | #DIV/0! | #DIV/0! | #DIV/0! | #DIV/0! | #DIV/0! | #DIV/0! | #DIV/0! | #DIV/0! |  |  |  | 21.5 | #DIV/0! | #DIV/0! | #DIV/0! | #DIV/0! | #DIV/0! | #DIV/0! | #DIV/0! | #DIV/0! | #DIV/0! | #DIV/0! | #DIV/0! | #DIV/0! | #DIV/0! |  |  |  | 21.5 | #DIV/0! | #DIV/0! | #DIV/0! | #DIV/0! | #DIV/0! | #DIV/0! | #DIV/0! | #DIV/0! | #DIV/0! | #DIV/0! | #DIV/0! | #DIV/0! | #DIV/0! |  |  |  | 21.5 | #DIV/0! | #DIV/0! | #DIV/0! | #DIV/0! | #DIV/0! | #DIV/0! | #DIV/0! | #DIV/0! | #DIV/0! | #DIV/0! | #DIV/0! | #DIV/0! | #DIV/0! |  |  |  | 21.5 | #DIV/0! | #DIV/0! | #DIV/0! | #DIV/0! | #DIV/0! | #DIV/0! | #DIV/0! | #DIV/0! | #DIV/0! | #DIV/0! | #DIV/0! | #DIV/0! | #DIV/0! |  |  |  | 21.5 | #DIV/0! | #DIV/0! | #DIV/0! | #DIV/0! | #DIV/0! | #DIV/0! | #DIV/0! | #DIV/0! | #DIV/0! | #DIV/0! | #DIV/0! | #DIV/0! | #DIV/0!
[15 empty] | 21.6 | 33.5951 | 84.8516 | 2894.9904 | 4835.4263 | 2894.9904 | 4835.4263 | 9.6579 | 12.0985 | 1 | 1 | 2894.9904 | 4835.4263 |  |  |  |  | 21.6 | #DIV/0! | #DIV/0! | #DIV/0! | #DIV/0! | #DIV/0! | #DIV/0! | #DIV/0! | #DIV/0! | #DIV/0! | #DIV/0! | #DIV/0! | #DIV/0! | #DIV/0! |  |  |  | 21.6 | #DIV/0! | #DIV/0! | #DIV/0! | #DIV/0! | #DIV/0! | #DIV/0! | #DIV/0! | #DIV/0! | #DIV/0! | #DIV/0! | #DIV/0! | #DIV/0! | #DIV/0! |  |  |  | 21.6 | #DIV/0! | #DIV/0! | #DIV/0! | #DIV/0! | #DIV/0! | #DIV/0! | #DIV/0! | #DIV/0! | #DIV/0! | #DIV/0! | #DIV/0! | #DIV/0! | #DIV/0! |  |  |  | 21.6 | #DIV/0! | #DIV/0! | #DIV/0! | #DIV/0! | #DIV/0! | #DIV/0! | #DIV/0! | #DIV/0! | #DIV/0! | #DIV/0! | #DIV/0! | #DIV/0! | #DIV/0! |  |  |  | 21.6 | #DIV/0! | #DIV/0! | #DIV/0! | #DIV/0! | #DIV/0! | #DIV/0! | #DIV/0! | #DIV/0! | #DIV/0! | #DIV/0! | #DIV/0! | #DIV/0! | #DIV/0! |  |  |  | 21.6 | #DIV/0! | #DIV/0! | #DIV/0! | #DIV/0! | #DIV/0! | #DIV/0! | #DIV/0! | #DIV/0! | #DIV/0! | #DIV/0! | #DIV/0! | #DIV/0! | #DIV/0! |  |  |  | 21.6 | #DIV/0! | #DIV/0! | #DIV/0! | #DIV/0! | #DIV/0! | #DIV/0! | #DIV/0! | #DIV/0! | #DIV/0! | #DIV/0! | #DIV/0! | #DIV/0! | #DIV/0!
[15 empty] | 21.7 | 33.7432 | 84.7929 | 2895.3655 | 4834.8412 | 2895.3655 | 4834.8412 | 9.7017 | 12.1503 | 1 | 1 | 2895.3655 | 4834.8412 |  |  |  |  | 21.7 | #DIV/0! | #DIV/0! | #DIV/0! | #DIV/0! | #DIV/0! | #DIV/0! | #DIV/0! | #DIV/0! | #DIV/0! | #DIV/0! | #DIV/0! | #DIV/0! | #DIV/0! |  |  |  | 21.7 | #DIV/0! | #DIV/0! | #DIV/0! | #DIV/0! | #DIV/0! | #DIV/0! | #DIV/0! | #DIV/0! | #DIV/0! | #DIV/0! | #DIV/0! | #DIV/0! | #DIV/0! |  |  |  | 21.7 | #DIV/0! | #DIV/0! | #DIV/0! | #DIV/0! | #DIV/0! | #DIV/0! | #DIV/0! | #DIV/0! | #DIV/0! | #DIV/0! | #DIV/0! | #DIV/0! | #DIV/0! |  |  |  | 21.7 | #DIV/0! | #DIV/0! | #DIV/0! | #DIV/0! | #DIV/0! | #DIV/0! | #DIV/0! | #DIV/0! | #DIV/0! | #DIV/0! | #DIV/0! | #DIV/0! | #DIV/0! |  |  |  | 21.7 | #DIV/0! | #DIV/0! | #DIV/0! | #DIV/0! | #DIV/0! | #DIV/0! | #DIV/0! | #DIV/0! | #DIV/0! | #DIV/0! | #DIV/0! | #DIV/0! | #DIV/0! |  |  |  | 21.7 | #DIV/0! | #DIV/0! | #DIV/0! | #DIV/0! | #DIV/0! | #DIV/0! | #DIV/0! | #DIV/0! | #DIV/0! | #DIV/0! | #DIV/0! | #DIV/0! | #DIV/0! |  |  |  | 21.7 | #DIV/0! | #DIV/0! | #DIV/0! | #DIV/0! | #DIV/0! | #DIV/0! | #DIV/0! | #DIV/0! | #DIV/0! | #DIV/0! | #DIV/0! | #DIV/0! | #DIV/0!
[15 empty] | 21.8 | 33.8911 | 84.7339 | 2895.7422 | 4834.2536 | 2895.7422 | 4834.2536 | 9.7455 | 12.2021 | 1 | 1 | 2895.7422 | 4834.2536 |  |  |  |  | 21.8 | #DIV/0! | #DIV/0! | #DIV/0! | #DIV/0! | #DIV/0! | #DIV/0! | #DIV/0! | #DIV/0! | #DIV/0! | #DIV/0! | #DIV/0! | #DIV/0! | #DIV/0! |  |  |  | 21.8 | #DIV/0! | #DIV/0! | #DIV/0! | #DIV/0! | #DIV/0! | #DIV/0! | #DIV/0! | #DIV/0! | #DIV/0! | #DIV/0! | #DIV/0! | #DIV/0! | #DIV/0! |  |  |  | 21.8 | #DIV/0! | #DIV/0! | #DIV/0! | #DIV/0! | #DIV/0! | #DIV/0! | #DIV/0! | #DIV/0! | #DIV/0! | #DIV/0! | #DIV/0! | #DIV/0! | #DIV/0! |  |  |  | 21.8 | #DIV/0! | #DIV/0! | #DIV/0! | #DIV/0! | #DIV/0! | #DIV/0! | #DIV/0! | #DIV/0! | #DIV/0! | #DIV/0! | #DIV/0! | #DIV/0! | #DIV/0! |  |  |  | 21.8 | #DIV/0! | #DIV/0! | #DIV/0! | #DIV/0! | #DIV/0! | #DIV/0! | #DIV/0! | #DIV/0! | #DIV/0! | #DIV/0! | #DIV/0! | #DIV/0! | #DIV/0! |  |  |  | 21.8 | #DIV/0! | #DIV/0! | #DIV/0! | #DIV/0! | #DIV/0! | #DIV/0! | #DIV/0! | #DIV/0! | #DIV/0! | #DIV/0! | #DIV/0! | #DIV/0! | #DIV/0! |  |  |  | 21.8 | #DIV/0! | #DIV/0! | #DIV/0! | #DIV/0! | #DIV/0! | #DIV/0! | #DIV/0! | #DIV/0! | #DIV/0! | #DIV/0! | #DIV/0! | #DIV/0! | #DIV/0!
[15 empty] | 21.9 | 34.039 | 84.6746 | 2896.1208 | 4833.6634 | 2896.1208 | 4833.6634 | 9.7893 | 12.2538 | 1 | 1 | 2896.1208 | 4833.6634 |  |  |  |  | 21.9 | #DIV/0! | #DIV/0! | #DIV/0! | #DIV/0! | #DIV/0! | #DIV/0! | #DIV/0! | #DIV/0! | #DIV/0! | #DIV/0! | #DIV/0! | #DIV/0! | #DIV/0! |  |  |  | 21.9 | #DIV/0! | #DIV/0! | #DIV/0! | #DIV/0! | #DIV/0! | #DIV/0! | #DIV/0! | #DIV/0! | #DIV/0! | #DIV/0! | #DIV/0! | #DIV/0! | #DIV/0! |  |  |  | 21.9 | #DIV/0! | #DIV/0! | #DIV/0! | #DIV/0! | #DIV/0! | #DIV/0! | #DIV/0! | #DIV/0! | #DIV/0! | #DIV/0! | #DIV/0! | #DIV/0! | #DIV/0! |  |  |  | 21.9 | #DIV/0! | #DIV/0! | #DIV/0! | #DIV/0! | #DIV/0! | #DIV/0! | #DIV/0! | #DIV/0! | #DIV/0! | #DIV/0! | #DIV/0! | #DIV/0! | #DIV/0! |  |  |  | 21.9 | #DIV/0! | #DIV/0! | #DIV/0! | #DIV/0! | #DIV/0! | #DIV/0! | #DIV/0! | #DIV/0! | #DIV/0! | #DIV/0! | #DIV/0! | #DIV/0! | #DIV/0! |  |  |  | 21.9 | #DIV/0! | #DIV/0! | #DIV/0! | #DIV/0! | #DIV/0! | #DIV/0! | #DIV/0! | #DIV/0! | #DIV/0! | #DIV/0! | #DIV/0! | #DIV/0! | #DIV/0! |  |  |  | 21.9 | #DIV/0! | #DIV/0! | #DIV/0! | #DIV/0! | #DIV/0! | #DIV/0! | #DIV/0! | #DIV/0! | #DIV/0! | #DIV/0! | #DIV/0! | #DIV/0! | #DIV/0!
[15 empty] | 22 | 34.1867 | 84.615 | 2896.501 | 4833.0708 | 2896.501 | 4833.0708 | 9.8331 | 12.3055 | 1 | 1 | 2896.501 | 4833.0708 |  |  |  |  | 22 | #DIV/0! | #DIV/0! | #DIV/0! | #DIV/0! | #DIV/0! | #DIV/0! | #DIV/0! | #DIV/0! | #DIV/0! | #DIV/0! | #DIV/0! | #DIV/0! | #DIV/0! |  |  |  | 22 | #DIV/0! | #DIV/0! | #DIV/0! | #DIV/0! | #DIV/0! | #DIV/0! | #DIV/0! | #DIV/0! | #DIV/0! | #DIV/0! | #DIV/0! | #DIV/0! | #DIV/0! |  |  |  | 22 | #DIV/0! | #DIV/0! | #DIV/0! | #DIV/0! | #DIV/0! | #DIV/0! | #DIV/0! | #DIV/0! | #DIV/0! | #DIV/0! | #DIV/0! | #DIV/0! | #DIV/0! |  |  |  | 22 | #DIV/0! | #DIV/0! | #DIV/0! | #DIV/0! | #DIV/0! | #DIV/0! | #DIV/0! | #DIV/0! | #DIV/0! | #DIV/0! | #DIV/0! | #DIV/0! | #DIV/0! |  |  |  | 22 | #DIV/0! | #DIV/0! | #DIV/0! | #DIV/0! | #DIV/0! | #DIV/0! | #DIV/0! | #DIV/0! | #DIV/0! | #DIV/0! | #DIV/0! | #DIV/0! | #DIV/0! |  |  |  | 22 | #DIV/0! | #DIV/0! | #DIV/0! | #DIV/0! | #DIV/0! | #DIV/0! | #DIV/0! | #DIV/0! | #DIV/0! | #DIV/0! | #DIV/0! | #DIV/0! | #DIV/0! |  |  |  | 22 | #DIV/0! | #DIV/0! | #DIV/0! | #DIV/0! | #DIV/0! | #DIV/0! | #DIV/0! | #DIV/0! | #DIV/0! | #DIV/0! | #DIV/0! | #DIV/0! | #DIV/0!
[15 empty] | 22.1 | 34.3343 | 84.5552 | 2896.883 | 4832.4756 | 2896.883 | 4832.4756 | 9.8768 | 12.3571 | 1 | 1 | 2896.883 | 4832.4756 |  |  |  |  | 22.1 | #DIV/0! | #DIV/0! | #DIV/0! | #DIV/0! | #DIV/0! | #DIV/0! | #DIV/0! | #DIV/0! | #DIV/0! | #DIV/0! | #DIV/0! | #DIV/0! | #DIV/0! |  |  |  | 22.1 | #DIV/0! | #DIV/0! | #DIV/0! | #DIV/0! | #DIV/0! | #DIV/0! | #DIV/0! | #DIV/0! | #DIV/0! | #DIV/0! | #DIV/0! | #DIV/0! | #DIV/0! |  |  |  | 22.1 | #DIV/0! | #DIV/0! | #DIV/0! | #DIV/0! | #DIV/0! | #DIV/0! | #DIV/0! | #DIV/0! | #DIV/0! | #DIV/0! | #DIV/0! | #DIV/0! | #DIV/0! |  |  |  | 22.1 | #DIV/0! | #DIV/0! | #DIV/0! | #DIV/0! | #DIV/0! | #DIV/0! | #DIV/0! | #DIV/0! | #DIV/0! | #DIV/0! | #DIV/0! | #DIV/0! | #DIV/0! |  |  |  | 22.1 | #DIV/0! | #DIV/0! | #DIV/0! | #DIV/0! | #DIV/0! | #DIV/0! | #DIV/0! | #DIV/0! | #DIV/0! | #DIV/0! | #DIV/0! | #DIV/0! | #DIV/0! |  |  |  | 22.1 | #DIV/0! | #DIV/0! | #DIV/0! | #DIV/0! | #DIV/0! | #DIV/0! | #DIV/0! | #DIV/0! | #DIV/0! | #DIV/0! | #DIV/0! | #DIV/0! | #DIV/0! |  |  |  | 22.1 | #DIV/0! | #DIV/0! | #DIV/0! | #DIV/0! | #DIV/0! | #DIV/0! | #DIV/0! | #DIV/0! | #DIV/0! | #DIV/0! | #DIV/0! | #DIV/0! | #DIV/0!
[15 empty] | 22.2 | 34.4818 | 84.4952 | 2897.2666 | 4831.878 | 2897.2666 | 4831.878 | 9.9206 | 12.4087 | 1 | 1 | 2897.2666 | 4831.878 |  |  |  |  | 22.2 | #DIV/0! | #DIV/0! | #DIV/0! | #DIV/0! | #DIV/0! | #DIV/0! | #DIV/0! | #DIV/0! | #DIV/0! | #DIV/0! | #DIV/0! | #DIV/0! | #DIV/0! |  |  |  | 22.2 | #DIV/0! | #DIV/0! | #DIV/0! | #DIV/0! | #DIV/0! | #DIV/0! | #DIV/0! | #DIV/0! | #DIV/0! | #DIV/0! | #DIV/0! | #DIV/0! | #DIV/0! |  |  |  | 22.2 | #DIV/0! | #DIV/0! | #DIV/0! | #DIV/0! | #DIV/0! | #DIV/0! | #DIV/0! | #DIV/0! | #DIV/0! | #DIV/0! | #DIV/0! | #DIV/0! | #DIV/0! |  |  |  | 22.2 | #DIV/0! | #DIV/0! | #DIV/0! | #DIV/0! | #DIV/0! | #DIV/0! | #DIV/0! | #DIV/0! | #DIV/0! | #DIV/0! | #DIV/0! | #DIV/0! | #DIV/0! |  |  |  | 22.2 | #DIV/0! | #DIV/0! | #DIV/0! | #DIV/0! | #DIV/0! | #DIV/0! | #DIV/0! | #DIV/0! | #DIV/0! | #DIV/0! | #DIV/0! | #DIV/0! | #DIV/0! |  |  |  | 22.2 | #DIV/0! | #DIV/0! | #DIV/0! | #DIV/0! | #DIV/0! | #DIV/0! | #DIV/0! | #DIV/0! | #DIV/0! | #DIV/0! | #DIV/0! | #DIV/0! | #DIV/0! |  |  |  | 22.2 | #DIV/0! | #DIV/0! | #DIV/0! | #DIV/0! | #DIV/0! | #DIV/0! | #DIV/0! | #DIV/0! | #DIV/0! | #DIV/0! | #DIV/0! | #DIV/0! | #DIV/0!
[15 empty] | 22.3 | 34.6293 | 84.4349 | 2897.6521 | 4831.2778 | 2897.6521 | 4831.2778 | 9.9643 | 12.4602 | 1 | 1 | 2897.6521 | 4831.2778 |  |  |  |  | 22.3 | #DIV/0! | #DIV/0! | #DIV/0! | #DIV/0! | #DIV/0! | #DIV/0! | #DIV/0! | #DIV/0! | #DIV/0! | #DIV/0! | #DIV/0! | #DIV/0! | #DIV/0! |  |  |  | 22.3 | #DIV/0! | #DIV/0! | #DIV/0! | #DIV/0! | #DIV/0! | #DIV/0! | #DIV/0! | #DIV/0! | #DIV/0! | #DIV/0! | #DIV/0! | #DIV/0! | #DIV/0! |  |  |  | 22.3 | #DIV/0! | #DIV/0! | #DIV/0! | #DIV/0! | #DIV/0! | #DIV/0! | #DIV/0! | #DIV/0! | #DIV/0! | #DIV/0! | #DIV/0! | #DIV/0! | #DIV/0! |  |  |  | 22.3 | #DIV/0! | #DIV/0! | #DIV/0! | #DIV/0! | #DIV/0! | #DIV/0! | #DIV/0! | #DIV/0! | #DIV/0! | #DIV/0! | #DIV/0! | #DIV/0! | #DIV/0! |  |  |  | 22.3 | #DIV/0! | #DIV/0! | #DIV/0! | #DIV/0! | #DIV/0! | #DIV/0! | #DIV/0! | #DIV/0! | #DIV/0! | #DIV/0! | #DIV/0! | #DIV/0! | #DIV/0! |  |  |  | 22.3 | #DIV/0! | #DIV/0! | #DIV/0! | #DIV/0! | #DIV/0! | #DIV/0! | #DIV/0! | #DIV/0! | #DIV/0! | #DIV/0! | #DIV/0! | #DIV/0! | #DIV/0! |  |  |  | 22.3 | #DIV/0! | #DIV/0! | #DIV/0! | #DIV/0! | #DIV/0! | #DIV/0! | #DIV/0! | #DIV/0! | #DIV/0! | #DIV/0! | #DIV/0! | #DIV/0! | #DIV/0!
[15 empty] | 22.4 | 34.7766 | 84.3743 | 2898.0392 | 4830.6752 | 2898.0392 | 4830.6752 | 10.008 | 12.5116 | 1 | 1 | 2898.0392 | 4830.6752 |  |  |  |  | 22.4 | #DIV/0! | #DIV/0! | #DIV/0! | #DIV/0! | #DIV/0! | #DIV/0! | #DIV/0! | #DIV/0! | #DIV/0! | #DIV/0! | #DIV/0! | #DIV/0! | #DIV/0! |  |  |  | 22.4 | #DIV/0! | #DIV/0! | #DIV/0! | #DIV/0! | #DIV/0! | #DIV/0! | #DIV/0! | #DIV/0! | #DIV/0! | #DIV/0! | #DIV/0! | #DIV/0! | #DIV/0! |  |  |  | 22.4 | #DIV/0! | #DIV/0! | #DIV/0! | #DIV/0! | #DIV/0! | #DIV/0! | #DIV/0! | #DIV/0! | #DIV/0! | #DIV/0! | #DIV/0! | #DIV/0! | #DIV/0! |  |  |  | 22.4 | #DIV/0! | #DIV/0! | #DIV/0! | #DIV/0! | #DIV/0! | #DIV/0! | #DIV/0! | #DIV/0! | #DIV/0! | #DIV/0! | #DIV/0! | #DIV/0! | #DIV/0! |  |  |  | 22.4 | #DIV/0! | #DIV/0! | #DIV/0! | #DIV/0! | #DIV/0! | #DIV/0! | #DIV/0! | #DIV/0! | #DIV/0! | #DIV/0! | #DIV/0! | #DIV/0! | #DIV/0! |  |  |  | 22.4 | #DIV/0! | #DIV/0! | #DIV/0! | #DIV/0! | #DIV/0! | #DIV/0! | #DIV/0! | #DIV/0! | #DIV/0! | #DIV/0! | #DIV/0! | #DIV/0! | #DIV/0! |  |  |  | 22.4 | #DIV/0! | #DIV/0! | #DIV/0! | #DIV/0! | #DIV/0! | #DIV/0! | #DIV/0! | #DIV/0! | #DIV/0! | #DIV/0! | #DIV/0! | #DIV/0! | #DIV/0!
[15 empty] | 22.5 | 34.9238 | 84.3135 | 2898.428 | 4830.0701 | 2898.428 | 4830.0701 | 10.0518 | 12.563 | 1 | 1 | 2898.428 | 4830.0701 |  |  |  |  | 22.5 | #DIV/0! | #DIV/0! | #DIV/0! | #DIV/0! | #DIV/0! | #DIV/0! | #DIV/0! | #DIV/0! | #DIV/0! | #DIV/0! | #DIV/0! | #DIV/0! | #DIV/0! |  |  |  | 22.5 | #DIV/0! | #DIV/0! | #DIV/0! | #DIV/0! | #DIV/0! | #DIV/0! | #DIV/0! | #DIV/0! | #DIV/0! | #DIV/0! | #DIV/0! | #DIV/0! | #DIV/0! |  |  |  | 22.5 | #DIV/0! | #DIV/0! | #DIV/0! | #DIV/0! | #DIV/0! | #DIV/0! | #DIV/0! | #DIV/0! | #DIV/0! | #DIV/0! | #DIV/0! | #DIV/0! | #DIV/0! |  |  |  | 22.5 | #DIV/0! | #DIV/0! | #DIV/0! | #DIV/0! | #DIV/0! | #DIV/0! | #DIV/0! | #DIV/0! | #DIV/0! | #DIV/0! | #DIV/0! | #DIV/0! | #DIV/0! |  |  |  | 22.5 | #DIV/0! | #DIV/0! | #DIV/0! | #DIV/0! | #DIV/0! | #DIV/0! | #DIV/0! | #DIV/0! | #DIV/0! | #DIV/0! | #DIV/0! | #DIV/0! | #DIV/0! |  |  |  | 22.5 | #DIV/0! | #DIV/0! | #DIV/0! | #DIV/0! | #DIV/0! | #DIV/0! | #DIV/0! | #DIV/0! | #DIV/0! | #DIV/0! | #DIV/0! | #DIV/0! | #DIV/0! |  |  |  | 22.5 | #DIV/0! | #DIV/0! | #DIV/0! | #DIV/0! | #DIV/0! | #DIV/0! | #DIV/0! | #DIV/0! | #DIV/0! | #DIV/0! | #DIV/0! | #DIV/0! | #DIV/0!
[15 empty] | 22.6 | 35.0709 | 84.2524 | 2898.8186 | 4829.4625 | 2898.8186 | 4829.4625 | 10.0955 | 12.6143 | 1 | 1 | 2898.8186 | 4829.4625 |  |  |  |  | 22.6 | #DIV/0! | #DIV/0! | #DIV/0! | #DIV/0! | #DIV/0! | #DIV/0! | #DIV/0! | #DIV/0! | #DIV/0! | #DIV/0! | #DIV/0! | #DIV/0! | #DIV/0! |  |  |  | 22.6 | #DIV/0! | #DIV/0! | #DIV/0! | #DIV/0! | #DIV/0! | #DIV/0! | #DIV/0! | #DIV/0! | #DIV/0! | #DIV/0! | #DIV/0! | #DIV/0! | #DIV/0! |  |  |  | 22.6 | #DIV/0! | #DIV/0! | #DIV/0! | #DIV/0! | #DIV/0! | #DIV/0! | #DIV/0! | #DIV/0! | #DIV/0! | #DIV/0! | #DIV/0! | #DIV/0! | #DIV/0! |  |  |  | 22.6 | #DIV/0! | #DIV/0! | #DIV/0! | #DIV/0! | #DIV/0! | #DIV/0! | #DIV/0! | #DIV/0! | #DIV/0! | #DIV/0! | #DIV/0! | #DIV/0! | #DIV/0! |  |  |  | 22.6 | #DIV/0! | #DIV/0! | #DIV/0! | #DIV/0! | #DIV/0! | #DIV/0! | #DIV/0! | #DIV/0! | #DIV/0! | #DIV/0! | #DIV/0! | #DIV/0! | #DIV/0! |  |  |  | 22.6 | #DIV/0! | #DIV/0! | #DIV/0! | #DIV/0! | #DIV/0! | #DIV/0! | #DIV/0! | #DIV/0! | #DIV/0! | #DIV/0! | #DIV/0! | #DIV/0! | #DIV/0! |  |  |  | 22.6 | #DIV/0! | #DIV/0! | #DIV/0! | #DIV/0! | #DIV/0! | #DIV/0! | #DIV/0! | #DIV/0! | #DIV/0! | #DIV/0! | #DIV/0! | #DIV/0! | #DIV/0!
[15 empty] | 22.7 | 35.2179 | 84.1911 | 2899.2109 | 4828.8524 | 2899.2109 | 4828.8524 | 10.1391 | 12.6656 | 1 | 1 | 2899.2109 | 4828.8524 |  |  |  |  | 22.7 | #DIV/0! | #DIV/0! | #DIV/0! | #DIV/0! | #DIV/0! | #DIV/0! | #DIV/0! | #DIV/0! | #DIV/0! | #DIV/0! | #DIV/0! | #DIV/0! | #DIV/0! |  |  |  | 22.7 | #DIV/0! | #DIV/0! | #DIV/0! | #DIV/0! | #DIV/0! | #DIV/0! | #DIV/0! | #DIV/0! | #DIV/0! | #DIV/0! | #DIV/0! | #DIV/0! | #DIV/0! |  |  |  | 22.7 | #DIV/0! | #DIV/0! | #DIV/0! | #DIV/0! | #DIV/0! | #DIV/0! | #DIV/0! | #DIV/0! | #DIV/0! | #DIV/0! | #DIV/0! | #DIV/0! | #DIV/0! |  |  |  | 22.7 | #DIV/0! | #DIV/0! | #DIV/0! | #DIV/0! | #DIV/0! | #DIV/0! | #DIV/0! | #DIV/0! | #DIV/0! | #DIV/0! | #DIV/0! | #DIV/0! | #DIV/0! |  |  |  | 22.7 | #DIV/0! | #DIV/0! | #DIV/0! | #DIV/0! | #DIV/0! | #DIV/0! | #DIV/0! | #DIV/0! | #DIV/0! | #DIV/0! | #DIV/0! | #DIV/0! | #DIV/0! |  |  |  | 22.7 | #DIV/0! | #DIV/0! | #DIV/0! | #DIV/0! | #DIV/0! | #DIV/0! | #DIV/0! | #DIV/0! | #DIV/0! | #DIV/0! | #DIV/0! | #DIV/0! | #DIV/0! |  |  |  | 22.7 | #DIV/0! | #DIV/0! | #DIV/0! | #DIV/0! | #DIV/0! | #DIV/0! | #DIV/0! | #DIV/0! | #DIV/0! | #DIV/0! | #DIV/0! | #DIV/0! | #DIV/0!
[15 empty] | 22.8 | 35.3648 | 84.1295 | 2899.6049 | 4828.2398 | 2899.6049 | 4828.2398 | 10.1828 | 12.7168 | 1 | 1 | 2899.6049 | 4828.2398 |  |  |  |  | 22.8 | #DIV/0! | #DIV/0! | #DIV/0! | #DIV/0! | #DIV/0! | #DIV/0! | #DIV/0! | #DIV/0! | #DIV/0! | #DIV/0! | #DIV/0! | #DIV/0! | #DIV/0! |  |  |  | 22.8 | #DIV/0! | #DIV/0! | #DIV/0! | #DIV/0! | #DIV/0! | #DIV/0! | #DIV/0! | #DIV/0! | #DIV/0! | #DIV/0! | #DIV/0! | #DIV/0! | #DIV/0! |  |  |  | 22.8 | #DIV/0! | #DIV/0! | #DIV/0! | #DIV/0! | #DIV/0! | #DIV/0! | #DIV/0! | #DIV/0! | #DIV/0! | #DIV/0! | #DIV/0! | #DIV/0! | #DIV/0! |  |  |  | 22.8 | #DIV/0! | #DIV/0! | #DIV/0! | #DIV/0! | #DIV/0! | #DIV/0! | #DIV/0! | #DIV/0! | #DIV/0! | #DIV/0! | #DIV/0! | #DIV/0! | #DIV/0! |  |  |  | 22.8 | #DIV/0! | #DIV/0! | #DIV/0! | #DIV/0! | #DIV/0! | #DIV/0! | #DIV/0! | #DIV/0! | #DIV/0! | #DIV/0! | #DIV/0! | #DIV/0! | #DIV/0! |  |  |  | 22.8 | #DIV/0! | #DIV/0! | #DIV/0! | #DIV/0! | #DIV/0! | #DIV/0! | #DIV/0! | #DIV/0! | #DIV/0! | #DIV/0! | #DIV/0! | #DIV/0! | #DIV/0! |  |  |  | 22.8 | #DIV/0! | #DIV/0! | #DIV/0! | #DIV/0! | #DIV/0! | #DIV/0! | #DIV/0! | #DIV/0! | #DIV/0! | #DIV/0! | #DIV/0! | #DIV/0! | #DIV/0!
[15 empty] | 22.9 | 35.5116 | 84.0676 | 2900.0006 | 4827.6248 | 2900.0006 | 4827.6248 | 10.2265 | 12.768 | 1 | 1 | 2900.0006 | 4827.6248 |  |  |  |  | 22.9 | #DIV/0! | #DIV/0! | #DIV/0! | #DIV/0! | #DIV/0! | #DIV/0! | #DIV/0! | #DIV/0! | #DIV/0! | #DIV/0! | #DIV/0! | #DIV/0! | #DIV/0! |  |  |  | 22.9 | #DIV/0! | #DIV/0! | #DIV/0! | #DIV/0! | #DIV/0! | #DIV/0! | #DIV/0! | #DIV/0! | #DIV/0! | #DIV/0! | #DIV/0! | #DIV/0! | #DIV/0! |  |  |  | 22.9 | #DIV/0! | #DIV/0! | #DIV/0! | #DIV/0! | #DIV/0! | #DIV/0! | #DIV/0! | #DIV/0! | #DIV/0! | #DIV/0! | #DIV/0! | #DIV/0! | #DIV/0! |  |  |  | 22.9 | #DIV/0! | #DIV/0! | #DIV/0! | #DIV/0! | #DIV/0! | #DIV/0! | #DIV/0! | #DIV/0! | #DIV/0! | #DIV/0! | #DIV/0! | #DIV/0! | #DIV/0! |  |  |  | 22.9 | #DIV/0! | #DIV/0! | #DIV/0! | #DIV/0! | #DIV/0! | #DIV/0! | #DIV/0! | #DIV/0! | #DIV/0! | #DIV/0! | #DIV/0! | #DIV/0! | #DIV/0! |  |  |  | 22.9 | #DIV/0! | #DIV/0! | #DIV/0! | #DIV/0! | #DIV/0! | #DIV/0! | #DIV/0! | #DIV/0! | #DIV/0! | #DIV/0! | #DIV/0! | #DIV/0! | #DIV/0! |  |  |  | 22.9 | #DIV/0! | #DIV/0! | #DIV/0! | #DIV/0! | #DIV/0! | #DIV/0! | #DIV/0! | #DIV/0! | #DIV/0! | #DIV/0! | #DIV/0! | #DIV/0! | #DIV/0!
[15 empty] | 23 | 35.6582 | 84.0055 | 2900.3981 | 4827.0073 | 2900.3981 | 4827.0073 | 10.2701 | 12.8191 | 1 | 1 | 2900.3981 | 4827.0073 |  |  |  |  | 23 | #DIV/0! | #DIV/0! | #DIV/0! | #DIV/0! | #DIV/0! | #DIV/0! | #DIV/0! | #DIV/0! | #DIV/0! | #DIV/0! | #DIV/0! | #DIV/0! | #DIV/0! |  |  |  | 23 | #DIV/0! | #DIV/0! | #DIV/0! | #DIV/0! | #DIV/0! | #DIV/0! | #DIV/0! | #DIV/0! | #DIV/0! | #DIV/0! | #DIV/0! | #DIV/0! | #DIV/0! |  |  |  | 23 | #DIV/0! | #DIV/0! | #DIV/0! | #DIV/0! | #DIV/0! | #DIV/0! | #DIV/0! | #DIV/0! | #DIV/0! | #DIV/0! | #DIV/0! | #DIV/0! | #DIV/0! |  |  |  | 23 | #DIV/0! | #DIV/0! | #DIV/0! | #DIV/0! | #DIV/0! | #DIV/0! | #DIV/0! | #DIV/0! | #DIV/0! | #DIV/0! | #DIV/0! | #DIV/0! | #DIV/0! |  |  |  | 23 | #DIV/0! | #DIV/0! | #DIV/0! | #DIV/0! | #DIV/0! | #DIV/0! | #DIV/0! | #DIV/0! | #DIV/0! | #DIV/0! | #DIV/0! | #DIV/0! | #DIV/0! |  |  |  | 23 | #DIV/0! | #DIV/0! | #DIV/0! | #DIV/0! | #DIV/0! | #DIV/0! | #DIV/0! | #DIV/0! | #DIV/0! | #DIV/0! | #DIV/0! | #DIV/0! | #DIV/0! |  |  |  | 23 | #DIV/0! | #DIV/0! | #DIV/0! | #DIV/0! | #DIV/0! | #DIV/0! | #DIV/0! | #DIV/0! | #DIV/0! | #DIV/0! | #DIV/0! | #DIV/0! | #DIV/0!
[15 empty] | 23.1 | 35.8048 | 83.9431 | 2900.7972 | 4826.3873 | 2900.7972 | 4826.3873 | 10.3137 | 12.8701 | 1 | 1 | 2900.7972 | 4826.3873 |  |  |  |  | 23.1 | #DIV/0! | #DIV/0! | #DIV/0! | #DIV/0! | #DIV/0! | #DIV/0! | #DIV/0! | #DIV/0! | #DIV/0! | #DIV/0! | #DIV/0! | #DIV/0! | #DIV/0! |  |  |  | 23.1 | #DIV/0! | #DIV/0! | #DIV/0! | #DIV/0! | #DIV/0! | #DIV/0! | #DIV/0! | #DIV/0! | #DIV/0! | #DIV/0! | #DIV/0! | #DIV/0! | #DIV/0! |  |  |  | 23.1 | #DIV/0! | #DIV/0! | #DIV/0! | #DIV/0! | #DIV/0! | #DIV/0! | #DIV/0! | #DIV/0! | #DIV/0! | #DIV/0! | #DIV/0! | #DIV/0! | #DIV/0! |  |  |  | 23.1 | #DIV/0! | #DIV/0! | #DIV/0! | #DIV/0! | #DIV/0! | #DIV/0! | #DIV/0! | #DIV/0! | #DIV/0! | #DIV/0! | #DIV/0! | #DIV/0! | #DIV/0! |  |  |  | 23.1 | #DIV/0! | #DIV/0! | #DIV/0! | #DIV/0! | #DIV/0! | #DIV/0! | #DIV/0! | #DIV/0! | #DIV/0! | #DIV/0! | #DIV/0! | #DIV/0! | #DIV/0! |  |  |  | 23.1 | #DIV/0! | #DIV/0! | #DIV/0! | #DIV/0! | #DIV/0! | #DIV/0! | #DIV/0! | #DIV/0! | #DIV/0! | #DIV/0! | #DIV/0! | #DIV/0! | #DIV/0! |  |  |  | 23.1 | #DIV/0! | #DIV/0! | #DIV/0! | #DIV/0! | #DIV/0! | #DIV/0! | #DIV/0! | #DIV/0! | #DIV/0! | #DIV/0! | #DIV/0! | #DIV/0! | #DIV/0!
[15 empty] | 23.2 | 35.9512 | 83.8805 | 2901.1981 | 4825.7649 | 2901.1981 | 4825.7649 | 10.3574 | 12.9211 | 1 | 1 | 2901.1981 | 4825.7649 |  |  |  |  | 23.2 | #DIV/0! | #DIV/0! | #DIV/0! | #DIV/0! | #DIV/0! | #DIV/0! | #DIV/0! | #DIV/0! | #DIV/0! | #DIV/0! | #DIV/0! | #DIV/0! | #DIV/0! |  |  |  | 23.2 | #DIV/0! | #DIV/0! | #DIV/0! | #DIV/0! | #DIV/0! | #DIV/0! | #DIV/0! | #DIV/0! | #DIV/0! | #DIV/0! | #DIV/0! | #DIV/0! | #DIV/0! |  |  |  | 23.2 | #DIV/0! | #DIV/0! | #DIV/0! | #DIV/0! | #DIV/0! | #DIV/0! | #DIV/0! | #DIV/0! | #DIV/0! | #DIV/0! | #DIV/0! | #DIV/0! | #DIV/0! |  |  |  | 23.2 | #DIV/0! | #DIV/0! | #DIV/0! | #DIV/0! | #DIV/0! | #DIV/0! | #DIV/0! | #DIV/0! | #DIV/0! | #DIV/0! | #DIV/0! | #DIV/0! | #DIV/0! |  |  |  | 23.2 | #DIV/0! | #DIV/0! | #DIV/0! | #DIV/0! | #DIV/0! | #DIV/0! | #DIV/0! | #DIV/0! | #DIV/0! | #DIV/0! | #DIV/0! | #DIV/0! | #DIV/0! |  |  |  | 23.2 | #DIV/0! | #DIV/0! | #DIV/0! | #DIV/0! | #DIV/0! | #DIV/0! | #DIV/0! | #DIV/0! | #DIV/0! | #DIV/0! | #DIV/0! | #DIV/0! | #DIV/0! |  |  |  | 23.2 | #DIV/0! | #DIV/0! | #DIV/0! | #DIV/0! | #DIV/0! | #DIV/0! | #DIV/0! | #DIV/0! | #DIV/0! | #DIV/0! | #DIV/0! | #DIV/0! | #DIV/0!
[15 empty] | 23.3 | 36.0976 | 83.8177 | 2901.6007 | 4825.1399 | 2901.6007 | 4825.1399 | 10.401 | 12.972 | 1 | 1 | 2901.6007 | 4825.1399 |  |  |  |  | 23.3 | #DIV/0! | #DIV/0! | #DIV/0! | #DIV/0! | #DIV/0! | #DIV/0! | #DIV/0! | #DIV/0! | #DIV/0! | #DIV/0! | #DIV/0! | #DIV/0! | #DIV/0! |  |  |  | 23.3 | #DIV/0! | #DIV/0! | #DIV/0! | #DIV/0! | #DIV/0! | #DIV/0! | #DIV/0! | #DIV/0! | #DIV/0! | #DIV/0! | #DIV/0! | #DIV/0! | #DIV/0! |  |  |  | 23.3 | #DIV/0! | #DIV/0! | #DIV/0! | #DIV/0! | #DIV/0! | #DIV/0! | #DIV/0! | #DIV/0! | #DIV/0! | #DIV/0! | #DIV/0! | #DIV/0! | #DIV/0! |  |  |  | 23.3 | #DIV/0! | #DIV/0! | #DIV/0! | #DIV/0! | #DIV/0! | #DIV/0! | #DIV/0! | #DIV/0! | #DIV/0! | #DIV/0! | #DIV/0! | #DIV/0! | #DIV/0! |  |  |  | 23.3 | #DIV/0! | #DIV/0! | #DIV/0! | #DIV/0! | #DIV/0! | #DIV/0! | #DIV/0! | #DIV/0! | #DIV/0! | #DIV/0! | #DIV/0! | #DIV/0! | #DIV/0! |  |  |  | 23.3 | #DIV/0! | #DIV/0! | #DIV/0! | #DIV/0! | #DIV/0! | #DIV/0! | #DIV/0! | #DIV/0! | #DIV/0! | #DIV/0! | #DIV/0! | #DIV/0! | #DIV/0! |  |  |  | 23.3 | #DIV/0! | #DIV/0! | #DIV/0! | #DIV/0! | #DIV/0! | #DIV/0! | #DIV/0! | #DIV/0! | #DIV/0! | #DIV/0! | #DIV/0! | #DIV/0! | #DIV/0!
[15 empty] | 23.4 | 36.2438 | 83.7545 | 2902.0051 | 4824.5126 | 2902.0051 | 4824.5126 | 10.4446 | 13.0229 | 1 | 1 | 2902.0051 | 4824.5126 |  |  |  |  | 23.4 | #DIV/0! | #DIV/0! | #DIV/0! | #DIV/0! | #DIV/0! | #DIV/0! | #DIV/0! | #DIV/0! | #DIV/0! | #DIV/0! | #DIV/0! | #DIV/0! | #DIV/0! |  |  |  | 23.4 | #DIV/0! | #DIV/0! | #DIV/0! | #DIV/0! | #DIV/0! | #DIV/0! | #DIV/0! | #DIV/0! | #DIV/0! | #DIV/0! | #DIV/0! | #DIV/0! | #DIV/0! |  |  |  | 23.4 | #DIV/0! | #DIV/0! | #DIV/0! | #DIV/0! | #DIV/0! | #DIV/0! | #DIV/0! | #DIV/0! | #DIV/0! | #DIV/0! | #DIV/0! | #DIV/0! | #DIV/0! |  |  |  | 23.4 | #DIV/0! | #DIV/0! | #DIV/0! | #DIV/0! | #DIV/0! | #DIV/0! | #DIV/0! | #DIV/0! | #DIV/0! | #DIV/0! | #DIV/0! | #DIV/0! | #DIV/0! |  |  |  | 23.4 | #DIV/0! | #DIV/0! | #DIV/0! | #DIV/0! | #DIV/0! | #DIV/0! | #DIV/0! | #DIV/0! | #DIV/0! | #DIV/0! | #DIV/0! | #DIV/0! | #DIV/0! |  |  |  | 23.4 | #DIV/0! | #DIV/0! | #DIV/0! | #DIV/0! | #DIV/0! | #DIV/0! | #DIV/0! | #DIV/0! | #DIV/0! | #DIV/0! | #DIV/0! | #DIV/0! | #DIV/0! |  |  |  | 23.4 | #DIV/0! | #DIV/0! | #DIV/0! | #DIV/0! | #DIV/0! | #DIV/0! | #DIV/0! | #DIV/0! | #DIV/0! | #DIV/0! | #DIV/0! | #DIV/0! | #DIV/0!
[15 empty] | 23.5 | 36.3899 | 83.6911 | 2902.4111 | 4823.8827 | 2902.4111 | 4823.8827 | 10.4881 | 13.0737 | 1 | 1 | 2902.4111 | 4823.8827 |  |  |  |  | 23.5 | #DIV/0! | #DIV/0! | #DIV/0! | #DIV/0! | #DIV/0! | #DIV/0! | #DIV/0! | #DIV/0! | #DIV/0! | #DIV/0! | #DIV/0! | #DIV/0! | #DIV/0! |  |  |  | 23.5 | #DIV/0! | #DIV/0! | #DIV/0! | #DIV/0! | #DIV/0! | #DIV/0! | #DIV/0! | #DIV/0! | #DIV/0! | #DIV/0! | #DIV/0! | #DIV/0! | #DIV/0! |  |  |  | 23.5 | #DIV/0! | #DIV/0! | #DIV/0! | #DIV/0! | #DIV/0! | #DIV/0! | #DIV/0! | #DIV/0! | #DIV/0! | #DIV/0! | #DIV/0! | #DIV/0! | #DIV/0! |  |  |  | 23.5 | #DIV/0! | #DIV/0! | #DIV/0! | #DIV/0! | #DIV/0! | #DIV/0! | #DIV/0! | #DIV/0! | #DIV/0! | #DIV/0! | #DIV/0! | #DIV/0! | #DIV/0! |  |  |  | 23.5 | #DIV/0! | #DIV/0! | #DIV/0! | #DIV/0! | #DIV/0! | #DIV/0! | #DIV/0! | #DIV/0! | #DIV/0! | #DIV/0! | #DIV/0! | #DIV/0! | #DIV/0! |  |  |  | 23.5 | #DIV/0! | #DIV/0! | #DIV/0! | #DIV/0! | #DIV/0! | #DIV/0! | #DIV/0! | #DIV/0! | #DIV/0! | #DIV/0! | #DIV/0! | #DIV/0! | #DIV/0! |  |  |  | 23.5 | #DIV/0! | #DIV/0! | #DIV/0! | #DIV/0! | #DIV/0! | #DIV/0! | #DIV/0! | #DIV/0! | #DIV/0! | #DIV/0! | #DIV/0! | #DIV/0! | #DIV/0!
[15 empty] | 23.6 | 36.536 | 83.6275 | 2902.8189 | 4823.2504 | 2902.8189 | 4823.2504 | 10.5317 | 13.1244 | 1 | 1 | 2902.8189 | 4823.2504 |  |  |  |  | 23.6 | #DIV/0! | #DIV/0! | #DIV/0! | #DIV/0! | #DIV/0! | #DIV/0! | #DIV/0! | #DIV/0! | #DIV/0! | #DIV/0! | #DIV/0! | #DIV/0! | #DIV/0! |  |  |  | 23.6 | #DIV/0! | #DIV/0! | #DIV/0! | #DIV/0! | #DIV/0! | #DIV/0! | #DIV/0! | #DIV/0! | #DIV/0! | #DIV/0! | #DIV/0! | #DIV/0! | #DIV/0! |  |  |  | 23.6 | #DIV/0! | #DIV/0! | #DIV/0! | #DIV/0! | #DIV/0! | #DIV/0! | #DIV/0! | #DIV/0! | #DIV/0! | #DIV/0! | #DIV/0! | #DIV/0! | #DIV/0! |  |  |  | 23.6 | #DIV/0! | #DIV/0! | #DIV/0! | #DIV/0! | #DIV/0! | #DIV/0! | #DIV/0! | #DIV/0! | #DIV/0! | #DIV/0! | #DIV/0! | #DIV/0! | #DIV/0! |  |  |  | 23.6 | #DIV/0! | #DIV/0! | #DIV/0! | #DIV/0! | #DIV/0! | #DIV/0! | #DIV/0! | #DIV/0! | #DIV/0! | #DIV/0! | #DIV/0! | #DIV/0! | #DIV/0! |  |  |  | 23.6 | #DIV/0! | #DIV/0! | #DIV/0! | #DIV/0! | #DIV/0! | #DIV/0! | #DIV/0! | #DIV/0! | #DIV/0! | #DIV/0! | #DIV/0! | #DIV/0! | #DIV/0! |  |  |  | 23.6 | #DIV/0! | #DIV/0! | #DIV/0! | #DIV/0! | #DIV/0! | #DIV/0! | #DIV/0! | #DIV/0! | #DIV/0! | #DIV/0! | #DIV/0! | #DIV/0! | #DIV/0!
[15 empty] | 23.7 | 36.6819 | 83.5636 | 2903.2284 | 4822.6157 | 2903.2284 | 4822.6157 | 10.5752 | 13.1751 | 1 | 1 | 2903.2284 | 4822.6157 |  |  |  |  | 23.7 | #DIV/0! | #DIV/0! | #DIV/0! | #DIV/0! | #DIV/0! | #DIV/0! | #DIV/0! | #DIV/0! | #DIV/0! | #DIV/0! | #DIV/0! | #DIV/0! | #DIV/0! |  |  |  | 23.7 | #DIV/0! | #DIV/0! | #DIV/0! | #DIV/0! | #DIV/0! | #DIV/0! | #DIV/0! | #DIV/0! | #DIV/0! | #DIV/0! | #DIV/0! | #DIV/0! | #DIV/0! |  |  |  | 23.7 | #DIV/0! | #DIV/0! | #DIV/0! | #DIV/0! | #DIV/0! | #DIV/0! | #DIV/0! | #DIV/0! | #DIV/0! | #DIV/0! | #DIV/0! | #DIV/0! | #DIV/0! |  |  |  | 23.7 | #DIV/0! | #DIV/0! | #DIV/0! | #DIV/0! | #DIV/0! | #DIV/0! | #DIV/0! | #DIV/0! | #DIV/0! | #DIV/0! | #DIV/0! | #DIV/0! | #DIV/0! |  |  |  | 23.7 | #DIV/0! | #DIV/0! | #DIV/0! | #DIV/0! | #DIV/0! | #DIV/0! | #DIV/0! | #DIV/0! | #DIV/0! | #DIV/0! | #DIV/0! | #DIV/0! | #DIV/0! |  |  |  | 23.7 | #DIV/0! | #DIV/0! | #DIV/0! | #DIV/0! | #DIV/0! | #DIV/0! | #DIV/0! | #DIV/0! | #DIV/0! | #DIV/0! | #DIV/0! | #DIV/0! | #DIV/0! |  |  |  | 23.7 | #DIV/0! | #DIV/0! | #DIV/0! | #DIV/0! | #DIV/0! | #DIV/0! | #DIV/0! | #DIV/0! | #DIV/0! | #DIV/0! | #DIV/0! | #DIV/0! | #DIV/0!
[15 empty] | 23.8 | 36.8276 | 83.4995 | 2903.6396 | 4821.9785 | 2903.6396 | 4821.9785 | 10.6188 | 13.2257 | 1 | 1 | 2903.6396 | 4821.9785 |  |  |  |  | 23.8 | #DIV/0! | #DIV/0! | #DIV/0! | #DIV/0! | #DIV/0! | #DIV/0! | #DIV/0! | #DIV/0! | #DIV/0! | #DIV/0! | #DIV/0! | #DIV/0! | #DIV/0! |  |  |  | 23.8 | #DIV/0! | #DIV/0! | #DIV/0! | #DIV/0! | #DIV/0! | #DIV/0! | #DIV/0! | #DIV/0! | #DIV/0! | #DIV/0! | #DIV/0! | #DIV/0! | #DIV/0! |  |  |  | 23.8 | #DIV/0! | #DIV/0! | #DIV/0! | #DIV/0! | #DIV/0! | #DIV/0! | #DIV/0! | #DIV/0! | #DIV/0! | #DIV/0! | #DIV/0! | #DIV/0! | #DIV/0! |  |  |  | 23.8 | #DIV/0! | #DIV/0! | #DIV/0! | #DIV/0! | #DIV/0! | #DIV/0! | #DIV/0! | #DIV/0! | #DIV/0! | #DIV/0! | #DIV/0! | #DIV/0! | #DIV/0! |  |  |  | 23.8 | #DIV/0! | #DIV/0! | #DIV/0! | #DIV/0! | #DIV/0! | #DIV/0! | #DIV/0! | #DIV/0! | #DIV/0! | #DIV/0! | #DIV/0! | #DIV/0! | #DIV/0! |  |  |  | 23.8 | #DIV/0! | #DIV/0! | #DIV/0! | #DIV/0! | #DIV/0! | #DIV/0! | #DIV/0! | #DIV/0! | #DIV/0! | #DIV/0! | #DIV/0! | #DIV/0! | #DIV/0! |  |  |  | 23.8 | #DIV/0! | #DIV/0! | #DIV/0! | #DIV/0! | #DIV/0! | #DIV/0! | #DIV/0! | #DIV/0! | #DIV/0! | #DIV/0! | #DIV/0! | #DIV/0! | #DIV/0!
[15 empty] | 23.9 | 36.9733 | 83.4351 | 2904.0525 | 4821.3388 | 2904.0525 | 4821.3388 | 10.6623 | 13.2762 | 1 | 1 | 2904.0525 | 4821.3388 |  |  |  |  | 23.9 | #DIV/0! | #DIV/0! | #DIV/0! | #DIV/0! | #DIV/0! | #DIV/0! | #DIV/0! | #DIV/0! | #DIV/0! | #DIV/0! | #DIV/0! | #DIV/0! | #DIV/0! |  |  |  | 23.9 | #DIV/0! | #DIV/0! | #DIV/0! | #DIV/0! | #DIV/0! | #DIV/0! | #DIV/0! | #DIV/0! | #DIV/0! | #DIV/0! | #DIV/0! | #DIV/0! | #DIV/0! |  |  |  | 23.9 | #DIV/0! | #DIV/0! | #DIV/0! | #DIV/0! | #DIV/0! | #DIV/0! | #DIV/0! | #DIV/0! | #DIV/0! | #DIV/0! | #DIV/0! | #DIV/0! | #DIV/0! |  |  |  | 23.9 | #DIV/0! | #DIV/0! | #DIV/0! | #DIV/0! | #DIV/0! | #DIV/0! | #DIV/0! | #DIV/0! | #DIV/0! | #DIV/0! | #DIV/0! | #DIV/0! | #DIV/0! |  |  |  | 23.9 | #DIV/0! | #DIV/0! | #DIV/0! | #DIV/0! | #DIV/0! | #DIV/0! | #DIV/0! | #DIV/0! | #DIV/0! | #DIV/0! | #DIV/0! | #DIV/0! | #DIV/0! |  |  |  | 23.9 | #DIV/0! | #DIV/0! | #DIV/0! | #DIV/0! | #DIV/0! | #DIV/0! | #DIV/0! | #DIV/0! | #DIV/0! | #DIV/0! | #DIV/0! | #DIV/0! | #DIV/0! |  |  |  | 23.9 | #DIV/0! | #DIV/0! | #DIV/0! | #DIV/0! | #DIV/0! | #DIV/0! | #DIV/0! | #DIV/0! | #DIV/0! | #DIV/0! | #DIV/0! | #DIV/0! | #DIV/0!
[15 empty] | 24 | 37.1189 | 83.3704 | 2904.4672 | 4820.6967 | 2904.4672 | 4820.6967 | 10.7058 | 13.3267 | 1 | 1 | 2904.4672 | 4820.6967 |  |  |  |  | 24 | #DIV/0! | #DIV/0! | #DIV/0! | #DIV/0! | #DIV/0! | #DIV/0! | #DIV/0! | #DIV/0! | #DIV/0! | #DIV/0! | #DIV/0! | #DIV/0! | #DIV/0! |  |  |  | 24 | #DIV/0! | #DIV/0! | #DIV/0! | #DIV/0! | #DIV/0! | #DIV/0! | #DIV/0! | #DIV/0! | #DIV/0! | #DIV/0! | #DIV/0! | #DIV/0! | #DIV/0! |  |  |  | 24 | #DIV/0! | #DIV/0! | #DIV/0! | #DIV/0! | #DIV/0! | #DIV/0! | #DIV/0! | #DIV/0! | #DIV/0! | #DIV/0! | #DIV/0! | #DIV/0! | #DIV/0! |  |  |  | 24 | #DIV/0! | #DIV/0! | #DIV/0! | #DIV/0! | #DIV/0! | #DIV/0! | #DIV/0! | #DIV/0! | #DIV/0! | #DIV/0! | #DIV/0! | #DIV/0! | #DIV/0! |  |  |  | 24 | #DIV/0! | #DIV/0! | #DIV/0! | #DIV/0! | #DIV/0! | #DIV/0! | #DIV/0! | #DIV/0! | #DIV/0! | #DIV/0! | #DIV/0! | #DIV/0! | #DIV/0! |  |  |  | 24 | #DIV/0! | #DIV/0! | #DIV/0! | #DIV/0! | #DIV/0! | #DIV/0! | #DIV/0! | #DIV/0! | #DIV/0! | #DIV/0! | #DIV/0! | #DIV/0! | #DIV/0! |  |  |  | 24 | #DIV/0! | #DIV/0! | #DIV/0! | #DIV/0! | #DIV/0! | #DIV/0! | #DIV/0! | #DIV/0! | #DIV/0! | #DIV/0! | #DIV/0! | #DIV/0! | #DIV/0!
[15 empty] | 24.1 | 37.2643 | 83.3055 | 2904.8835 | 4820.0522 | 2904.8835 | 4820.0522 | 10.7493 | 13.3772 | 1 | 1 | 2904.8835 | 4820.0522 |  |  |  |  | 24.1 | #DIV/0! | #DIV/0! | #DIV/0! | #DIV/0! | #DIV/0! | #DIV/0! | #DIV/0! | #DIV/0! | #DIV/0! | #DIV/0! | #DIV/0! | #DIV/0! | #DIV/0! |  |  |  | 24.1 | #DIV/0! | #DIV/0! | #DIV/0! | #DIV/0! | #DIV/0! | #DIV/0! | #DIV/0! | #DIV/0! | #DIV/0! | #DIV/0! | #DIV/0! | #DIV/0! | #DIV/0! |  |  |  | 24.1 | #DIV/0! | #DIV/0! | #DIV/0! | #DIV/0! | #DIV/0! | #DIV/0! | #DIV/0! | #DIV/0! | #DIV/0! | #DIV/0! | #DIV/0! | #DIV/0! | #DIV/0! |  |  |  | 24.1 | #DIV/0! | #DIV/0! | #DIV/0! | #DIV/0! | #DIV/0! | #DIV/0! | #DIV/0! | #DIV/0! | #DIV/0! | #DIV/0! | #DIV/0! | #DIV/0! | #DIV/0! |  |  |  | 24.1 | #DIV/0! | #DIV/0! | #DIV/0! | #DIV/0! | #DIV/0! | #DIV/0! | #DIV/0! | #DIV/0! | #DIV/0! | #DIV/0! | #DIV/0! | #DIV/0! | #DIV/0! |  |  |  | 24.1 | #DIV/0! | #DIV/0! | #DIV/0! | #DIV/0! | #DIV/0! | #DIV/0! | #DIV/0! | #DIV/0! | #DIV/0! | #DIV/0! | #DIV/0! | #DIV/0! | #DIV/0! |  |  |  | 24.1 | #DIV/0! | #DIV/0! | #DIV/0! | #DIV/0! | #DIV/0! | #DIV/0! | #DIV/0! | #DIV/0! | #DIV/0! | #DIV/0! | #DIV/0! | #DIV/0! | #DIV/0!
[15 empty] | 24.2 | 37.4097 | 83.2403 | 2905.3016 | 4819.4052 | 2905.3016 | 4819.4052 | 10.7928 | 13.4275 | 1 | 1 | 2905.3016 | 4819.4052 |  |  |  |  | 24.2 | #DIV/0! | #DIV/0! | #DIV/0! | #DIV/0! | #DIV/0! | #DIV/0! | #DIV/0! | #DIV/0! | #DIV/0! | #DIV/0! | #DIV/0! | #DIV/0! | #DIV/0! |  |  |  | 24.2 | #DIV/0! | #DIV/0! | #DIV/0! | #DIV/0! | #DIV/0! | #DIV/0! | #DIV/0! | #DIV/0! | #DIV/0! | #DIV/0! | #DIV/0! | #DIV/0! | #DIV/0! |  |  |  | 24.2 | #DIV/0! | #DIV/0! | #DIV/0! | #DIV/0! | #DIV/0! | #DIV/0! | #DIV/0! | #DIV/0! | #DIV/0! | #DIV/0! | #DIV/0! | #DIV/0! | #DIV/0! |  |  |  | 24.2 | #DIV/0! | #DIV/0! | #DIV/0! | #DIV/0! | #DIV/0! | #DIV/0! | #DIV/0! | #DIV/0! | #DIV/0! | #DIV/0! | #DIV/0! | #DIV/0! | #DIV/0! |  |  |  | 24.2 | #DIV/0! | #DIV/0! | #DIV/0! | #DIV/0! | #DIV/0! | #DIV/0! | #DIV/0! | #DIV/0! | #DIV/0! | #DIV/0! | #DIV/0! | #DIV/0! | #DIV/0! |  |  |  | 24.2 | #DIV/0! | #DIV/0! | #DIV/0! | #DIV/0! | #DIV/0! | #DIV/0! | #DIV/0! | #DIV/0! | #DIV/0! | #DIV/0! | #DIV/0! | #DIV/0! | #DIV/0! |  |  |  | 24.2 | #DIV/0! | #DIV/0! | #DIV/0! | #DIV/0! | #DIV/0! | #DIV/0! | #DIV/0! | #DIV/0! | #DIV/0! | #DIV/0! | #DIV/0! | #DIV/0! | #DIV/0!
[15 empty] | 24.3 | 37.5549 | 83.1749 | 2905.7214 | 4818.7558 | 2905.7214 | 4818.7558 | 10.8362 | 13.4779 | 1 | 1 | 2905.7214 | 4818.7558 |  |  |  |  | 24.3 | #DIV/0! | #DIV/0! | #DIV/0! | #DIV/0! | #DIV/0! | #DIV/0! | #DIV/0! | #DIV/0! | #DIV/0! | #DIV/0! | #DIV/0! | #DIV/0! | #DIV/0! |  |  |  | 24.3 | #DIV/0! | #DIV/0! | #DIV/0! | #DIV/0! | #DIV/0! | #DIV/0! | #DIV/0! | #DIV/0! | #DIV/0! | #DIV/0! | #DIV/0! | #DIV/0! | #DIV/0! |  |  |  | 24.3 | #DIV/0! | #DIV/0! | #DIV/0! | #DIV/0! | #DIV/0! | #DIV/0! | #DIV/0! | #DIV/0! | #DIV/0! | #DIV/0! | #DIV/0! | #DIV/0! | #DIV/0! |  |  |  | 24.3 | #DIV/0! | #DIV/0! | #DIV/0! | #DIV/0! | #DIV/0! | #DIV/0! | #DIV/0! | #DIV/0! | #DIV/0! | #DIV/0! | #DIV/0! | #DIV/0! | #DIV/0! |  |  |  | 24.3 | #DIV/0! | #DIV/0! | #DIV/0! | #DIV/0! | #DIV/0! | #DIV/0! | #DIV/0! | #DIV/0! | #DIV/0! | #DIV/0! | #DIV/0! | #DIV/0! | #DIV/0! |  |  |  | 24.3 | #DIV/0! | #DIV/0! | #DIV/0! | #DIV/0! | #DIV/0! | #DIV/0! | #DIV/0! | #DIV/0! | #DIV/0! | #DIV/0! | #DIV/0! | #DIV/0! | #DIV/0! |  |  |  | 24.3 | #DIV/0! | #DIV/0! | #DIV/0! | #DIV/0! | #DIV/0! | #DIV/0! | #DIV/0! | #DIV/0! | #DIV/0! | #DIV/0! | #DIV/0! | #DIV/0! | #DIV/0!
[15 empty] | 24.4 | 37.7 | 83.1092 | 2906.1429 | 4818.1039 | 2906.1429 | 4818.1039 | 10.8797 | 13.5281 | 1 | 1 | 2906.1429 | 4818.1039 |  |  |  |  | 24.4 | #DIV/0! | #DIV/0! | #DIV/0! | #DIV/0! | #DIV/0! | #DIV/0! | #DIV/0! | #DIV/0! | #DIV/0! | #DIV/0! | #DIV/0! | #DIV/0! | #DIV/0! |  |  |  | 24.4 | #DIV/0! | #DIV/0! | #DIV/0! | #DIV/0! | #DIV/0! | #DIV/0! | #DIV/0! | #DIV/0! | #DIV/0! | #DIV/0! | #DIV/0! | #DIV/0! | #DIV/0! |  |  |  | 24.4 | #DIV/0! | #DIV/0! | #DIV/0! | #DIV/0! | #DIV/0! | #DIV/0! | #DIV/0! | #DIV/0! | #DIV/0! | #DIV/0! | #DIV/0! | #DIV/0! | #DIV/0! |  |  |  | 24.4 | #DIV/0! | #DIV/0! | #DIV/0! | #DIV/0! | #DIV/0! | #DIV/0! | #DIV/0! | #DIV/0! | #DIV/0! | #DIV/0! | #DIV/0! | #DIV/0! | #DIV/0! |  |  |  | 24.4 | #DIV/0! | #DIV/0! | #DIV/0! | #DIV/0! | #DIV/0! | #DIV/0! | #DIV/0! | #DIV/0! | #DIV/0! | #DIV/0! | #DIV/0! | #DIV/0! | #DIV/0! |  |  |  | 24.4 | #DIV/0! | #DIV/0! | #DIV/0! | #DIV/0! | #DIV/0! | #DIV/0! | #DIV/0! | #DIV/0! | #DIV/0! | #DIV/0! | #DIV/0! | #DIV/0! | #DIV/0! |  |  |  | 24.4 | #DIV/0! | #DIV/0! | #DIV/0! | #DIV/0! | #DIV/0! | #DIV/0! | #DIV/0! | #DIV/0! | #DIV/0! | #DIV/0! | #DIV/0! | #DIV/0! | #DIV/0!
[15 empty] | 24.5 | 37.845 | 83.0433 | 2906.5661 | 4817.4496 | 2906.5661 | 4817.4496 | 10.9231 | 13.5783 | 1 | 1 | 2906.5661 | 4817.4496 |  |  |  |  | 24.5 | #DIV/0! | #DIV/0! | #DIV/0! | #DIV/0! | #DIV/0! | #DIV/0! | #DIV/0! | #DIV/0! | #DIV/0! | #DIV/0! | #DIV/0! | #DIV/0! | #DIV/0! |  |  |  | 24.5 | #DIV/0! | #DIV/0! | #DIV/0! | #DIV/0! | #DIV/0! | #DIV/0! | #DIV/0! | #DIV/0! | #DIV/0! | #DIV/0! | #DIV/0! | #DIV/0! | #DIV/0! |  |  |  | 24.5 | #DIV/0! | #DIV/0! | #DIV/0! | #DIV/0! | #DIV/0! | #DIV/0! | #DIV/0! | #DIV/0! | #DIV/0! | #DIV/0! | #DIV/0! | #DIV/0! | #DIV/0! |  |  |  | 24.5 | #DIV/0! | #DIV/0! | #DIV/0! | #DIV/0! | #DIV/0! | #DIV/0! | #DIV/0! | #DIV/0! | #DIV/0! | #DIV/0! | #DIV/0! | #DIV/0! | #DIV/0! |  |  |  | 24.5 | #DIV/0! | #DIV/0! | #DIV/0! | #DIV/0! | #DIV/0! | #DIV/0! | #DIV/0! | #DIV/0! | #DIV/0! | #DIV/0! | #DIV/0! | #DIV/0! | #DIV/0! |  |  |  | 24.5 | #DIV/0! | #DIV/0! | #DIV/0! | #DIV/0! | #DIV/0! | #DIV/0! | #DIV/0! | #DIV/0! | #DIV/0! | #DIV/0! | #DIV/0! | #DIV/0! | #DIV/0! |  |  |  | 24.5 | #DIV/0! | #DIV/0! | #DIV/0! | #DIV/0! | #DIV/0! | #DIV/0! | #DIV/0! | #DIV/0! | #DIV/0! | #DIV/0! | #DIV/0! | #DIV/0! | #DIV/0!
[15 empty] | 24.6 | 37.9899 | 82.9771 | 2906.9911 | 4816.7929 | 2906.9911 | 4816.7929 | 10.9665 | 13.6284 | 1 | 1 | 2906.9911 | 4816.7929 |  |  |  |  | 24.6 | #DIV/0! | #DIV/0! | #DIV/0! | #DIV/0! | #DIV/0! | #DIV/0! | #DIV/0! | #DIV/0! | #DIV/0! | #DIV/0! | #DIV/0! | #DIV/0! | #DIV/0! |  |  |  | 24.6 | #DIV/0! | #DIV/0! | #DIV/0! | #DIV/0! | #DIV/0! | #DIV/0! | #DIV/0! | #DIV/0! | #DIV/0! | #DIV/0! | #DIV/0! | #DIV/0! | #DIV/0! |  |  |  | 24.6 | #DIV/0! | #DIV/0! | #DIV/0! | #DIV/0! | #DIV/0! | #DIV/0! | #DIV/0! | #DIV/0! | #DIV/0! | #DIV/0! | #DIV/0! | #DIV/0! | #DIV/0! |  |  |  | 24.6 | #DIV/0! | #DIV/0! | #DIV/0! | #DIV/0! | #DIV/0! | #DIV/0! | #DIV/0! | #DIV/0! | #DIV/0! | #DIV/0! | #DIV/0! | #DIV/0! | #DIV/0! |  |  |  | 24.6 | #DIV/0! | #DIV/0! | #DIV/0! | #DIV/0! | #DIV/0! | #DIV/0! | #DIV/0! | #DIV/0! | #DIV/0! | #DIV/0! | #DIV/0! | #DIV/0! | #DIV/0! |  |  |  | 24.6 | #DIV/0! | #DIV/0! | #DIV/0! | #DIV/0! | #DIV/0! | #DIV/0! | #DIV/0! | #DIV/0! | #DIV/0! | #DIV/0! | #DIV/0! | #DIV/0! | #DIV/0! |  |  |  | 24.6 | #DIV/0! | #DIV/0! | #DIV/0! | #DIV/0! | #DIV/0! | #DIV/0! | #DIV/0! | #DIV/0! | #DIV/0! | #DIV/0! | #DIV/0! | #DIV/0! | #DIV/0!
[15 empty] | 24.7 | 38.1347 | 82.9107 | 2907.4178 | 4816.1338 | 2907.4178 | 4816.1338 | 11.0099 | 13.6785 | 1 | 1 | 2907.4178 | 4816.1338 |  |  |  |  | 24.7 | #DIV/0! | #DIV/0! | #DIV/0! | #DIV/0! | #DIV/0! | #DIV/0! | #DIV/0! | #DIV/0! | #DIV/0! | #DIV/0! | #DIV/0! | #DIV/0! | #DIV/0! |  |  |  | 24.7 | #DIV/0! | #DIV/0! | #DIV/0! | #DIV/0! | #DIV/0! | #DIV/0! | #DIV/0! | #DIV/0! | #DIV/0! | #DIV/0! | #DIV/0! | #DIV/0! | #DIV/0! |  |  |  | 24.7 | #DIV/0! | #DIV/0! | #DIV/0! | #DIV/0! | #DIV/0! | #DIV/0! | #DIV/0! | #DIV/0! | #DIV/0! | #DIV/0! | #DIV/0! | #DIV/0! | #DIV/0! |  |  |  | 24.7 | #DIV/0! | #DIV/0! | #DIV/0! | #DIV/0! | #DIV/0! | #DIV/0! | #DIV/0! | #DIV/0! | #DIV/0! | #DIV/0! | #DIV/0! | #DIV/0! | #DIV/0! |  |  |  | 24.7 | #DIV/0! | #DIV/0! | #DIV/0! | #DIV/0! | #DIV/0! | #DIV/0! | #DIV/0! | #DIV/0! | #DIV/0! | #DIV/0! | #DIV/0! | #DIV/0! | #DIV/0! |  |  |  | 24.7 | #DIV/0! | #DIV/0! | #DIV/0! | #DIV/0! | #DIV/0! | #DIV/0! | #DIV/0! | #DIV/0! | #DIV/0! | #DIV/0! | #DIV/0! | #DIV/0! | #DIV/0! |  |  |  | 24.7 | #DIV/0! | #DIV/0! | #DIV/0! | #DIV/0! | #DIV/0! | #DIV/0! | #DIV/0! | #DIV/0! | #DIV/0! | #DIV/0! | #DIV/0! | #DIV/0! | #DIV/0!
[15 empty] | 24.8 | 38.2793 | 82.844 | 2907.8462 | 4815.4722 | 2907.8462 | 4815.4722 | 11.0533 | 13.7285 | 1 | 1 | 2907.8462 | 4815.4722 |  |  |  |  | 24.8 | #DIV/0! | #DIV/0! | #DIV/0! | #DIV/0! | #DIV/0! | #DIV/0! | #DIV/0! | #DIV/0! | #DIV/0! | #DIV/0! | #DIV/0! | #DIV/0! | #DIV/0! |  |  |  | 24.8 | #DIV/0! | #DIV/0! | #DIV/0! | #DIV/0! | #DIV/0! | #DIV/0! | #DIV/0! | #DIV/0! | #DIV/0! | #DIV/0! | #DIV/0! | #DIV/0! | #DIV/0! |  |  |  | 24.8 | #DIV/0! | #DIV/0! | #DIV/0! | #DIV/0! | #DIV/0! | #DIV/0! | #DIV/0! | #DIV/0! | #DIV/0! | #DIV/0! | #DIV/0! | #DIV/0! | #DIV/0! |  |  |  | 24.8 | #DIV/0! | #DIV/0! | #DIV/0! | #DIV/0! | #DIV/0! | #DIV/0! | #DIV/0! | #DIV/0! | #DIV/0! | #DIV/0! | #DIV/0! | #DIV/0! | #DIV/0! |  |  |  | 24.8 | #DIV/0! | #DIV/0! | #DIV/0! | #DIV/0! | #DIV/0! | #DIV/0! | #DIV/0! | #DIV/0! | #DIV/0! | #DIV/0! | #DIV/0! | #DIV/0! | #DIV/0! |  |  |  | 24.8 | #DIV/0! | #DIV/0! | #DIV/0! | #DIV/0! | #DIV/0! | #DIV/0! | #DIV/0! | #DIV/0! | #DIV/0! | #DIV/0! | #DIV/0! | #DIV/0! | #DIV/0! |  |  |  | 24.8 | #DIV/0! | #DIV/0! | #DIV/0! | #DIV/0! | #DIV/0! | #DIV/0! | #DIV/0! | #DIV/0! | #DIV/0! | #DIV/0! | #DIV/0! | #DIV/0! | #DIV/0!
[15 empty] | 24.9 | 38.4238 | 82.7771 | 2908.2763 | 4814.8083 | 2908.2763 | 4814.8083 | 11.0967 | 13.7784 | 1 | 1 | 2908.2763 | 4814.8083 |  |  |  |  | 24.9 | #DIV/0! | #DIV/0! | #DIV/0! | #DIV/0! | #DIV/0! | #DIV/0! | #DIV/0! | #DIV/0! | #DIV/0! | #DIV/0! | #DIV/0! | #DIV/0! | #DIV/0! |  |  |  | 24.9 | #DIV/0! | #DIV/0! | #DIV/0! | #DIV/0! | #DIV/0! | #DIV/0! | #DIV/0! | #DIV/0! | #DIV/0! | #DIV/0! | #DIV/0! | #DIV/0! | #DIV/0! |  |  |  | 24.9 | #DIV/0! | #DIV/0! | #DIV/0! | #DIV/0! | #DIV/0! | #DIV/0! | #DIV/0! | #DIV/0! | #DIV/0! | #DIV/0! | #DIV/0! | #DIV/0! | #DIV/0! |  |  |  | 24.9 | #DIV/0! | #DIV/0! | #DIV/0! | #DIV/0! | #DIV/0! | #DIV/0! | #DIV/0! | #DIV/0! | #DIV/0! | #DIV/0! | #DIV/0! | #DIV/0! | #DIV/0! |  |  |  | 24.9 | #DIV/0! | #DIV/0! | #DIV/0! | #DIV/0! | #DIV/0! | #DIV/0! | #DIV/0! | #DIV/0! | #DIV/0! | #DIV/0! | #DIV/0! | #DIV/0! | #DIV/0! |  |  |  | 24.9 | #DIV/0! | #DIV/0! | #DIV/0! | #DIV/0! | #DIV/0! | #DIV/0! | #DIV/0! | #DIV/0! | #DIV/0! | #DIV/0! | #DIV/0! | #DIV/0! | #DIV/0! |  |  |  | 24.9 | #DIV/0! | #DIV/0! | #DIV/0! | #DIV/0! | #DIV/0! | #DIV/0! | #DIV/0! | #DIV/0! | #DIV/0! | #DIV/0! | #DIV/0! | #DIV/0! | #DIV/0!
[15 empty] | 25 | 38.5683 | 82.7099 | 2908.7081 | 4814.1419 | 2908.7081 | 4814.1419 | 11.1401 | 13.8283 | 1 | 1 | 2908.7081 | 4814.1419 |  |  |  |  | 25 | #DIV/0! | #DIV/0! | #DIV/0! | #DIV/0! | #DIV/0! | #DIV/0! | #DIV/0! | #DIV/0! | #DIV/0! | #DIV/0! | #DIV/0! | #DIV/0! | #DIV/0! |  |  |  | 25 | #DIV/0! | #DIV/0! | #DIV/0! | #DIV/0! | #DIV/0! | #DIV/0! | #DIV/0! | #DIV/0! | #DIV/0! | #DIV/0! | #DIV/0! | #DIV/0! | #DIV/0! |  |  |  | 25 | #DIV/0! | #DIV/0! | #DIV/0! | #DIV/0! | #DIV/0! | #DIV/0! | #DIV/0! | #DIV/0! | #DIV/0! | #DIV/0! | #DIV/0! | #DIV/0! | #DIV/0! |  |  |  | 25 | #DIV/0! | #DIV/0! | #DIV/0! | #DIV/0! | #DIV/0! | #DIV/0! | #DIV/0! | #DIV/0! | #DIV/0! | #DIV/0! | #DIV/0! | #DIV/0! | #DIV/0! |  |  |  | 25 | #DIV/0! | #DIV/0! | #DIV/0! | #DIV/0! | #DIV/0! | #DIV/0! | #DIV/0! | #DIV/0! | #DIV/0! | #DIV/0! | #DIV/0! | #DIV/0! | #DIV/0! |  |  |  | 25 | #DIV/0! | #DIV/0! | #DIV/0! | #DIV/0! | #DIV/0! | #DIV/0! | #DIV/0! | #DIV/0! | #DIV/0! | #DIV/0! | #DIV/0! | #DIV/0! | #DIV/0! |  |  |  | 25 | #DIV/0! | #DIV/0! | #DIV/0! | #DIV/0! | #DIV/0! | #DIV/0! | #DIV/0! | #DIV/0! | #DIV/0! | #DIV/0! | #DIV/0! | #DIV/0! | #DIV/0!
[15 empty] | 25.1 | 38.7125 | 82.6424 | 2909.1416 | 4813.4731 | 2909.1416 | 4813.4731 | 11.1834 | 13.8781 | 1 | 1 | 2909.1416 | 4813.4731 |  |  |  |  | 25.1 | #DIV/0! | #DIV/0! | #DIV/0! | #DIV/0! | #DIV/0! | #DIV/0! | #DIV/0! | #DIV/0! | #DIV/0! | #DIV/0! | #DIV/0! | #DIV/0! | #DIV/0! |  |  |  | 25.1 | #DIV/0! | #DIV/0! | #DIV/0! | #DIV/0! | #DIV/0! | #DIV/0! | #DIV/0! | #DIV/0! | #DIV/0! | #DIV/0! | #DIV/0! | #DIV/0! | #DIV/0! |  |  |  | 25.1 | #DIV/0! | #DIV/0! | #DIV/0! | #DIV/0! | #DIV/0! | #DIV/0! | #DIV/0! | #DIV/0! | #DIV/0! | #DIV/0! | #DIV/0! | #DIV/0! | #DIV/0! |  |  |  | 25.1 | #DIV/0! | #DIV/0! | #DIV/0! | #DIV/0! | #DIV/0! | #DIV/0! | #DIV/0! | #DIV/0! | #DIV/0! | #DIV/0! | #DIV/0! | #DIV/0! | #DIV/0! |  |  |  | 25.1 | #DIV/0! | #DIV/0! | #DIV/0! | #DIV/0! | #DIV/0! | #DIV/0! | #DIV/0! | #DIV/0! | #DIV/0! | #DIV/0! | #DIV/0! | #DIV/0! | #DIV/0! |  |  |  | 25.1 | #DIV/0! | #DIV/0! | #DIV/0! | #DIV/0! | #DIV/0! | #DIV/0! | #DIV/0! | #DIV/0! | #DIV/0! | #DIV/0! | #DIV/0! | #DIV/0! | #DIV/0! |  |  |  | 25.1 | #DIV/0! | #DIV/0! | #DIV/0! | #DIV/0! | #DIV/0! | #DIV/0! | #DIV/0! | #DIV/0! | #DIV/0! | #DIV/0! | #DIV/0! | #DIV/0! | #DIV/0!
[15 empty] | 25.2 | 38.8567 | 82.5748 | 2909.5769 | 4812.8018 | 2909.5769 | 4812.8018 | 11.2267 | 13.9278 | 1 | 1 | 2909.5769 | 4812.8018 |  |  |  |  | 25.2 | #DIV/0! | #DIV/0! | #DIV/0! | #DIV/0! | #DIV/0! | #DIV/0! | #DIV/0! | #DIV/0! | #DIV/0! | #DIV/0! | #DIV/0! | #DIV/0! | #DIV/0! |  |  |  | 25.2 | #DIV/0! | #DIV/0! | #DIV/0! | #DIV/0! | #DIV/0! | #DIV/0! | #DIV/0! | #DIV/0! | #DIV/0! | #DIV/0! | #DIV/0! | #DIV/0! | #DIV/0! |  |  |  | 25.2 | #DIV/0! | #DIV/0! | #DIV/0! | #DIV/0! | #DIV/0! | #DIV/0! | #DIV/0! | #DIV/0! | #DIV/0! | #DIV/0! | #DIV/0! | #DIV/0! | #DIV/0! |  |  |  | 25.2 | #DIV/0! | #DIV/0! | #DIV/0! | #DIV/0! | #DIV/0! | #DIV/0! | #DIV/0! | #DIV/0! | #DIV/0! | #DIV/0! | #DIV/0! | #DIV/0! | #DIV/0! |  |  |  | 25.2 | #DIV/0! | #DIV/0! | #DIV/0! | #DIV/0! | #DIV/0! | #DIV/0! | #DIV/0! | #DIV/0! | #DIV/0! | #DIV/0! | #DIV/0! | #DIV/0! | #DIV/0! |  |  |  | 25.2 | #DIV/0! | #DIV/0! | #DIV/0! | #DIV/0! | #DIV/0! | #DIV/0! | #DIV/0! | #DIV/0! | #DIV/0! | #DIV/0! | #DIV/0! | #DIV/0! | #DIV/0! |  |  |  | 25.2 | #DIV/0! | #DIV/0! | #DIV/0! | #DIV/0! | #DIV/0! | #DIV/0! | #DIV/0! | #DIV/0! | #DIV/0! | #DIV/0! | #DIV/0! | #DIV/0! | #DIV/0!
[15 empty] | 25.3 | 39.0008 | 82.5068 | 2910.0138 | 4812.1282 | 2910.0138 | 4812.1282 | 11.2701 | 13.9775 | 1 | 1 | 2910.0138 | 4812.1282 |  |  |  |  | 25.3 | #DIV/0! | #DIV/0! | #DIV/0! | #DIV/0! | #DIV/0! | #DIV/0! | #DIV/0! | #DIV/0! | #DIV/0! | #DIV/0! | #DIV/0! | #DIV/0! | #DIV/0! |  |  |  | 25.3 | #DIV/0! | #DIV/0! | #DIV/0! | #DIV/0! | #DIV/0! | #DIV/0! | #DIV/0! | #DIV/0! | #DIV/0! | #DIV/0! | #DIV/0! | #DIV/0! | #DIV/0! |  |  |  | 25.3 | #DIV/0! | #DIV/0! | #DIV/0! | #DIV/0! | #DIV/0! | #DIV/0! | #DIV/0! | #DIV/0! | #DIV/0! | #DIV/0! | #DIV/0! | #DIV/0! | #DIV/0! |  |  |  | 25.3 | #DIV/0! | #DIV/0! | #DIV/0! | #DIV/0! | #DIV/0! | #DIV/0! | #DIV/0! | #DIV/0! | #DIV/0! | #DIV/0! | #DIV/0! | #DIV/0! | #DIV/0! |  |  |  | 25.3 | #DIV/0! | #DIV/0! | #DIV/0! | #DIV/0! | #DIV/0! | #DIV/0! | #DIV/0! | #DIV/0! | #DIV/0! | #DIV/0! | #DIV/0! | #DIV/0! | #DIV/0! |  |  |  | 25.3 | #DIV/0! | #DIV/0! | #DIV/0! | #DIV/0! | #DIV/0! | #DIV/0! | #DIV/0! | #DIV/0! | #DIV/0! | #DIV/0! | #DIV/0! | #DIV/0! | #DIV/0! |  |  |  | 25.3 | #DIV/0! | #DIV/0! | #DIV/0! | #DIV/0! | #DIV/0! | #DIV/0! | #DIV/0! | #DIV/0! | #DIV/0! | #DIV/0! | #DIV/0! | #DIV/0! | #DIV/0!
[15 empty] | 25.4 | 39.1447 | 82.4386 | 2910.4525 | 4811.4522 | 2910.4525 | 4811.4522 | 11.3134 | 14.0271 | 1 | 1 | 2910.4525 | 4811.4522 |  |  |  |  | 25.4 | #DIV/0! | #DIV/0! | #DIV/0! | #DIV/0! | #DIV/0! | #DIV/0! | #DIV/0! | #DIV/0! | #DIV/0! | #DIV/0! | #DIV/0! | #DIV/0! | #DIV/0! |  |  |  | 25.4 | #DIV/0! | #DIV/0! | #DIV/0! | #DIV/0! | #DIV/0! | #DIV/0! | #DIV/0! | #DIV/0! | #DIV/0! | #DIV/0! | #DIV/0! | #DIV/0! | #DIV/0! |  |  |  | 25.4 | #DIV/0! | #DIV/0! | #DIV/0! | #DIV/0! | #DIV/0! | #DIV/0! | #DIV/0! | #DIV/0! | #DIV/0! | #DIV/0! | #DIV/0! | #DIV/0! | #DIV/0! |  |  |  | 25.4 | #DIV/0! | #DIV/0! | #DIV/0! | #DIV/0! | #DIV/0! | #DIV/0! | #DIV/0! | #DIV/0! | #DIV/0! | #DIV/0! | #DIV/0! | #DIV/0! | #DIV/0! |  |  |  | 25.4 | #DIV/0! | #DIV/0! | #DIV/0! | #DIV/0! | #DIV/0! | #DIV/0! | #DIV/0! | #DIV/0! | #DIV/0! | #DIV/0! | #DIV/0! | #DIV/0! | #DIV/0! |  |  |  | 25.4 | #DIV/0! | #DIV/0! | #DIV/0! | #DIV/0! | #DIV/0! | #DIV/0! | #DIV/0! | #DIV/0! | #DIV/0! | #DIV/0! | #DIV/0! | #DIV/0! | #DIV/0! |  |  |  | 25.4 | #DIV/0! | #DIV/0! | #DIV/0! | #DIV/0! | #DIV/0! | #DIV/0! | #DIV/0! | #DIV/0! | #DIV/0! | #DIV/0! | #DIV/0! | #DIV/0! | #DIV/0!
[15 empty] | 25.5 | 39.2886 | 82.3702 | 2910.8929 | 4810.7738 | 2910.8929 | 4810.7738 | 11.3566 | 14.0767 | 1 | 1 | 2910.8929 | 4810.7738 |  |  |  |  | 25.5 | #DIV/0! | #DIV/0! | #DIV/0! | #DIV/0! | #DIV/0! | #DIV/0! | #DIV/0! | #DIV/0! | #DIV/0! | #DIV/0! | #DIV/0! | #DIV/0! | #DIV/0! |  |  |  | 25.5 | #DIV/0! | #DIV/0! | #DIV/0! | #DIV/0! | #DIV/0! | #DIV/0! | #DIV/0! | #DIV/0! | #DIV/0! | #DIV/0! | #DIV/0! | #DIV/0! | #DIV/0! |  |  |  | 25.5 | #DIV/0! | #DIV/0! | #DIV/0! | #DIV/0! | #DIV/0! | #DIV/0! | #DIV/0! | #DIV/0! | #DIV/0! | #DIV/0! | #DIV/0! | #DIV/0! | #DIV/0! |  |  |  | 25.5 | #DIV/0! | #DIV/0! | #DIV/0! | #DIV/0! | #DIV/0! | #DIV/0! | #DIV/0! | #DIV/0! | #DIV/0! | #DIV/0! | #DIV/0! | #DIV/0! | #DIV/0! |  |  |  | 25.5 | #DIV/0! | #DIV/0! | #DIV/0! | #DIV/0! | #DIV/0! | #DIV/0! | #DIV/0! | #DIV/0! | #DIV/0! | #DIV/0! | #DIV/0! | #DIV/0! | #DIV/0! |  |  |  | 25.5 | #DIV/0! | #DIV/0! | #DIV/0! | #DIV/0! | #DIV/0! | #DIV/0! | #DIV/0! | #DIV/0! | #DIV/0! | #DIV/0! | #DIV/0! | #DIV/0! | #DIV/0! |  |  |  | 25.5 | #DIV/0! | #DIV/0! | #DIV/0! | #DIV/0! | #DIV/0! | #DIV/0! | #DIV/0! | #DIV/0! | #DIV/0! | #DIV/0! | #DIV/0! | #DIV/0! | #DIV/0!
[15 empty] | 25.6 | 39.4323 | 82.3015 | 2911.335 | 4810.0929 | 2911.335 | 4810.0929 | 11.3999 | 14.1262 | 1 | 1 | 2911.335 | 4810.0929 |  |  |  |  | 25.6 | #DIV/0! | #DIV/0! | #DIV/0! | #DIV/0! | #DIV/0! | #DIV/0! | #DIV/0! | #DIV/0! | #DIV/0! | #DIV/0! | #DIV/0! | #DIV/0! | #DIV/0! |  |  |  | 25.6 | #DIV/0! | #DIV/0! | #DIV/0! | #DIV/0! | #DIV/0! | #DIV/0! | #DIV/0! | #DIV/0! | #DIV/0! | #DIV/0! | #DIV/0! | #DIV/0! | #DIV/0! |  |  |  | 25.6 | #DIV/0! | #DIV/0! | #DIV/0! | #DIV/0! | #DIV/0! | #DIV/0! | #DIV/0! | #DIV/0! | #DIV/0! | #DIV/0! | #DIV/0! | #DIV/0! | #DIV/0! |  |  |  | 25.6 | #DIV/0! | #DIV/0! | #DIV/0! | #DIV/0! | #DIV/0! | #DIV/0! | #DIV/0! | #DIV/0! | #DIV/0! | #DIV/0! | #DIV/0! | #DIV/0! | #DIV/0! |  |  |  | 25.6 | #DIV/0! | #DIV/0! | #DIV/0! | #DIV/0! | #DIV/0! | #DIV/0! | #DIV/0! | #DIV/0! | #DIV/0! | #DIV/0! | #DIV/0! | #DIV/0! | #DIV/0! |  |  |  | 25.6 | #DIV/0! | #DIV/0! | #DIV/0! | #DIV/0! | #DIV/0! | #DIV/0! | #DIV/0! | #DIV/0! | #DIV/0! | #DIV/0! | #DIV/0! | #DIV/0! | #DIV/0! |  |  |  | 25.6 | #DIV/0! | #DIV/0! | #DIV/0! | #DIV/0! | #DIV/0! | #DIV/0! | #DIV/0! | #DIV/0! | #DIV/0! | #DIV/0! | #DIV/0! | #DIV/0! | #DIV/0!
[15 empty] | 25.7 | 39.5758 | 82.2325 | 2911.7788 | 4809.4097 | 2911.7788 | 4809.4097 | 11.4432 | 14.1756 | 1 | 1 | 2911.7788 | 4809.4097 |  |  |  |  | 25.7 | #DIV/0! | #DIV/0! | #DIV/0! | #DIV/0! | #DIV/0! | #DIV/0! | #DIV/0! | #DIV/0! | #DIV/0! | #DIV/0! | #DIV/0! | #DIV/0! | #DIV/0! |  |  |  | 25.7 | #DIV/0! | #DIV/0! | #DIV/0! | #DIV/0! | #DIV/0! | #DIV/0! | #DIV/0! | #DIV/0! | #DIV/0! | #DIV/0! | #DIV/0! | #DIV/0! | #DIV/0! |  |  |  | 25.7 | #DIV/0! | #DIV/0! | #DIV/0! | #DIV/0! | #DIV/0! | #DIV/0! | #DIV/0! | #DIV/0! | #DIV/0! | #DIV/0! | #DIV/0! | #DIV/0! | #DIV/0! |  |  |  | 25.7 | #DIV/0! | #DIV/0! | #DIV/0! | #DIV/0! | #DIV/0! | #DIV/0! | #DIV/0! | #DIV/0! | #DIV/0! | #DIV/0! | #DIV/0! | #DIV/0! | #DIV/0! |  |  |  | 25.7 | #DIV/0! | #DIV/0! | #DIV/0! | #DIV/0! | #DIV/0! | #DIV/0! | #DIV/0! | #DIV/0! | #DIV/0! | #DIV/0! | #DIV/0! | #DIV/0! | #DIV/0! |  |  |  | 25.7 | #DIV/0! | #DIV/0! | #DIV/0! | #DIV/0! | #DIV/0! | #DIV/0! | #DIV/0! | #DIV/0! | #DIV/0! | #DIV/0! | #DIV/0! | #DIV/0! | #DIV/0! |  |  |  | 25.7 | #DIV/0! | #DIV/0! | #DIV/0! | #DIV/0! | #DIV/0! | #DIV/0! | #DIV/0! | #DIV/0! | #DIV/0! | #DIV/0! | #DIV/0! | #DIV/0! | #DIV/0!
[15 empty] | 25.8 | 39.7193 | 82.1633 | 2912.2244 | 4808.7241 | 2912.2244 | 4808.7241 | 11.4864 | 14.2249 | 1 | 1 | 2912.2244 | 4808.7241 |  |  |  |  | 25.8 | #DIV/0! | #DIV/0! | #DIV/0! | #DIV/0! | #DIV/0! | #DIV/0! | #DIV/0! | #DIV/0! | #DIV/0! | #DIV/0! | #DIV/0! | #DIV/0! | #DIV/0! |  |  |  | 25.8 | #DIV/0! | #DIV/0! | #DIV/0! | #DIV/0! | #DIV/0! | #DIV/0! | #DIV/0! | #DIV/0! | #DIV/0! | #DIV/0! | #DIV/0! | #DIV/0! | #DIV/0! |  |  |  | 25.8 | #DIV/0! | #DIV/0! | #DIV/0! | #DIV/0! | #DIV/0! | #DIV/0! | #DIV/0! | #DIV/0! | #DIV/0! | #DIV/0! | #DIV/0! | #DIV/0! | #DIV/0! |  |  |  | 25.8 | #DIV/0! | #DIV/0! | #DIV/0! | #DIV/0! | #DIV/0! | #DIV/0! | #DIV/0! | #DIV/0! | #DIV/0! | #DIV/0! | #DIV/0! | #DIV/0! | #DIV/0! |  |  |  | 25.8 | #DIV/0! | #DIV/0! | #DIV/0! | #DIV/0! | #DIV/0! | #DIV/0! | #DIV/0! | #DIV/0! | #DIV/0! | #DIV/0! | #DIV/0! | #DIV/0! | #DIV/0! |  |  |  | 25.8 | #DIV/0! | #DIV/0! | #DIV/0! | #DIV/0! | #DIV/0! | #DIV/0! | #DIV/0! | #DIV/0! | #DIV/0! | #DIV/0! | #DIV/0! | #DIV/0! | #DIV/0! |  |  |  | 25.8 | #DIV/0! | #DIV/0! | #DIV/0! | #DIV/0! | #DIV/0! | #DIV/0! | #DIV/0! | #DIV/0! | #DIV/0! | #DIV/0! | #DIV/0! | #DIV/0! | #DIV/0!
[15 empty] | 25.9 | 39.8626 | 82.0939 | 2912.6716 | 4808.0361 | 2912.6716 | 4808.0361 | 11.5296 | 14.2742 | 1 | 1 | 2912.6716 | 4808.0361 |  |  |  |  | 25.9 | #DIV/0! | #DIV/0! | #DIV/0! | #DIV/0! | #DIV/0! | #DIV/0! | #DIV/0! | #DIV/0! | #DIV/0! | #DIV/0! | #DIV/0! | #DIV/0! | #DIV/0! |  |  |  | 25.9 | #DIV/0! | #DIV/0! | #DIV/0! | #DIV/0! | #DIV/0! | #DIV/0! | #DIV/0! | #DIV/0! | #DIV/0! | #DIV/0! | #DIV/0! | #DIV/0! | #DIV/0! |  |  |  | 25.9 | #DIV/0! | #DIV/0! | #DIV/0! | #DIV/0! | #DIV/0! | #DIV/0! | #DIV/0! | #DIV/0! | #DIV/0! | #DIV/0! | #DIV/0! | #DIV/0! | #DIV/0! |  |  |  | 25.9 | #DIV/0! | #DIV/0! | #DIV/0! | #DIV/0! | #DIV/0! | #DIV/0! | #DIV/0! | #DIV/0! | #DIV/0! | #DIV/0! | #DIV/0! | #DIV/0! | #DIV/0! |  |  |  | 25.9 | #DIV/0! | #DIV/0! | #DIV/0! | #DIV/0! | #DIV/0! | #DIV/0! | #DIV/0! | #DIV/0! | #DIV/0! | #DIV/0! | #DIV/0! | #DIV/0! | #DIV/0! |  |  |  | 25.9 | #DIV/0! | #DIV/0! | #DIV/0! | #DIV/0! | #DIV/0! | #DIV/0! | #DIV/0! | #DIV/0! | #DIV/0! | #DIV/0! | #DIV/0! | #DIV/0! | #DIV/0! |  |  |  | 25.9 | #DIV/0! | #DIV/0! | #DIV/0! | #DIV/0! | #DIV/0! | #DIV/0! | #DIV/0! | #DIV/0! | #DIV/0! | #DIV/0! | #DIV/0! | #DIV/0! | #DIV/0!
[15 empty] | 26 | 40.0059 | 82.0242 | 2913.1206 | 4807.3457 | 2913.1206 | 4807.3457 | 11.5728 | 14.3235 | 1 | 1 | 2913.1206 | 4807.3457 |  |  |  |  | 26 | #DIV/0! | #DIV/0! | #DIV/0! | #DIV/0! | #DIV/0! | #DIV/0! | #DIV/0! | #DIV/0! | #DIV/0! | #DIV/0! | #DIV/0! | #DIV/0! | #DIV/0! |  |  |  | 26 | #DIV/0! | #DIV/0! | #DIV/0! | #DIV/0! | #DIV/0! | #DIV/0! | #DIV/0! | #DIV/0! | #DIV/0! | #DIV/0! | #DIV/0! | #DIV/0! | #DIV/0! |  |  |  | 26 | #DIV/0! | #DIV/0! | #DIV/0! | #DIV/0! | #DIV/0! | #DIV/0! | #DIV/0! | #DIV/0! | #DIV/0! | #DIV/0! | #DIV/0! | #DIV/0! | #DIV/0! |  |  |  | 26 | #DIV/0! | #DIV/0! | #DIV/0! | #DIV/0! | #DIV/0! | #DIV/0! | #DIV/0! | #DIV/0! | #DIV/0! | #DIV/0! | #DIV/0! | #DIV/0! | #DIV/0! |  |  |  | 26 | #DIV/0! | #DIV/0! | #DIV/0! | #DIV/0! | #DIV/0! | #DIV/0! | #DIV/0! | #DIV/0! | #DIV/0! | #DIV/0! | #DIV/0! | #DIV/0! | #DIV/0! |  |  |  | 26 | #DIV/0! | #DIV/0! | #DIV/0! | #DIV/0! | #DIV/0! | #DIV/0! | #DIV/0! | #DIV/0! | #DIV/0! | #DIV/0! | #DIV/0! | #DIV/0! | #DIV/0! |  |  |  | 26 | #DIV/0! | #DIV/0! | #DIV/0! | #DIV/0! | #DIV/0! | #DIV/0! | #DIV/0! | #DIV/0! | #DIV/0! | #DIV/0! | #DIV/0! | #DIV/0! | #DIV/0!
[15 empty] | 26.1 | 40.149 | 81.9542 | 2913.5713 | 4806.6529 | 2913.5713 | 4806.6529 | 11.616 | 14.3726 | 1 | 1 | 2913.5713 | 4806.6529 |  |  |  |  | 26.1 | #DIV/0! | #DIV/0! | #DIV/0! | #DIV/0! | #DIV/0! | #DIV/0! | #DIV/0! | #DIV/0! | #DIV/0! | #DIV/0! | #DIV/0! | #DIV/0! | #DIV/0! |  |  |  | 26.1 | #DIV/0! | #DIV/0! | #DIV/0! | #DIV/0! | #DIV/0! | #DIV/0! | #DIV/0! | #DIV/0! | #DIV/0! | #DIV/0! | #DIV/0! | #DIV/0! | #DIV/0! |  |  |  | 26.1 | #DIV/0! | #DIV/0! | #DIV/0! | #DIV/0! | #DIV/0! | #DIV/0! | #DIV/0! | #DIV/0! | #DIV/0! | #DIV/0! | #DIV/0! | #DIV/0! | #DIV/0! |  |  |  | 26.1 | #DIV/0! | #DIV/0! | #DIV/0! | #DIV/0! | #DIV/0! | #DIV/0! | #DIV/0! | #DIV/0! | #DIV/0! | #DIV/0! | #DIV/0! | #DIV/0! | #DIV/0! |  |  |  | 26.1 | #DIV/0! | #DIV/0! | #DIV/0! | #DIV/0! | #DIV/0! | #DIV/0! | #DIV/0! | #DIV/0! | #DIV/0! | #DIV/0! | #DIV/0! | #DIV/0! | #DIV/0! |  |  |  | 26.1 | #DIV/0! | #DIV/0! | #DIV/0! | #DIV/0! | #DIV/0! | #DIV/0! | #DIV/0! | #DIV/0! | #DIV/0! | #DIV/0! | #DIV/0! | #DIV/0! | #DIV/0! |  |  |  | 26.1 | #DIV/0! | #DIV/0! | #DIV/0! | #DIV/0! | #DIV/0! | #DIV/0! | #DIV/0! | #DIV/0! | #DIV/0! | #DIV/0! | #DIV/0! | #DIV/0! | #DIV/0!
[15 empty] | 26.2 | 40.2919 | 81.884 | 2914.0237 | 4805.9578 | 2914.0237 | 4805.9578 | 11.6592 | 14.4217 | 1 | 1 | 2914.0237 | 4805.9578 |  |  |  |  | 26.2 | #DIV/0! | #DIV/0! | #DIV/0! | #DIV/0! | #DIV/0! | #DIV/0! | #DIV/0! | #DIV/0! | #DIV/0! | #DIV/0! | #DIV/0! | #DIV/0! | #DIV/0! |  |  |  | 26.2 | #DIV/0! | #DIV/0! | #DIV/0! | #DIV/0! | #DIV/0! | #DIV/0! | #DIV/0! | #DIV/0! | #DIV/0! | #DIV/0! | #DIV/0! | #DIV/0! | #DIV/0! |  |  |  | 26.2 | #DIV/0! | #DIV/0! | #DIV/0! | #DIV/0! | #DIV/0! | #DIV/0! | #DIV/0! | #DIV/0! | #DIV/0! | #DIV/0! | #DIV/0! | #DIV/0! | #DIV/0! |  |  |  | 26.2 | #DIV/0! | #DIV/0! | #DIV/0! | #DIV/0! | #DIV/0! | #DIV/0! | #DIV/0! | #DIV/0! | #DIV/0! | #DIV/0! | #DIV/0! | #DIV/0! | #DIV/0! |  |  |  | 26.2 | #DIV/0! | #DIV/0! | #DIV/0! | #DIV/0! | #DIV/0! | #DIV/0! | #DIV/0! | #DIV/0! | #DIV/0! | #DIV/0! | #DIV/0! | #DIV/0! | #DIV/0! |  |  |  | 26.2 | #DIV/0! | #DIV/0! | #DIV/0! | #DIV/0! | #DIV/0! | #DIV/0! | #DIV/0! | #DIV/0! | #DIV/0! | #DIV/0! | #DIV/0! | #DIV/0! | #DIV/0! |  |  |  | 26.2 | #DIV/0! | #DIV/0! | #DIV/0! | #DIV/0! | #DIV/0! | #DIV/0! | #DIV/0! | #DIV/0! | #DIV/0! | #DIV/0! | #DIV/0! | #DIV/0! | #DIV/0!
[15 empty] | 26.3 | 40.4348 | 81.8136 | 2914.4778 | 4805.2602 | 2914.4778 | 4805.2602 | 11.7024 | 14.4708 | 1 | 1 | 2914.4778 | 4805.2602 |  |  |  |  | 26.3 | #DIV/0! | #DIV/0! | #DIV/0! | #DIV/0! | #DIV/0! | #DIV/0! | #DIV/0! | #DIV/0! | #DIV/0! | #DIV/0! | #DIV/0! | #DIV/0! | #DIV/0! |  |  |  | 26.3 | #DIV/0! | #DIV/0! | #DIV/0! | #DIV/0! | #DIV/0! | #DIV/0! | #DIV/0! | #DIV/0! | #DIV/0! | #DIV/0! | #DIV/0! | #DIV/0! | #DIV/0! |  |  |  | 26.3 | #DIV/0! | #DIV/0! | #DIV/0! | #DIV/0! | #DIV/0! | #DIV/0! | #DIV/0! | #DIV/0! | #DIV/0! | #DIV/0! | #DIV/0! | #DIV/0! | #DIV/0! |  |  |  | 26.3 | #DIV/0! | #DIV/0! | #DIV/0! | #DIV/0! | #DIV/0! | #DIV/0! | #DIV/0! | #DIV/0! | #DIV/0! | #DIV/0! | #DIV/0! | #DIV/0! | #DIV/0! |  |  |  | 26.3 | #DIV/0! | #DIV/0! | #DIV/0! | #DIV/0! | #DIV/0! | #DIV/0! | #DIV/0! | #DIV/0! | #DIV/0! | #DIV/0! | #DIV/0! | #DIV/0! | #DIV/0! |  |  |  | 26.3 | #DIV/0! | #DIV/0! | #DIV/0! | #DIV/0! | #DIV/0! | #DIV/0! | #DIV/0! | #DIV/0! | #DIV/0! | #DIV/0! | #DIV/0! | #DIV/0! | #DIV/0! |  |  |  | 26.3 | #DIV/0! | #DIV/0! | #DIV/0! | #DIV/0! | #DIV/0! | #DIV/0! | #DIV/0! | #DIV/0! | #DIV/0! | #DIV/0! | #DIV/0! | #DIV/0! | #DIV/0!
[15 empty] | 26.4 | 40.5775 | 81.7429 | 2914.9336 | 4804.5603 | 2914.9336 | 4804.5603 | 11.7455 | 14.5197 | 1 | 1 | 2914.9336 | 4804.5603 |  |  |  |  | 26.4 | #DIV/0! | #DIV/0! | #DIV/0! | #DIV/0! | #DIV/0! | #DIV/0! | #DIV/0! | #DIV/0! | #DIV/0! | #DIV/0! | #DIV/0! | #DIV/0! | #DIV/0! |  |  |  | 26.4 | #DIV/0! | #DIV/0! | #DIV/0! | #DIV/0! | #DIV/0! | #DIV/0! | #DIV/0! | #DIV/0! | #DIV/0! | #DIV/0! | #DIV/0! | #DIV/0! | #DIV/0! |  |  |  | 26.4 | #DIV/0! | #DIV/0! | #DIV/0! | #DIV/0! | #DIV/0! | #DIV/0! | #DIV/0! | #DIV/0! | #DIV/0! | #DIV/0! | #DIV/0! | #DIV/0! | #DIV/0! |  |  |  | 26.4 | #DIV/0! | #DIV/0! | #DIV/0! | #DIV/0! | #DIV/0! | #DIV/0! | #DIV/0! | #DIV/0! | #DIV/0! | #DIV/0! | #DIV/0! | #DIV/0! | #DIV/0! |  |  |  | 26.4 | #DIV/0! | #DIV/0! | #DIV/0! | #DIV/0! | #DIV/0! | #DIV/0! | #DIV/0! | #DIV/0! | #DIV/0! | #DIV/0! | #DIV/0! | #DIV/0! | #DIV/0! |  |  |  | 26.4 | #DIV/0! | #DIV/0! | #DIV/0! | #DIV/0! | #DIV/0! | #DIV/0! | #DIV/0! | #DIV/0! | #DIV/0! | #DIV/0! | #DIV/0! | #DIV/0! | #DIV/0! |  |  |  | 26.4 | #DIV/0! | #DIV/0! | #DIV/0! | #DIV/0! | #DIV/0! | #DIV/0! | #DIV/0! | #DIV/0! | #DIV/0! | #DIV/0! | #DIV/0! | #DIV/0! | #DIV/0!
[15 empty] | 26.5 | 40.7201 | 81.6719 | 2915.3911 | 4803.8581 | 2915.3911 | 4803.8581 | 11.7886 | 14.5686 | 1 | 1 | 2915.3911 | 4803.8581 |  |  |  |  | 26.5 | #DIV/0! | #DIV/0! | #DIV/0! | #DIV/0! | #DIV/0! | #DIV/0! | #DIV/0! | #DIV/0! | #DIV/0! | #DIV/0! | #DIV/0! | #DIV/0! | #DIV/0! |  |  |  | 26.5 | #DIV/0! | #DIV/0! | #DIV/0! | #DIV/0! | #DIV/0! | #DIV/0! | #DIV/0! | #DIV/0! | #DIV/0! | #DIV/0! | #DIV/0! | #DIV/0! | #DIV/0! |  |  |  | 26.5 | #DIV/0! | #DIV/0! | #DIV/0! | #DIV/0! | #DIV/0! | #DIV/0! | #DIV/0! | #DIV/0! | #DIV/0! | #DIV/0! | #DIV/0! | #DIV/0! | #DIV/0! |  |  |  | 26.5 | #DIV/0! | #DIV/0! | #DIV/0! | #DIV/0! | #DIV/0! | #DIV/0! | #DIV/0! | #DIV/0! | #DIV/0! | #DIV/0! | #DIV/0! | #DIV/0! | #DIV/0! |  |  |  | 26.5 | #DIV/0! | #DIV/0! | #DIV/0! | #DIV/0! | #DIV/0! | #DIV/0! | #DIV/0! | #DIV/0! | #DIV/0! | #DIV/0! | #DIV/0! | #DIV/0! | #DIV/0! |  |  |  | 26.5 | #DIV/0! | #DIV/0! | #DIV/0! | #DIV/0! | #DIV/0! | #DIV/0! | #DIV/0! | #DIV/0! | #DIV/0! | #DIV/0! | #DIV/0! | #DIV/0! | #DIV/0! |  |  |  | 26.5 | #DIV/0! | #DIV/0! | #DIV/0! | #DIV/0! | #DIV/0! | #DIV/0! | #DIV/0! | #DIV/0! | #DIV/0! | #DIV/0! | #DIV/0! | #DIV/0! | #DIV/0!
[15 empty] | 26.6 | 40.8626 | 81.6007 | 2915.8504 | 4803.1534 | 2915.8504 | 4803.1534 | 11.8318 | 14.6175 | 1 | 1 | 2915.8504 | 4803.1534 |  |  |  |  | 26.6 | #DIV/0! | #DIV/0! | #DIV/0! | #DIV/0! | #DIV/0! | #DIV/0! | #DIV/0! | #DIV/0! | #DIV/0! | #DIV/0! | #DIV/0! | #DIV/0! | #DIV/0! |  |  |  | 26.6 | #DIV/0! | #DIV/0! | #DIV/0! | #DIV/0! | #DIV/0! | #DIV/0! | #DIV/0! | #DIV/0! | #DIV/0! | #DIV/0! | #DIV/0! | #DIV/0! | #DIV/0! |  |  |  | 26.6 | #DIV/0! | #DIV/0! | #DIV/0! | #DIV/0! | #DIV/0! | #DIV/0! | #DIV/0! | #DIV/0! | #DIV/0! | #DIV/0! | #DIV/0! | #DIV/0! | #DIV/0! |  |  |  | 26.6 | #DIV/0! | #DIV/0! | #DIV/0! | #DIV/0! | #DIV/0! | #DIV/0! | #DIV/0! | #DIV/0! | #DIV/0! | #DIV/0! | #DIV/0! | #DIV/0! | #DIV/0! |  |  |  | 26.6 | #DIV/0! | #DIV/0! | #DIV/0! | #DIV/0! | #DIV/0! | #DIV/0! | #DIV/0! | #DIV/0! | #DIV/0! | #DIV/0! | #DIV/0! | #DIV/0! | #DIV/0! |  |  |  | 26.6 | #DIV/0! | #DIV/0! | #DIV/0! | #DIV/0! | #DIV/0! | #DIV/0! | #DIV/0! | #DIV/0! | #DIV/0! | #DIV/0! | #DIV/0! | #DIV/0! | #DIV/0! |  |  |  | 26.6 | #DIV/0! | #DIV/0! | #DIV/0! | #DIV/0! | #DIV/0! | #DIV/0! | #DIV/0! | #DIV/0! | #DIV/0! | #DIV/0! | #DIV/0! | #DIV/0! | #DIV/0!
[15 empty] | 26.7 | 41.005 | 81.5293 | 2916.3114 | 4802.4464 | 2916.3114 | 4802.4464 | 11.8749 | 14.6662 | 1 | 1 | 2916.3114 | 4802.4464 |  |  |  |  | 26.7 | #DIV/0! | #DIV/0! | #DIV/0! | #DIV/0! | #DIV/0! | #DIV/0! | #DIV/0! | #DIV/0! | #DIV/0! | #DIV/0! | #DIV/0! | #DIV/0! | #DIV/0! |  |  |  | 26.7 | #DIV/0! | #DIV/0! | #DIV/0! | #DIV/0! | #DIV/0! | #DIV/0! | #DIV/0! | #DIV/0! | #DIV/0! | #DIV/0! | #DIV/0! | #DIV/0! | #DIV/0! |  |  |  | 26.7 | #DIV/0! | #DIV/0! | #DIV/0! | #DIV/0! | #DIV/0! | #DIV/0! | #DIV/0! | #DIV/0! | #DIV/0! | #DIV/0! | #DIV/0! | #DIV/0! | #DIV/0! |  |  |  | 26.7 | #DIV/0! | #DIV/0! | #DIV/0! | #DIV/0! | #DIV/0! | #DIV/0! | #DIV/0! | #DIV/0! | #DIV/0! | #DIV/0! | #DIV/0! | #DIV/0! | #DIV/0! |  |  |  | 26.7 | #DIV/0! | #DIV/0! | #DIV/0! | #DIV/0! | #DIV/0! | #DIV/0! | #DIV/0! | #DIV/0! | #DIV/0! | #DIV/0! | #DIV/0! | #DIV/0! | #DIV/0! |  |  |  | 26.7 | #DIV/0! | #DIV/0! | #DIV/0! | #DIV/0! | #DIV/0! | #DIV/0! | #DIV/0! | #DIV/0! | #DIV/0! | #DIV/0! | #DIV/0! | #DIV/0! | #DIV/0! |  |  |  | 26.7 | #DIV/0! | #DIV/0! | #DIV/0! | #DIV/0! | #DIV/0! | #DIV/0! | #DIV/0! | #DIV/0! | #DIV/0! | #DIV/0! | #DIV/0! | #DIV/0! | #DIV/0!
[15 empty] | 26.8 | 41.1472 | 81.4576 | 2916.774 | 4801.7371 | 2916.774 | 4801.7371 | 11.9179 | 14.7149 | 1 | 1 | 2916.774 | 4801.7371 |  |  |  |  | 26.8 | #DIV/0! | #DIV/0! | #DIV/0! | #DIV/0! | #DIV/0! | #DIV/0! | #DIV/0! | #DIV/0! | #DIV/0! | #DIV/0! | #DIV/0! | #DIV/0! | #DIV/0! |  |  |  | 26.8 | #DIV/0! | #DIV/0! | #DIV/0! | #DIV/0! | #DIV/0! | #DIV/0! | #DIV/0! | #DIV/0! | #DIV/0! | #DIV/0! | #DIV/0! | #DIV/0! | #DIV/0! |  |  |  | 26.8 | #DIV/0! | #DIV/0! | #DIV/0! | #DIV/0! | #DIV/0! | #DIV/0! | #DIV/0! | #DIV/0! | #DIV/0! | #DIV/0! | #DIV/0! | #DIV/0! | #DIV/0! |  |  |  | 26.8 | #DIV/0! | #DIV/0! | #DIV/0! | #DIV/0! | #DIV/0! | #DIV/0! | #DIV/0! | #DIV/0! | #DIV/0! | #DIV/0! | #DIV/0! | #DIV/0! | #DIV/0! |  |  |  | 26.8 | #DIV/0! | #DIV/0! | #DIV/0! | #DIV/0! | #DIV/0! | #DIV/0! | #DIV/0! | #DIV/0! | #DIV/0! | #DIV/0! | #DIV/0! | #DIV/0! | #DIV/0! |  |  |  | 26.8 | #DIV/0! | #DIV/0! | #DIV/0! | #DIV/0! | #DIV/0! | #DIV/0! | #DIV/0! | #DIV/0! | #DIV/0! | #DIV/0! | #DIV/0! | #DIV/0! | #DIV/0! |  |  |  | 26.8 | #DIV/0! | #DIV/0! | #DIV/0! | #DIV/0! | #DIV/0! | #DIV/0! | #DIV/0! | #DIV/0! | #DIV/0! | #DIV/0! | #DIV/0! | #DIV/0! | #DIV/0!
[15 empty] | 26.9 | 41.2893 | 81.3857 | 2917.2384 | 4801.0253 | 2917.2384 | 4801.0253 | 11.961 | 14.7635 | 1 | 1 | 2917.2384 | 4801.0253 |  |  |  |  | 26.9 | #DIV/0! | #DIV/0! | #DIV/0! | #DIV/0! | #DIV/0! | #DIV/0! | #DIV/0! | #DIV/0! | #DIV/0! | #DIV/0! | #DIV/0! | #DIV/0! | #DIV/0! |  |  |  | 26.9 | #DIV/0! | #DIV/0! | #DIV/0! | #DIV/0! | #DIV/0! | #DIV/0! | #DIV/0! | #DIV/0! | #DIV/0! | #DIV/0! | #DIV/0! | #DIV/0! | #DIV/0! |  |  |  | 26.9 | #DIV/0! | #DIV/0! | #DIV/0! | #DIV/0! | #DIV/0! | #DIV/0! | #DIV/0! | #DIV/0! | #DIV/0! | #DIV/0! | #DIV/0! | #DIV/0! | #DIV/0! |  |  |  | 26.9 | #DIV/0! | #DIV/0! | #DIV/0! | #DIV/0! | #DIV/0! | #DIV/0! | #DIV/0! | #DIV/0! | #DIV/0! | #DIV/0! | #DIV/0! | #DIV/0! | #DIV/0! |  |  |  | 26.9 | #DIV/0! | #DIV/0! | #DIV/0! | #DIV/0! | #DIV/0! | #DIV/0! | #DIV/0! | #DIV/0! | #DIV/0! | #DIV/0! | #DIV/0! | #DIV/0! | #DIV/0! |  |  |  | 26.9 | #DIV/0! | #DIV/0! | #DIV/0! | #DIV/0! | #DIV/0! | #DIV/0! | #DIV/0! | #DIV/0! | #DIV/0! | #DIV/0! | #DIV/0! | #DIV/0! | #DIV/0! |  |  |  | 26.9 | #DIV/0! | #DIV/0! | #DIV/0! | #DIV/0! | #DIV/0! | #DIV/0! | #DIV/0! | #DIV/0! | #DIV/0! | #DIV/0! | #DIV/0! | #DIV/0! | #DIV/0!
[15 empty] | 27 | 41.4313 | 81.3135 | 2917.7045 | 4800.3113 | 2917.7045 | 4800.3113 | 12.004 | 14.8121 | 1 | 1 | 2917.7045 | 4800.3113 |  |  |  |  | 27 | #DIV/0! | #DIV/0! | #DIV/0! | #DIV/0! | #DIV/0! | #DIV/0! | #DIV/0! | #DIV/0! | #DIV/0! | #DIV/0! | #DIV/0! | #DIV/0! | #DIV/0! |  |  |  | 27 | #DIV/0! | #DIV/0! | #DIV/0! | #DIV/0! | #DIV/0! | #DIV/0! | #DIV/0! | #DIV/0! | #DIV/0! | #DIV/0! | #DIV/0! | #DIV/0! | #DIV/0! |  |  |  | 27 | #DIV/0! | #DIV/0! | #DIV/0! | #DIV/0! | #DIV/0! | #DIV/0! | #DIV/0! | #DIV/0! | #DIV/0! | #DIV/0! | #DIV/0! | #DIV/0! | #DIV/0! |  |  |  | 27 | #DIV/0! | #DIV/0! | #DIV/0! | #DIV/0! | #DIV/0! | #DIV/0! | #DIV/0! | #DIV/0! | #DIV/0! | #DIV/0! | #DIV/0! | #DIV/0! | #DIV/0! |  |  |  | 27 | #DIV/0! | #DIV/0! | #DIV/0! | #DIV/0! | #DIV/0! | #DIV/0! | #DIV/0! | #DIV/0! | #DIV/0! | #DIV/0! | #DIV/0! | #DIV/0! | #DIV/0! |  |  |  | 27 | #DIV/0! | #DIV/0! | #DIV/0! | #DIV/0! | #DIV/0! | #DIV/0! | #DIV/0! | #DIV/0! | #DIV/0! | #DIV/0! | #DIV/0! | #DIV/0! | #DIV/0! |  |  |  | 27 | #DIV/0! | #DIV/0! | #DIV/0! | #DIV/0! | #DIV/0! | #DIV/0! | #DIV/0! | #DIV/0! | #DIV/0! | #DIV/0! | #DIV/0! | #DIV/0! | #DIV/0!
[15 empty] | 27.1 | 41.5731 | 81.2411 | 2918.1723 | 4799.5948 | 2918.1723 | 4799.5948 | 12.0471 | 14.8606 | 1 | 1 | 2918.1723 | 4799.5948 |  |  |  |  | 27.1 | #DIV/0! | #DIV/0! | #DIV/0! | #DIV/0! | #DIV/0! | #DIV/0! | #DIV/0! | #DIV/0! | #DIV/0! | #DIV/0! | #DIV/0! | #DIV/0! | #DIV/0! |  |  |  | 27.1 | #DIV/0! | #DIV/0! | #DIV/0! | #DIV/0! | #DIV/0! | #DIV/0! | #DIV/0! | #DIV/0! | #DIV/0! | #DIV/0! | #DIV/0! | #DIV/0! | #DIV/0! |  |  |  | 27.1 | #DIV/0! | #DIV/0! | #DIV/0! | #DIV/0! | #DIV/0! | #DIV/0! | #DIV/0! | #DIV/0! | #DIV/0! | #DIV/0! | #DIV/0! | #DIV/0! | #DIV/0! |  |  |  | 27.1 | #DIV/0! | #DIV/0! | #DIV/0! | #DIV/0! | #DIV/0! | #DIV/0! | #DIV/0! | #DIV/0! | #DIV/0! | #DIV/0! | #DIV/0! | #DIV/0! | #DIV/0! |  |  |  | 27.1 | #DIV/0! | #DIV/0! | #DIV/0! | #DIV/0! | #DIV/0! | #DIV/0! | #DIV/0! | #DIV/0! | #DIV/0! | #DIV/0! | #DIV/0! | #DIV/0! | #DIV/0! |  |  |  | 27.1 | #DIV/0! | #DIV/0! | #DIV/0! | #DIV/0! | #DIV/0! | #DIV/0! | #DIV/0! | #DIV/0! | #DIV/0! | #DIV/0! | #DIV/0! | #DIV/0! | #DIV/0! |  |  |  | 27.1 | #DIV/0! | #DIV/0! | #DIV/0! | #DIV/0! | #DIV/0! | #DIV/0! | #DIV/0! | #DIV/0! | #DIV/0! | #DIV/0! | #DIV/0! | #DIV/0! | #DIV/0!
[15 empty] | 27.2 | 41.7149 | 81.1684 | 2918.6418 | 4798.8761 | 2918.6418 | 4798.8761 | 12.0901 | 14.909 | 1 | 1 | 2918.6418 | 4798.8761 |  |  |  |  | 27.2 | #DIV/0! | #DIV/0! | #DIV/0! | #DIV/0! | #DIV/0! | #DIV/0! | #DIV/0! | #DIV/0! | #DIV/0! | #DIV/0! | #DIV/0! | #DIV/0! | #DIV/0! |  |  |  | 27.2 | #DIV/0! | #DIV/0! | #DIV/0! | #DIV/0! | #DIV/0! | #DIV/0! | #DIV/0! | #DIV/0! | #DIV/0! | #DIV/0! | #DIV/0! | #DIV/0! | #DIV/0! |  |  |  | 27.2 | #DIV/0! | #DIV/0! | #DIV/0! | #DIV/0! | #DIV/0! | #DIV/0! | #DIV/0! | #DIV/0! | #DIV/0! | #DIV/0! | #DIV/0! | #DIV/0! | #DIV/0! |  |  |  | 27.2 | #DIV/0! | #DIV/0! | #DIV/0! | #DIV/0! | #DIV/0! | #DIV/0! | #DIV/0! | #DIV/0! | #DIV/0! | #DIV/0! | #DIV/0! | #DIV/0! | #DIV/0! |  |  |  | 27.2 | #DIV/0! | #DIV/0! | #DIV/0! | #DIV/0! | #DIV/0! | #DIV/0! | #DIV/0! | #DIV/0! | #DIV/0! | #DIV/0! | #DIV/0! | #DIV/0! | #DIV/0! |  |  |  | 27.2 | #DIV/0! | #DIV/0! | #DIV/0! | #DIV/0! | #DIV/0! | #DIV/0! | #DIV/0! | #DIV/0! | #DIV/0! | #DIV/0! | #DIV/0! | #DIV/0! | #DIV/0! |  |  |  | 27.2 | #DIV/0! | #DIV/0! | #DIV/0! | #DIV/0! | #DIV/0! | #DIV/0! | #DIV/0! | #DIV/0! | #DIV/0! | #DIV/0! | #DIV/0! | #DIV/0! | #DIV/0!
[15 empty] | 27.3 | 41.8565 | 81.0954 | 2919.1131 | 4798.1549 | 2919.1131 | 4798.1549 | 12.1331 | 14.9574 | 1 | 1 | 2919.1131 | 4798.1549 |  |  |  |  | 27.3 | #DIV/0! | #DIV/0! | #DIV/0! | #DIV/0! | #DIV/0! | #DIV/0! | #DIV/0! | #DIV/0! | #DIV/0! | #DIV/0! | #DIV/0! | #DIV/0! | #DIV/0! |  |  |  | 27.3 | #DIV/0! | #DIV/0! | #DIV/0! | #DIV/0! | #DIV/0! | #DIV/0! | #DIV/0! | #DIV/0! | #DIV/0! | #DIV/0! | #DIV/0! | #DIV/0! | #DIV/0! |  |  |  | 27.3 | #DIV/0! | #DIV/0! | #DIV/0! | #DIV/0! | #DIV/0! | #DIV/0! | #DIV/0! | #DIV/0! | #DIV/0! | #DIV/0! | #DIV/0! | #DIV/0! | #DIV/0! |  |  |  | 27.3 | #DIV/0! | #DIV/0! | #DIV/0! | #DIV/0! | #DIV/0! | #DIV/0! | #DIV/0! | #DIV/0! | #DIV/0! | #DIV/0! | #DIV/0! | #DIV/0! | #DIV/0! |  |  |  | 27.3 | #DIV/0! | #DIV/0! | #DIV/0! | #DIV/0! | #DIV/0! | #DIV/0! | #DIV/0! | #DIV/0! | #DIV/0! | #DIV/0! | #DIV/0! | #DIV/0! | #DIV/0! |  |  |  | 27.3 | #DIV/0! | #DIV/0! | #DIV/0! | #DIV/0! | #DIV/0! | #DIV/0! | #DIV/0! | #DIV/0! | #DIV/0! | #DIV/0! | #DIV/0! | #DIV/0! | #DIV/0! |  |  |  | 27.3 | #DIV/0! | #DIV/0! | #DIV/0! | #DIV/0! | #DIV/0! | #DIV/0! | #DIV/0! | #DIV/0! | #DIV/0! | #DIV/0! | #DIV/0! | #DIV/0! | #DIV/0!
[15 empty] | 27.4 | 41.998 | 81.0223 | 2919.586 | 4797.4315 | 2919.586 | 4797.4315 | 12.1761 | 15.0057 | 1 | 1 | 2919.586 | 4797.4315 |  |  |  |  | 27.4 | #DIV/0! | #DIV/0! | #DIV/0! | #DIV/0! | #DIV/0! | #DIV/0! | #DIV/0! | #DIV/0! | #DIV/0! | #DIV/0! | #DIV/0! | #DIV/0! | #DIV/0! |  |  |  | 27.4 | #DIV/0! | #DIV/0! | #DIV/0! | #DIV/0! | #DIV/0! | #DIV/0! | #DIV/0! | #DIV/0! | #DIV/0! | #DIV/0! | #DIV/0! | #DIV/0! | #DIV/0! |  |  |  | 27.4 | #DIV/0! | #DIV/0! | #DIV/0! | #DIV/0! | #DIV/0! | #DIV/0! | #DIV/0! | #DIV/0! | #DIV/0! | #DIV/0! | #DIV/0! | #DIV/0! | #DIV/0! |  |  |  | 27.4 | #DIV/0! | #DIV/0! | #DIV/0! | #DIV/0! | #DIV/0! | #DIV/0! | #DIV/0! | #DIV/0! | #DIV/0! | #DIV/0! | #DIV/0! | #DIV/0! | #DIV/0! |  |  |  | 27.4 | #DIV/0! | #DIV/0! | #DIV/0! | #DIV/0! | #DIV/0! | #DIV/0! | #DIV/0! | #DIV/0! | #DIV/0! | #DIV/0! | #DIV/0! | #DIV/0! | #DIV/0! |  |  |  | 27.4 | #DIV/0! | #DIV/0! | #DIV/0! | #DIV/0! | #DIV/0! | #DIV/0! | #DIV/0! | #DIV/0! | #DIV/0! | #DIV/0! | #DIV/0! | #DIV/0! | #DIV/0! |  |  |  | 27.4 | #DIV/0! | #DIV/0! | #DIV/0! | #DIV/0! | #DIV/0! | #DIV/0! | #DIV/0! | #DIV/0! | #DIV/0! | #DIV/0! | #DIV/0! | #DIV/0! | #DIV/0!
[15 empty] | 27.5 | 42.1393 | 80.9488 | 2920.0607 | 4796.7057 | 2920.0607 | 4796.7057 | 12.219 | 15.0539 | 1 | 1 | 2920.0607 | 4796.7057 |  |  |  |  | 27.5 | #DIV/0! | #DIV/0! | #DIV/0! | #DIV/0! | #DIV/0! | #DIV/0! | #DIV/0! | #DIV/0! | #DIV/0! | #DIV/0! | #DIV/0! | #DIV/0! | #DIV/0! |  |  |  | 27.5 | #DIV/0! | #DIV/0! | #DIV/0! | #DIV/0! | #DIV/0! | #DIV/0! | #DIV/0! | #DIV/0! | #DIV/0! | #DIV/0! | #DIV/0! | #DIV/0! | #DIV/0! |  |  |  | 27.5 | #DIV/0! | #DIV/0! | #DIV/0! | #DIV/0! | #DIV/0! | #DIV/0! | #DIV/0! | #DIV/0! | #DIV/0! | #DIV/0! | #DIV/0! | #DIV/0! | #DIV/0! |  |  |  | 27.5 | #DIV/0! | #DIV/0! | #DIV/0! | #DIV/0! | #DIV/0! | #DIV/0! | #DIV/0! | #DIV/0! | #DIV/0! | #DIV/0! | #DIV/0! | #DIV/0! | #DIV/0! |  |  |  | 27.5 | #DIV/0! | #DIV/0! | #DIV/0! | #DIV/0! | #DIV/0! | #DIV/0! | #DIV/0! | #DIV/0! | #DIV/0! | #DIV/0! | #DIV/0! | #DIV/0! | #DIV/0! |  |  |  | 27.5 | #DIV/0! | #DIV/0! | #DIV/0! | #DIV/0! | #DIV/0! | #DIV/0! | #DIV/0! | #DIV/0! | #DIV/0! | #DIV/0! | #DIV/0! | #DIV/0! | #DIV/0! |  |  |  | 27.5 | #DIV/0! | #DIV/0! | #DIV/0! | #DIV/0! | #DIV/0! | #DIV/0! | #DIV/0! | #DIV/0! | #DIV/0! | #DIV/0! | #DIV/0! | #DIV/0! | #DIV/0!
[15 empty] | 27.6 | 42.2805 | 80.8752 | 2920.537 | 4795.9775 | 2920.537 | 4795.9775 | 12.262 | 15.1021 | 1 | 1 | 2920.537 | 4795.9775 |  |  |  |  | 27.6 | #DIV/0! | #DIV/0! | #DIV/0! | #DIV/0! | #DIV/0! | #DIV/0! | #DIV/0! | #DIV/0! | #DIV/0! | #DIV/0! | #DIV/0! | #DIV/0! | #DIV/0! |  |  |  | 27.6 | #DIV/0! | #DIV/0! | #DIV/0! | #DIV/0! | #DIV/0! | #DIV/0! | #DIV/0! | #DIV/0! | #DIV/0! | #DIV/0! | #DIV/0! | #DIV/0! | #DIV/0! |  |  |  | 27.6 | #DIV/0! | #DIV/0! | #DIV/0! | #DIV/0! | #DIV/0! | #DIV/0! | #DIV/0! | #DIV/0! | #DIV/0! | #DIV/0! | #DIV/0! | #DIV/0! | #DIV/0! |  |  |  | 27.6 | #DIV/0! | #DIV/0! | #DIV/0! | #DIV/0! | #DIV/0! | #DIV/0! | #DIV/0! | #DIV/0! | #DIV/0! | #DIV/0! | #DIV/0! | #DIV/0! | #DIV/0! |  |  |  | 27.6 | #DIV/0! | #DIV/0! | #DIV/0! | #DIV/0! | #DIV/0! | #DIV/0! | #DIV/0! | #DIV/0! | #DIV/0! | #DIV/0! | #DIV/0! | #DIV/0! | #DIV/0! |  |  |  | 27.6 | #DIV/0! | #DIV/0! | #DIV/0! | #DIV/0! | #DIV/0! | #DIV/0! | #DIV/0! | #DIV/0! | #DIV/0! | #DIV/0! | #DIV/0! | #DIV/0! | #DIV/0! |  |  |  | 27.6 | #DIV/0! | #DIV/0! | #DIV/0! | #DIV/0! | #DIV/0! | #DIV/0! | #DIV/0! | #DIV/0! | #DIV/0! | #DIV/0! | #DIV/0! | #DIV/0! | #DIV/0!
[15 empty] | 27.7 | 42.4216 | 80.8013 | 2921.0151 | 4795.2471 | 2921.0151 | 4795.2471 | 12.3049 | 15.1502 | 1 | 1 | 2921.0151 | 4795.2471 |  |  |  |  | 27.7 | #DIV/0! | #DIV/0! | #DIV/0! | #DIV/0! | #DIV/0! | #DIV/0! | #DIV/0! | #DIV/0! | #DIV/0! | #DIV/0! | #DIV/0! | #DIV/0! | #DIV/0! |  |  |  | 27.7 | #DIV/0! | #DIV/0! | #DIV/0! | #DIV/0! | #DIV/0! | #DIV/0! | #DIV/0! | #DIV/0! | #DIV/0! | #DIV/0! | #DIV/0! | #DIV/0! | #DIV/0! |  |  |  | 27.7 | #DIV/0! | #DIV/0! | #DIV/0! | #DIV/0! | #DIV/0! | #DIV/0! | #DIV/0! | #DIV/0! | #DIV/0! | #DIV/0! | #DIV/0! | #DIV/0! | #DIV/0! |  |  |  | 27.7 | #DIV/0! | #DIV/0! | #DIV/0! | #DIV/0! | #DIV/0! | #DIV/0! | #DIV/0! | #DIV/0! | #DIV/0! | #DIV/0! | #DIV/0! | #DIV/0! | #DIV/0! |  |  |  | 27.7 | #DIV/0! | #DIV/0! | #DIV/0! | #DIV/0! | #DIV/0! | #DIV/0! | #DIV/0! | #DIV/0! | #DIV/0! | #DIV/0! | #DIV/0! | #DIV/0! | #DIV/0! |  |  |  | 27.7 | #DIV/0! | #DIV/0! | #DIV/0! | #DIV/0! | #DIV/0! | #DIV/0! | #DIV/0! | #DIV/0! | #DIV/0! | #DIV/0! | #DIV/0! | #DIV/0! | #DIV/0! |  |  |  | 27.7 | #DIV/0! | #DIV/0! | #DIV/0! | #DIV/0! | #DIV/0! | #DIV/0! | #DIV/0! | #DIV/0! | #DIV/0! | #DIV/0! | #DIV/0! | #DIV/0! | #DIV/0!
[15 empty] | 27.8 | 42.5626 | 80.7271 | 2921.4949 | 4794.5143 | 2921.4949 | 4794.5143 | 12.3478 | 15.1982 | 1 | 1 | 2921.4949 | 4794.5143 |  |  |  |  | 27.8 | #DIV/0! | #DIV/0! | #DIV/0! | #DIV/0! | #DIV/0! | #DIV/0! | #DIV/0! | #DIV/0! | #DIV/0! | #DIV/0! | #DIV/0! | #DIV/0! | #DIV/0! |  |  |  | 27.8 | #DIV/0! | #DIV/0! | #DIV/0! | #DIV/0! | #DIV/0! | #DIV/0! | #DIV/0! | #DIV/0! | #DIV/0! | #DIV/0! | #DIV/0! | #DIV/0! | #DIV/0! |  |  |  | 27.8 | #DIV/0! | #DIV/0! | #DIV/0! | #DIV/0! | #DIV/0! | #DIV/0! | #DIV/0! | #DIV/0! | #DIV/0! | #DIV/0! | #DIV/0! | #DIV/0! | #DIV/0! |  |  |  | 27.8 | #DIV/0! | #DIV/0! | #DIV/0! | #DIV/0! | #DIV/0! | #DIV/0! | #DIV/0! | #DIV/0! | #DIV/0! | #DIV/0! | #DIV/0! | #DIV/0! | #DIV/0! |  |  |  | 27.8 | #DIV/0! | #DIV/0! | #DIV/0! | #DIV/0! | #DIV/0! | #DIV/0! | #DIV/0! | #DIV/0! | #DIV/0! | #DIV/0! | #DIV/0! | #DIV/0! | #DIV/0! |  |  |  | 27.8 | #DIV/0! | #DIV/0! | #DIV/0! | #DIV/0! | #DIV/0! | #DIV/0! | #DIV/0! | #DIV/0! | #DIV/0! | #DIV/0! | #DIV/0! | #DIV/0! | #DIV/0! |  |  |  | 27.8 | #DIV/0! | #DIV/0! | #DIV/0! | #DIV/0! | #DIV/0! | #DIV/0! | #DIV/0! | #DIV/0! | #DIV/0! | #DIV/0! | #DIV/0! | #DIV/0! | #DIV/0!
[15 empty] | 27.9 | 42.7034 | 80.6527 | 2921.9764 | 4793.7792 | 2921.9764 | 4793.7792 | 12.3907 | 15.2461 | 1 | 1 | 2921.9764 | 4793.7792 |  |  |  |  | 27.9 | #DIV/0! | #DIV/0! | #DIV/0! | #DIV/0! | #DIV/0! | #DIV/0! | #DIV/0! | #DIV/0! | #DIV/0! | #DIV/0! | #DIV/0! | #DIV/0! | #DIV/0! |  |  |  | 27.9 | #DIV/0! | #DIV/0! | #DIV/0! | #DIV/0! | #DIV/0! | #DIV/0! | #DIV/0! | #DIV/0! | #DIV/0! | #DIV/0! | #DIV/0! | #DIV/0! | #DIV/0! |  |  |  | 27.9 | #DIV/0! | #DIV/0! | #DIV/0! | #DIV/0! | #DIV/0! | #DIV/0! | #DIV/0! | #DIV/0! | #DIV/0! | #DIV/0! | #DIV/0! | #DIV/0! | #DIV/0! |  |  |  | 27.9 | #DIV/0! | #DIV/0! | #DIV/0! | #DIV/0! | #DIV/0! | #DIV/0! | #DIV/0! | #DIV/0! | #DIV/0! | #DIV/0! | #DIV/0! | #DIV/0! | #DIV/0! |  |  |  | 27.9 | #DIV/0! | #DIV/0! | #DIV/0! | #DIV/0! | #DIV/0! | #DIV/0! | #DIV/0! | #DIV/0! | #DIV/0! | #DIV/0! | #DIV/0! | #DIV/0! | #DIV/0! |  |  |  | 27.9 | #DIV/0! | #DIV/0! | #DIV/0! | #DIV/0! | #DIV/0! | #DIV/0! | #DIV/0! | #DIV/0! | #DIV/0! | #DIV/0! | #DIV/0! | #DIV/0! | #DIV/0! |  |  |  | 27.9 | #DIV/0! | #DIV/0! | #DIV/0! | #DIV/0! | #DIV/0! | #DIV/0! | #DIV/0! | #DIV/0! | #DIV/0! | #DIV/0! | #DIV/0! | #DIV/0! | #DIV/0!
[15 empty] | 28 | 42.8441 | 80.578 | 2922.4596 | 4793.0417 | 2922.4596 | 4793.0417 | 12.4336 | 15.294 | 1 | 1 | 2922.4596 | 4793.0417 |  |  |  |  | 28 | #DIV/0! | #DIV/0! | #DIV/0! | #DIV/0! | #DIV/0! | #DIV/0! | #DIV/0! | #DIV/0! | #DIV/0! | #DIV/0! | #DIV/0! | #DIV/0! | #DIV/0! |  |  |  | 28 | #DIV/0! | #DIV/0! | #DIV/0! | #DIV/0! | #DIV/0! | #DIV/0! | #DIV/0! | #DIV/0! | #DIV/0! | #DIV/0! | #DIV/0! | #DIV/0! | #DIV/0! |  |  |  | 28 | #DIV/0! | #DIV/0! | #DIV/0! | #DIV/0! | #DIV/0! | #DIV/0! | #DIV/0! | #DIV/0! | #DIV/0! | #DIV/0! | #DIV/0! | #DIV/0! | #DIV/0! |  |  |  | 28 | #DIV/0! | #DIV/0! | #DIV/0! | #DIV/0! | #DIV/0! | #DIV/0! | #DIV/0! | #DIV/0! | #DIV/0! | #DIV/0! | #DIV/0! | #DIV/0! | #DIV/0! |  |  |  | 28 | #DIV/0! | #DIV/0! | #DIV/0! | #DIV/0! | #DIV/0! | #DIV/0! | #DIV/0! | #DIV/0! | #DIV/0! | #DIV/0! | #DIV/0! | #DIV/0! | #DIV/0! |  |  |  | 28 | #DIV/0! | #DIV/0! | #DIV/0! | #DIV/0! | #DIV/0! | #DIV/0! | #DIV/0! | #DIV/0! | #DIV/0! | #DIV/0! | #DIV/0! | #DIV/0! | #DIV/0! |  |  |  | 28 | #DIV/0! | #DIV/0! | #DIV/0! | #DIV/0! | #DIV/0! | #DIV/0! | #DIV/0! | #DIV/0! | #DIV/0! | #DIV/0! | #DIV/0! | #DIV/0! | #DIV/0!
[15 empty] | 28.1 | 42.9847 | 80.5031 | 2922.9445 | 4792.302 | 2922.9445 | 4792.302 | 12.4765 | 15.3418 | 1 | 1 | 2922.9445 | 4792.302 |  |  |  |  | 28.1 | #DIV/0! | #DIV/0! | #DIV/0! | #DIV/0! | #DIV/0! | #DIV/0! | #DIV/0! | #DIV/0! | #DIV/0! | #DIV/0! | #DIV/0! | #DIV/0! | #DIV/0! |  |  |  | 28.1 | #DIV/0! | #DIV/0! | #DIV/0! | #DIV/0! | #DIV/0! | #DIV/0! | #DIV/0! | #DIV/0! | #DIV/0! | #DIV/0! | #DIV/0! | #DIV/0! | #DIV/0! |  |  |  | 28.1 | #DIV/0! | #DIV/0! | #DIV/0! | #DIV/0! | #DIV/0! | #DIV/0! | #DIV/0! | #DIV/0! | #DIV/0! | #DIV/0! | #DIV/0! | #DIV/0! | #DIV/0! |  |  |  | 28.1 | #DIV/0! | #DIV/0! | #DIV/0! | #DIV/0! | #DIV/0! | #DIV/0! | #DIV/0! | #DIV/0! | #DIV/0! | #DIV/0! | #DIV/0! | #DIV/0! | #DIV/0! |  |  |  | 28.1 | #DIV/0! | #DIV/0! | #DIV/0! | #DIV/0! | #DIV/0! | #DIV/0! | #DIV/0! | #DIV/0! | #DIV/0! | #DIV/0! | #DIV/0! | #DIV/0! | #DIV/0! |  |  |  | 28.1 | #DIV/0! | #DIV/0! | #DIV/0! | #DIV/0! | #DIV/0! | #DIV/0! | #DIV/0! | #DIV/0! | #DIV/0! | #DIV/0! | #DIV/0! | #DIV/0! | #DIV/0! |  |  |  | 28.1 | #DIV/0! | #DIV/0! | #DIV/0! | #DIV/0! | #DIV/0! | #DIV/0! | #DIV/0! | #DIV/0! | #DIV/0! | #DIV/0! | #DIV/0! | #DIV/0! | #DIV/0!
[15 empty] | 28.2 | 43.1251 | 80.428 | 2923.4311 | 4791.5599 | 2923.4311 | 4791.5599 | 12.5193 | 15.3896 | 1 | 1 | 2923.4311 | 4791.5599 |  |  |  |  | 28.2 | #DIV/0! | #DIV/0! | #DIV/0! | #DIV/0! | #DIV/0! | #DIV/0! | #DIV/0! | #DIV/0! | #DIV/0! | #DIV/0! | #DIV/0! | #DIV/0! | #DIV/0! |  |  |  | 28.2 | #DIV/0! | #DIV/0! | #DIV/0! | #DIV/0! | #DIV/0! | #DIV/0! | #DIV/0! | #DIV/0! | #DIV/0! | #DIV/0! | #DIV/0! | #DIV/0! | #DIV/0! |  |  |  | 28.2 | #DIV/0! | #DIV/0! | #DIV/0! | #DIV/0! | #DIV/0! | #DIV/0! | #DIV/0! | #DIV/0! | #DIV/0! | #DIV/0! | #DIV/0! | #DIV/0! | #DIV/0! |  |  |  | 28.2 | #DIV/0! | #DIV/0! | #DIV/0! | #DIV/0! | #DIV/0! | #DIV/0! | #DIV/0! | #DIV/0! | #DIV/0! | #DIV/0! | #DIV/0! | #DIV/0! | #DIV/0! |  |  |  | 28.2 | #DIV/0! | #DIV/0! | #DIV/0! | #DIV/0! | #DIV/0! | #DIV/0! | #DIV/0! | #DIV/0! | #DIV/0! | #DIV/0! | #DIV/0! | #DIV/0! | #DIV/0! |  |  |  | 28.2 | #DIV/0! | #DIV/0! | #DIV/0! | #DIV/0! | #DIV/0! | #DIV/0! | #DIV/0! | #DIV/0! | #DIV/0! | #DIV/0! | #DIV/0! | #DIV/0! | #DIV/0! |  |  |  | 28.2 | #DIV/0! | #DIV/0! | #DIV/0! | #DIV/0! | #DIV/0! | #DIV/0! | #DIV/0! | #DIV/0! | #DIV/0! | #DIV/0! | #DIV/0! | #DIV/0! | #DIV/0!
[15 empty] | 28.3 | 43.2654 | 80.3526 | 2923.9194 | 4790.8155 | 2923.9194 | 4790.8155 | 12.5622 | 15.4372 | 1 | 1 | 2923.9194 | 4790.8155 |  |  |  |  | 28.3 | #DIV/0! | #DIV/0! | #DIV/0! | #DIV/0! | #DIV/0! | #DIV/0! | #DIV/0! | #DIV/0! | #DIV/0! | #DIV/0! | #DIV/0! | #DIV/0! | #DIV/0! |  |  |  | 28.3 | #DIV/0! | #DIV/0! | #DIV/0! | #DIV/0! | #DIV/0! | #DIV/0! | #DIV/0! | #DIV/0! | #DIV/0! | #DIV/0! | #DIV/0! | #DIV/0! | #DIV/0! |  |  |  | 28.3 | #DIV/0! | #DIV/0! | #DIV/0! | #DIV/0! | #DIV/0! | #DIV/0! | #DIV/0! | #DIV/0! | #DIV/0! | #DIV/0! | #DIV/0! | #DIV/0! | #DIV/0! |  |  |  | 28.3 | #DIV/0! | #DIV/0! | #DIV/0! | #DIV/0! | #DIV/0! | #DIV/0! | #DIV/0! | #DIV/0! | #DIV/0! | #DIV/0! | #DIV/0! | #DIV/0! | #DIV/0! |  |  |  | 28.3 | #DIV/0! | #DIV/0! | #DIV/0! | #DIV/0! | #DIV/0! | #DIV/0! | #DIV/0! | #DIV/0! | #DIV/0! | #DIV/0! | #DIV/0! | #DIV/0! | #DIV/0! |  |  |  | 28.3 | #DIV/0! | #DIV/0! | #DIV/0! | #DIV/0! | #DIV/0! | #DIV/0! | #DIV/0! | #DIV/0! | #DIV/0! | #DIV/0! | #DIV/0! | #DIV/0! | #DIV/0! |  |  |  | 28.3 | #DIV/0! | #DIV/0! | #DIV/0! | #DIV/0! | #DIV/0! | #DIV/0! | #DIV/0! | #DIV/0! | #DIV/0! | #DIV/0! | #DIV/0! | #DIV/0! | #DIV/0!
[15 empty] | 28.4 | 43.4056 | 80.277 | 2924.4094 | 4790.0688 | 2924.4094 | 4790.0688 | 12.605 | 15.4848 | 1 | 1 | 2924.4094 | 4790.0688 |  |  |  |  | 28.4 | #DIV/0! | #DIV/0! | #DIV/0! | #DIV/0! | #DIV/0! | #DIV/0! | #DIV/0! | #DIV/0! | #DIV/0! | #DIV/0! | #DIV/0! | #DIV/0! | #DIV/0! |  |  |  | 28.4 | #DIV/0! | #DIV/0! | #DIV/0! | #DIV/0! | #DIV/0! | #DIV/0! | #DIV/0! | #DIV/0! | #DIV/0! | #DIV/0! | #DIV/0! | #DIV/0! | #DIV/0! |  |  |  | 28.4 | #DIV/0! | #DIV/0! | #DIV/0! | #DIV/0! | #DIV/0! | #DIV/0! | #DIV/0! | #DIV/0! | #DIV/0! | #DIV/0! | #DIV/0! | #DIV/0! | #DIV/0! |  |  |  | 28.4 | #DIV/0! | #DIV/0! | #DIV/0! | #DIV/0! | #DIV/0! | #DIV/0! | #DIV/0! | #DIV/0! | #DIV/0! | #DIV/0! | #DIV/0! | #DIV/0! | #DIV/0! |  |  |  | 28.4 | #DIV/0! | #DIV/0! | #DIV/0! | #DIV/0! | #DIV/0! | #DIV/0! | #DIV/0! | #DIV/0! | #DIV/0! | #DIV/0! | #DIV/0! | #DIV/0! | #DIV/0! |  |  |  | 28.4 | #DIV/0! | #DIV/0! | #DIV/0! | #DIV/0! | #DIV/0! | #DIV/0! | #DIV/0! | #DIV/0! | #DIV/0! | #DIV/0! | #DIV/0! | #DIV/0! | #DIV/0! |  |  |  | 28.4 | #DIV/0! | #DIV/0! | #DIV/0! | #DIV/0! | #DIV/0! | #DIV/0! | #DIV/0! | #DIV/0! | #DIV/0! | #DIV/0! | #DIV/0! | #DIV/0! | #DIV/0!
[15 empty] | 28.5 | 43.5456 | 80.2011 | 2924.9012 | 4789.3198 | 2924.9012 | 4789.3198 | 12.6478 | 15.5324 | 1 | 1 | 2924.9012 | 4789.3198 |  |  |  |  | 28.5 | #DIV/0! | #DIV/0! | #DIV/0! | #DIV/0! | #DIV/0! | #DIV/0! | #DIV/0! | #DIV/0! | #DIV/0! | #DIV/0! | #DIV/0! | #DIV/0! | #DIV/0! |  |  |  | 28.5 | #DIV/0! | #DIV/0! | #DIV/0! | #DIV/0! | #DIV/0! | #DIV/0! | #DIV/0! | #DIV/0! | #DIV/0! | #DIV/0! | #DIV/0! | #DIV/0! | #DIV/0! |  |  |  | 28.5 | #DIV/0! | #DIV/0! | #DIV/0! | #DIV/0! | #DIV/0! | #DIV/0! | #DIV/0! | #DIV/0! | #DIV/0! | #DIV/0! | #DIV/0! | #DIV/0! | #DIV/0! |  |  |  | 28.5 | #DIV/0! | #DIV/0! | #DIV/0! | #DIV/0! | #DIV/0! | #DIV/0! | #DIV/0! | #DIV/0! | #DIV/0! | #DIV/0! | #DIV/0! | #DIV/0! | #DIV/0! |  |  |  | 28.5 | #DIV/0! | #DIV/0! | #DIV/0! | #DIV/0! | #DIV/0! | #DIV/0! | #DIV/0! | #DIV/0! | #DIV/0! | #DIV/0! | #DIV/0! | #DIV/0! | #DIV/0! |  |  |  | 28.5 | #DIV/0! | #DIV/0! | #DIV/0! | #DIV/0! | #DIV/0! | #DIV/0! | #DIV/0! | #DIV/0! | #DIV/0! | #DIV/0! | #DIV/0! | #DIV/0! | #DIV/0! |  |  |  | 28.5 | #DIV/0! | #DIV/0! | #DIV/0! | #DIV/0! | #DIV/0! | #DIV/0! | #DIV/0! | #DIV/0! | #DIV/0! | #DIV/0! | #DIV/0! | #DIV/0! | #DIV/0!
[15 empty] | 28.6 | 43.6855 | 80.125 | 2925.3946 | 4788.5685 | 2925.3946 | 4788.5685 | 12.6905 | 15.5798 | 1 | 1 | 2925.3946 | 4788.5685 |  |  |  |  | 28.6 | #DIV/0! | #DIV/0! | #DIV/0! | #DIV/0! | #DIV/0! | #DIV/0! | #DIV/0! | #DIV/0! | #DIV/0! | #DIV/0! | #DIV/0! | #DIV/0! | #DIV/0! |  |  |  | 28.6 | #DIV/0! | #DIV/0! | #DIV/0! | #DIV/0! | #DIV/0! | #DIV/0! | #DIV/0! | #DIV/0! | #DIV/0! | #DIV/0! | #DIV/0! | #DIV/0! | #DIV/0! |  |  |  | 28.6 | #DIV/0! | #DIV/0! | #DIV/0! | #DIV/0! | #DIV/0! | #DIV/0! | #DIV/0! | #DIV/0! | #DIV/0! | #DIV/0! | #DIV/0! | #DIV/0! | #DIV/0! |  |  |  | 28.6 | #DIV/0! | #DIV/0! | #DIV/0! | #DIV/0! | #DIV/0! | #DIV/0! | #DIV/0! | #DIV/0! | #DIV/0! | #DIV/0! | #DIV/0! | #DIV/0! | #DIV/0! |  |  |  | 28.6 | #DIV/0! | #DIV/0! | #DIV/0! | #DIV/0! | #DIV/0! | #DIV/0! | #DIV/0! | #DIV/0! | #DIV/0! | #DIV/0! | #DIV/0! | #DIV/0! | #DIV/0! |  |  |  | 28.6 | #DIV/0! | #DIV/0! | #DIV/0! | #DIV/0! | #DIV/0! | #DIV/0! | #DIV/0! | #DIV/0! | #DIV/0! | #DIV/0! | #DIV/0! | #DIV/0! | #DIV/0! |  |  |  | 28.6 | #DIV/0! | #DIV/0! | #DIV/0! | #DIV/0! | #DIV/0! | #DIV/0! | #DIV/0! | #DIV/0! | #DIV/0! | #DIV/0! | #DIV/0! | #DIV/0! | #DIV/0!
[15 empty] | 28.7 | 43.8253 | 80.0486 | 2925.8898 | 4787.8149 | 2925.8898 | 4787.8149 | 12.7333 | 15.6272 | 1 | 1 | 2925.8898 | 4787.8149 |  |  |  |  | 28.7 | #DIV/0! | #DIV/0! | #DIV/0! | #DIV/0! | #DIV/0! | #DIV/0! | #DIV/0! | #DIV/0! | #DIV/0! | #DIV/0! | #DIV/0! | #DIV/0! | #DIV/0! |  |  |  | 28.7 | #DIV/0! | #DIV/0! | #DIV/0! | #DIV/0! | #DIV/0! | #DIV/0! | #DIV/0! | #DIV/0! | #DIV/0! | #DIV/0! | #DIV/0! | #DIV/0! | #DIV/0! |  |  |  | 28.7 | #DIV/0! | #DIV/0! | #DIV/0! | #DIV/0! | #DIV/0! | #DIV/0! | #DIV/0! | #DIV/0! | #DIV/0! | #DIV/0! | #DIV/0! | #DIV/0! | #DIV/0! |  |  |  | 28.7 | #DIV/0! | #DIV/0! | #DIV/0! | #DIV/0! | #DIV/0! | #DIV/0! | #DIV/0! | #DIV/0! | #DIV/0! | #DIV/0! | #DIV/0! | #DIV/0! | #DIV/0! |  |  |  | 28.7 | #DIV/0! | #DIV/0! | #DIV/0! | #DIV/0! | #DIV/0! | #DIV/0! | #DIV/0! | #DIV/0! | #DIV/0! | #DIV/0! | #DIV/0! | #DIV/0! | #DIV/0! |  |  |  | 28.7 | #DIV/0! | #DIV/0! | #DIV/0! | #DIV/0! | #DIV/0! | #DIV/0! | #DIV/0! | #DIV/0! | #DIV/0! | #DIV/0! | #DIV/0! | #DIV/0! | #DIV/0! |  |  |  | 28.7 | #DIV/0! | #DIV/0! | #DIV/0! | #DIV/0! | #DIV/0! | #DIV/0! | #DIV/0! | #DIV/0! | #DIV/0! | #DIV/0! | #DIV/0! | #DIV/0! | #DIV/0!
[15 empty] | 28.8 | 43.965 | 79.972 | 2926.3866 | 4787.059 | 2926.3866 | 4787.059 | 12.776 | 15.6745 | 1 | 1 | 2926.3866 | 4787.059 |  |  |  |  | 28.8 | #DIV/0! | #DIV/0! | #DIV/0! | #DIV/0! | #DIV/0! | #DIV/0! | #DIV/0! | #DIV/0! | #DIV/0! | #DIV/0! | #DIV/0! | #DIV/0! | #DIV/0! |  |  |  | 28.8 | #DIV/0! | #DIV/0! | #DIV/0! | #DIV/0! | #DIV/0! | #DIV/0! | #DIV/0! | #DIV/0! | #DIV/0! | #DIV/0! | #DIV/0! | #DIV/0! | #DIV/0! |  |  |  | 28.8 | #DIV/0! | #DIV/0! | #DIV/0! | #DIV/0! | #DIV/0! | #DIV/0! | #DIV/0! | #DIV/0! | #DIV/0! | #DIV/0! | #DIV/0! | #DIV/0! | #DIV/0! |  |  |  | 28.8 | #DIV/0! | #DIV/0! | #DIV/0! | #DIV/0! | #DIV/0! | #DIV/0! | #DIV/0! | #DIV/0! | #DIV/0! | #DIV/0! | #DIV/0! | #DIV/0! | #DIV/0! |  |  |  | 28.8 | #DIV/0! | #DIV/0! | #DIV/0! | #DIV/0! | #DIV/0! | #DIV/0! | #DIV/0! | #DIV/0! | #DIV/0! | #DIV/0! | #DIV/0! | #DIV/0! | #DIV/0! |  |  |  | 28.8 | #DIV/0! | #DIV/0! | #DIV/0! | #DIV/0! | #DIV/0! | #DIV/0! | #DIV/0! | #DIV/0! | #DIV/0! | #DIV/0! | #DIV/0! | #DIV/0! | #DIV/0! |  |  |  | 28.8 | #DIV/0! | #DIV/0! | #DIV/0! | #DIV/0! | #DIV/0! | #DIV/0! | #DIV/0! | #DIV/0! | #DIV/0! | #DIV/0! | #DIV/0! | #DIV/0! | #DIV/0!
[15 empty] | 28.9 | 44.1045 | 79.8951 | 2926.8852 | 4786.3008 | 2926.8852 | 4786.3008 | 12.8188 | 15.7218 | 1 | 1 | 2926.8852 | 4786.3008 |  |  |  |  | 28.9 | #DIV/0! | #DIV/0! | #DIV/0! | #DIV/0! | #DIV/0! | #DIV/0! | #DIV/0! | #DIV/0! | #DIV/0! | #DIV/0! | #DIV/0! | #DIV/0! | #DIV/0! |  |  |  | 28.9 | #DIV/0! | #DIV/0! | #DIV/0! | #DIV/0! | #DIV/0! | #DIV/0! | #DIV/0! | #DIV/0! | #DIV/0! | #DIV/0! | #DIV/0! | #DIV/0! | #DIV/0! |  |  |  | 28.9 | #DIV/0! | #DIV/0! | #DIV/0! | #DIV/0! | #DIV/0! | #DIV/0! | #DIV/0! | #DIV/0! | #DIV/0! | #DIV/0! | #DIV/0! | #DIV/0! | #DIV/0! |  |  |  | 28.9 | #DIV/0! | #DIV/0! | #DIV/0! | #DIV/0! | #DIV/0! | #DIV/0! | #DIV/0! | #DIV/0! | #DIV/0! | #DIV/0! | #DIV/0! | #DIV/0! | #DIV/0! |  |  |  | 28.9 | #DIV/0! | #DIV/0! | #DIV/0! | #DIV/0! | #DIV/0! | #DIV/0! | #DIV/0! | #DIV/0! | #DIV/0! | #DIV/0! | #DIV/0! | #DIV/0! | #DIV/0! |  |  |  | 28.9 | #DIV/0! | #DIV/0! | #DIV/0! | #DIV/0! | #DIV/0! | #DIV/0! | #DIV/0! | #DIV/0! | #DIV/0! | #DIV/0! | #DIV/0! | #DIV/0! | #DIV/0! |  |  |  | 28.9 | #DIV/0! | #DIV/0! | #DIV/0! | #DIV/0! | #DIV/0! | #DIV/0! | #DIV/0! | #DIV/0! | #DIV/0! | #DIV/0! | #DIV/0! | #DIV/0! | #DIV/0!
[15 empty] | 29 | 44.2439 | 79.818 | 2927.3855 | 4785.5403 | 2927.3855 | 4785.5403 | 12.8615 | 15.769 | 1 | 1 | 2927.3855 | 4785.5403 |  |  |  |  | 29 | #DIV/0! | #DIV/0! | #DIV/0! | #DIV/0! | #DIV/0! | #DIV/0! | #DIV/0! | #DIV/0! | #DIV/0! | #DIV/0! | #DIV/0! | #DIV/0! | #DIV/0! |  |  |  | 29 | #DIV/0! | #DIV/0! | #DIV/0! | #DIV/0! | #DIV/0! | #DIV/0! | #DIV/0! | #DIV/0! | #DIV/0! | #DIV/0! | #DIV/0! | #DIV/0! | #DIV/0! |  |  |  | 29 | #DIV/0! | #DIV/0! | #DIV/0! | #DIV/0! | #DIV/0! | #DIV/0! | #DIV/0! | #DIV/0! | #DIV/0! | #DIV/0! | #DIV/0! | #DIV/0! | #DIV/0! |  |  |  | 29 | #DIV/0! | #DIV/0! | #DIV/0! | #DIV/0! | #DIV/0! | #DIV/0! | #DIV/0! | #DIV/0! | #DIV/0! | #DIV/0! | #DIV/0! | #DIV/0! | #DIV/0! |  |  |  | 29 | #DIV/0! | #DIV/0! | #DIV/0! | #DIV/0! | #DIV/0! | #DIV/0! | #DIV/0! | #DIV/0! | #DIV/0! | #DIV/0! | #DIV/0! | #DIV/0! | #DIV/0! |  |  |  | 29 | #DIV/0! | #DIV/0! | #DIV/0! | #DIV/0! | #DIV/0! | #DIV/0! | #DIV/0! | #DIV/0! | #DIV/0! | #DIV/0! | #DIV/0! | #DIV/0! | #DIV/0! |  |  |  | 29 | #DIV/0! | #DIV/0! | #DIV/0! | #DIV/0! | #DIV/0! | #DIV/0! | #DIV/0! | #DIV/0! | #DIV/0! | #DIV/0! | #DIV/0! | #DIV/0! | #DIV/0!
[15 empty] | 29.1 | 44.3831 | 79.7407 | 2927.8875 | 4784.7775 | 2927.8875 | 4784.7775 | 12.9042 | 15.8161 | 1 | 1 | 2927.8875 | 4784.7775 |  |  |  |  | 29.1 | #DIV/0! | #DIV/0! | #DIV/0! | #DIV/0! | #DIV/0! | #DIV/0! | #DIV/0! | #DIV/0! | #DIV/0! | #DIV/0! | #DIV/0! | #DIV/0! | #DIV/0! |  |  |  | 29.1 | #DIV/0! | #DIV/0! | #DIV/0! | #DIV/0! | #DIV/0! | #DIV/0! | #DIV/0! | #DIV/0! | #DIV/0! | #DIV/0! | #DIV/0! | #DIV/0! | #DIV/0! |  |  |  | 29.1 | #DIV/0! | #DIV/0! | #DIV/0! | #DIV/0! | #DIV/0! | #DIV/0! | #DIV/0! | #DIV/0! | #DIV/0! | #DIV/0! | #DIV/0! | #DIV/0! | #DIV/0! |  |  |  | 29.1 | #DIV/0! | #DIV/0! | #DIV/0! | #DIV/0! | #DIV/0! | #DIV/0! | #DIV/0! | #DIV/0! | #DIV/0! | #DIV/0! | #DIV/0! | #DIV/0! | #DIV/0! |  |  |  | 29.1 | #DIV/0! | #DIV/0! | #DIV/0! | #DIV/0! | #DIV/0! | #DIV/0! | #DIV/0! | #DIV/0! | #DIV/0! | #DIV/0! | #DIV/0! | #DIV/0! | #DIV/0! |  |  |  | 29.1 | #DIV/0! | #DIV/0! | #DIV/0! | #DIV/0! | #DIV/0! | #DIV/0! | #DIV/0! | #DIV/0! | #DIV/0! | #DIV/0! | #DIV/0! | #DIV/0! | #DIV/0! |  |  |  | 29.1 | #DIV/0! | #DIV/0! | #DIV/0! | #DIV/0! | #DIV/0! | #DIV/0! | #DIV/0! | #DIV/0! | #DIV/0! | #DIV/0! | #DIV/0! | #DIV/0! | #DIV/0!
[15 empty] | 29.2 | 44.5222 | 79.6631 | 2928.3912 | 4784.0125 | 2928.3912 | 4784.0125 | 12.9468 | 15.8631 | 1 | 1 | 2928.3912 | 4784.0125 |  |  |  |  | 29.2 | #DIV/0! | #DIV/0! | #DIV/0! | #DIV/0! | #DIV/0! | #DIV/0! | #DIV/0! | #DIV/0! | #DIV/0! | #DIV/0! | #DIV/0! | #DIV/0! | #DIV/0! |  |  |  | 29.2 | #DIV/0! | #DIV/0! | #DIV/0! | #DIV/0! | #DIV/0! | #DIV/0! | #DIV/0! | #DIV/0! | #DIV/0! | #DIV/0! | #DIV/0! | #DIV/0! | #DIV/0! |  |  |  | 29.2 | #DIV/0! | #DIV/0! | #DIV/0! | #DIV/0! | #DIV/0! | #DIV/0! | #DIV/0! | #DIV/0! | #DIV/0! | #DIV/0! | #DIV/0! | #DIV/0! | #DIV/0! |  |  |  | 29.2 | #DIV/0! | #DIV/0! | #DIV/0! | #DIV/0! | #DIV/0! | #DIV/0! | #DIV/0! | #DIV/0! | #DIV/0! | #DIV/0! | #DIV/0! | #DIV/0! | #DIV/0! |  |  |  | 29.2 | #DIV/0! | #DIV/0! | #DIV/0! | #DIV/0! | #DIV/0! | #DIV/0! | #DIV/0! | #DIV/0! | #DIV/0! | #DIV/0! | #DIV/0! | #DIV/0! | #DIV/0! |  |  |  | 29.2 | #DIV/0! | #DIV/0! | #DIV/0! | #DIV/0! | #DIV/0! | #DIV/0! | #DIV/0! | #DIV/0! | #DIV/0! | #DIV/0! | #DIV/0! | #DIV/0! | #DIV/0! |  |  |  | 29.2 | #DIV/0! | #DIV/0! | #DIV/0! | #DIV/0! | #DIV/0! | #DIV/0! | #DIV/0! | #DIV/0! | #DIV/0! | #DIV/0! | #DIV/0! | #DIV/0! | #DIV/0!
[15 empty] | 29.3 | 44.6612 | 79.5853 | 2928.8965 | 4783.2452 | 2928.8965 | 4783.2452 | 12.9895 | 15.9101 | 1 | 1 | 2928.8965 | 4783.2452 |  |  |  |  | 29.3 | #DIV/0! | #DIV/0! | #DIV/0! | #DIV/0! | #DIV/0! | #DIV/0! | #DIV/0! | #DIV/0! | #DIV/0! | #DIV/0! | #DIV/0! | #DIV/0! | #DIV/0! |  |  |  | 29.3 | #DIV/0! | #DIV/0! | #DIV/0! | #DIV/0! | #DIV/0! | #DIV/0! | #DIV/0! | #DIV/0! | #DIV/0! | #DIV/0! | #DIV/0! | #DIV/0! | #DIV/0! |  |  |  | 29.3 | #DIV/0! | #DIV/0! | #DIV/0! | #DIV/0! | #DIV/0! | #DIV/0! | #DIV/0! | #DIV/0! | #DIV/0! | #DIV/0! | #DIV/0! | #DIV/0! | #DIV/0! |  |  |  | 29.3 | #DIV/0! | #DIV/0! | #DIV/0! | #DIV/0! | #DIV/0! | #DIV/0! | #DIV/0! | #DIV/0! | #DIV/0! | #DIV/0! | #DIV/0! | #DIV/0! | #DIV/0! |  |  |  | 29.3 | #DIV/0! | #DIV/0! | #DIV/0! | #DIV/0! | #DIV/0! | #DIV/0! | #DIV/0! | #DIV/0! | #DIV/0! | #DIV/0! | #DIV/0! | #DIV/0! | #DIV/0! |  |  |  | 29.3 | #DIV/0! | #DIV/0! | #DIV/0! | #DIV/0! | #DIV/0! | #DIV/0! | #DIV/0! | #DIV/0! | #DIV/0! | #DIV/0! | #DIV/0! | #DIV/0! | #DIV/0! |  |  |  | 29.3 | #DIV/0! | #DIV/0! | #DIV/0! | #DIV/0! | #DIV/0! | #DIV/0! | #DIV/0! | #DIV/0! | #DIV/0! | #DIV/0! | #DIV/0! | #DIV/0! | #DIV/0!
[15 empty] | 29.4 | 44.8 | 79.5072 | 2929.4036 | 4782.4756 | 2929.4036 | 4782.4756 | 13.0321 | 15.957 | 1 | 1 | 2929.4036 | 4782.4756 |  |  |  |  | 29.4 | #DIV/0! | #DIV/0! | #DIV/0! | #DIV/0! | #DIV/0! | #DIV/0! | #DIV/0! | #DIV/0! | #DIV/0! | #DIV/0! | #DIV/0! | #DIV/0! | #DIV/0! |  |  |  | 29.4 | #DIV/0! | #DIV/0! | #DIV/0! | #DIV/0! | #DIV/0! | #DIV/0! | #DIV/0! | #DIV/0! | #DIV/0! | #DIV/0! | #DIV/0! | #DIV/0! | #DIV/0! |  |  |  | 29.4 | #DIV/0! | #DIV/0! | #DIV/0! | #DIV/0! | #DIV/0! | #DIV/0! | #DIV/0! | #DIV/0! | #DIV/0! | #DIV/0! | #DIV/0! | #DIV/0! | #DIV/0! |  |  |  | 29.4 | #DIV/0! | #DIV/0! | #DIV/0! | #DIV/0! | #DIV/0! | #DIV/0! | #DIV/0! | #DIV/0! | #DIV/0! | #DIV/0! | #DIV/0! | #DIV/0! | #DIV/0! |  |  |  | 29.4 | #DIV/0! | #DIV/0! | #DIV/0! | #DIV/0! | #DIV/0! | #DIV/0! | #DIV/0! | #DIV/0! | #DIV/0! | #DIV/0! | #DIV/0! | #DIV/0! | #DIV/0! |  |  |  | 29.4 | #DIV/0! | #DIV/0! | #DIV/0! | #DIV/0! | #DIV/0! | #DIV/0! | #DIV/0! | #DIV/0! | #DIV/0! | #DIV/0! | #DIV/0! | #DIV/0! | #DIV/0! |  |  |  | 29.4 | #DIV/0! | #DIV/0! | #DIV/0! | #DIV/0! | #DIV/0! | #DIV/0! | #DIV/0! | #DIV/0! | #DIV/0! | #DIV/0! | #DIV/0! | #DIV/0! | #DIV/0!
[15 empty] | 29.5 | 44.9387 | 79.4289 | 2929.9124 | 4781.7037 | 2929.9124 | 4781.7037 | 13.0747 | 16.0038 | 1 | 1 | 2929.9124 | 4781.7037 |  |  |  |  | 29.5 | #DIV/0! | #DIV/0! | #DIV/0! | #DIV/0! | #DIV/0! | #DIV/0! | #DIV/0! | #DIV/0! | #DIV/0! | #DIV/0! | #DIV/0! | #DIV/0! | #DIV/0! |  |  |  | 29.5 | #DIV/0! | #DIV/0! | #DIV/0! | #DIV/0! | #DIV/0! | #DIV/0! | #DIV/0! | #DIV/0! | #DIV/0! | #DIV/0! | #DIV/0! | #DIV/0! | #DIV/0! |  |  |  | 29.5 | #DIV/0! | #DIV/0! | #DIV/0! | #DIV/0! | #DIV/0! | #DIV/0! | #DIV/0! | #DIV/0! | #DIV/0! | #DIV/0! | #DIV/0! | #DIV/0! | #DIV/0! |  |  |  | 29.5 | #DIV/0! | #DIV/0! | #DIV/0! | #DIV/0! | #DIV/0! | #DIV/0! | #DIV/0! | #DIV/0! | #DIV/0! | #DIV/0! | #DIV/0! | #DIV/0! | #DIV/0! |  |  |  | 29.5 | #DIV/0! | #DIV/0! | #DIV/0! | #DIV/0! | #DIV/0! | #DIV/0! | #DIV/0! | #DIV/0! | #DIV/0! | #DIV/0! | #DIV/0! | #DIV/0! | #DIV/0! |  |  |  | 29.5 | #DIV/0! | #DIV/0! | #DIV/0! | #DIV/0! | #DIV/0! | #DIV/0! | #DIV/0! | #DIV/0! | #DIV/0! | #DIV/0! | #DIV/0! | #DIV/0! | #DIV/0! |  |  |  | 29.5 | #DIV/0! | #DIV/0! | #DIV/0! | #DIV/0! | #DIV/0! | #DIV/0! | #DIV/0! | #DIV/0! | #DIV/0! | #DIV/0! | #DIV/0! | #DIV/0! | #DIV/0!
[15 empty] | 29.6 | 45.0773 | 79.3503 | 2930.4229 | 4780.9296 | 2930.4229 | 4780.9296 | 13.1173 | 16.0505 | 1 | 1 | 2930.4229 | 4780.9296 |  |  |  |  | 29.6 | #DIV/0! | #DIV/0! | #DIV/0! | #DIV/0! | #DIV/0! | #DIV/0! | #DIV/0! | #DIV/0! | #DIV/0! | #DIV/0! | #DIV/0! | #DIV/0! | #DIV/0! |  |  |  | 29.6 | #DIV/0! | #DIV/0! | #DIV/0! | #DIV/0! | #DIV/0! | #DIV/0! | #DIV/0! | #DIV/0! | #DIV/0! | #DIV/0! | #DIV/0! | #DIV/0! | #DIV/0! |  |  |  | 29.6 | #DIV/0! | #DIV/0! | #DIV/0! | #DIV/0! | #DIV/0! | #DIV/0! | #DIV/0! | #DIV/0! | #DIV/0! | #DIV/0! | #DIV/0! | #DIV/0! | #DIV/0! |  |  |  | 29.6 | #DIV/0! | #DIV/0! | #DIV/0! | #DIV/0! | #DIV/0! | #DIV/0! | #DIV/0! | #DIV/0! | #DIV/0! | #DIV/0! | #DIV/0! | #DIV/0! | #DIV/0! |  |  |  | 29.6 | #DIV/0! | #DIV/0! | #DIV/0! | #DIV/0! | #DIV/0! | #DIV/0! | #DIV/0! | #DIV/0! | #DIV/0! | #DIV/0! | #DIV/0! | #DIV/0! | #DIV/0! |  |  |  | 29.6 | #DIV/0! | #DIV/0! | #DIV/0! | #DIV/0! | #DIV/0! | #DIV/0! | #DIV/0! | #DIV/0! | #DIV/0! | #DIV/0! | #DIV/0! | #DIV/0! | #DIV/0! |  |  |  | 29.6 | #DIV/0! | #DIV/0! | #DIV/0! | #DIV/0! | #DIV/0! | #DIV/0! | #DIV/0! | #DIV/0! | #DIV/0! | #DIV/0! | #DIV/0! | #DIV/0! | #DIV/0!
[15 empty] | 29.7 | 45.2157 | 79.2715 | 2930.9352 | 4780.1532 | 2930.9352 | 4780.1532 | 13.1599 | 16.0972 | 1 | 1 | 2930.9352 | 4780.1532 |  |  |  |  | 29.7 | #DIV/0! | #DIV/0! | #DIV/0! | #DIV/0! | #DIV/0! | #DIV/0! | #DIV/0! | #DIV/0! | #DIV/0! | #DIV/0! | #DIV/0! | #DIV/0! | #DIV/0! |  |  |  | 29.7 | #DIV/0! | #DIV/0! | #DIV/0! | #DIV/0! | #DIV/0! | #DIV/0! | #DIV/0! | #DIV/0! | #DIV/0! | #DIV/0! | #DIV/0! | #DIV/0! | #DIV/0! |  |  |  | 29.7 | #DIV/0! | #DIV/0! | #DIV/0! | #DIV/0! | #DIV/0! | #DIV/0! | #DIV/0! | #DIV/0! | #DIV/0! | #DIV/0! | #DIV/0! | #DIV/0! | #DIV/0! |  |  |  | 29.7 | #DIV/0! | #DIV/0! | #DIV/0! | #DIV/0! | #DIV/0! | #DIV/0! | #DIV/0! | #DIV/0! | #DIV/0! | #DIV/0! | #DIV/0! | #DIV/0! | #DIV/0! |  |  |  | 29.7 | #DIV/0! | #DIV/0! | #DIV/0! | #DIV/0! | #DIV/0! | #DIV/0! | #DIV/0! | #DIV/0! | #DIV/0! | #DIV/0! | #DIV/0! | #DIV/0! | #DIV/0! |  |  |  | 29.7 | #DIV/0! | #DIV/0! | #DIV/0! | #DIV/0! | #DIV/0! | #DIV/0! | #DIV/0! | #DIV/0! | #DIV/0! | #DIV/0! | #DIV/0! | #DIV/0! | #DIV/0! |  |  |  | 29.7 | #DIV/0! | #DIV/0! | #DIV/0! | #DIV/0! | #DIV/0! | #DIV/0! | #DIV/0! | #DIV/0! | #DIV/0! | #DIV/0! | #DIV/0! | #DIV/0! | #DIV/0!
[15 empty] | 29.8 | 45.354 | 79.1925 | 2931.4491 | 4779.3745 | 2931.4491 | 4779.3745 | 13.2025 | 16.1438 | 1 | 1 | 2931.4491 | 4779.3745 |  |  |  |  | 29.8 | #DIV/0! | #DIV/0! | #DIV/0! | #DIV/0! | #DIV/0! | #DIV/0! | #DIV/0! | #DIV/0! | #DIV/0! | #DIV/0! | #DIV/0! | #DIV/0! | #DIV/0! |  |  |  | 29.8 | #DIV/0! | #DIV/0! | #DIV/0! | #DIV/0! | #DIV/0! | #DIV/0! | #DIV/0! | #DIV/0! | #DIV/0! | #DIV/0! | #DIV/0! | #DIV/0! | #DIV/0! |  |  |  | 29.8 | #DIV/0! | #DIV/0! | #DIV/0! | #DIV/0! | #DIV/0! | #DIV/0! | #DIV/0! | #DIV/0! | #DIV/0! | #DIV/0! | #DIV/0! | #DIV/0! | #DIV/0! |  |  |  | 29.8 | #DIV/0! | #DIV/0! | #DIV/0! | #DIV/0! | #DIV/0! | #DIV/0! | #DIV/0! | #DIV/0! | #DIV/0! | #DIV/0! | #DIV/0! | #DIV/0! | #DIV/0! |  |  |  | 29.8 | #DIV/0! | #DIV/0! | #DIV/0! | #DIV/0! | #DIV/0! | #DIV/0! | #DIV/0! | #DIV/0! | #DIV/0! | #DIV/0! | #DIV/0! | #DIV/0! | #DIV/0! |  |  |  | 29.8 | #DIV/0! | #DIV/0! | #DIV/0! | #DIV/0! | #DIV/0! | #DIV/0! | #DIV/0! | #DIV/0! | #DIV/0! | #DIV/0! | #DIV/0! | #DIV/0! | #DIV/0! |  |  |  | 29.8 | #DIV/0! | #DIV/0! | #DIV/0! | #DIV/0! | #DIV/0! | #DIV/0! | #DIV/0! | #DIV/0! | #DIV/0! | #DIV/0! | #DIV/0! | #DIV/0! | #DIV/0!
[15 empty] | 29.9 | 45.4921 | 79.1132 | 2931.9647 | 4778.5936 | 2931.9647 | 4778.5936 | 13.245 | 16.1903 | 1 | 1 | 2931.9647 | 4778.5936 |  |  |  |  | 29.9 | #DIV/0! | #DIV/0! | #DIV/0! | #DIV/0! | #DIV/0! | #DIV/0! | #DIV/0! | #DIV/0! | #DIV/0! | #DIV/0! | #DIV/0! | #DIV/0! | #DIV/0! |  |  |  | 29.9 | #DIV/0! | #DIV/0! | #DIV/0! | #DIV/0! | #DIV/0! | #DIV/0! | #DIV/0! | #DIV/0! | #DIV/0! | #DIV/0! | #DIV/0! | #DIV/0! | #DIV/0! |  |  |  | 29.9 | #DIV/0! | #DIV/0! | #DIV/0! | #DIV/0! | #DIV/0! | #DIV/0! | #DIV/0! | #DIV/0! | #DIV/0! | #DIV/0! | #DIV/0! | #DIV/0! | #DIV/0! |  |  |  | 29.9 | #DIV/0! | #DIV/0! | #DIV/0! | #DIV/0! | #DIV/0! | #DIV/0! | #DIV/0! | #DIV/0! | #DIV/0! | #DIV/0! | #DIV/0! | #DIV/0! | #DIV/0! |  |  |  | 29.9 | #DIV/0! | #DIV/0! | #DIV/0! | #DIV/0! | #DIV/0! | #DIV/0! | #DIV/0! | #DIV/0! | #DIV/0! | #DIV/0! | #DIV/0! | #DIV/0! | #DIV/0! |  |  |  | 29.9 | #DIV/0! | #DIV/0! | #DIV/0! | #DIV/0! | #DIV/0! | #DIV/0! | #DIV/0! | #DIV/0! | #DIV/0! | #DIV/0! | #DIV/0! | #DIV/0! | #DIV/0! |  |  |  | 29.9 | #DIV/0! | #DIV/0! | #DIV/0! | #DIV/0! | #DIV/0! | #DIV/0! | #DIV/0! | #DIV/0! | #DIV/0! | #DIV/0! | #DIV/0! | #DIV/0! | #DIV/0!
[15 empty] | 30 | 45.6301 | 79.0337 | 2932.482 | 4777.8104 | 2932.482 | 4777.8104 | 13.2876 | 16.2368 | 1 | 1 | 2932.482 | 4777.8104 |  |  |  |  | 30 | #DIV/0! | #DIV/0! | #DIV/0! | #DIV/0! | #DIV/0! | #DIV/0! | #DIV/0! | #DIV/0! | #DIV/0! | #DIV/0! | #DIV/0! | #DIV/0! | #DIV/0! |  |  |  | 30 | #DIV/0! | #DIV/0! | #DIV/0! | #DIV/0! | #DIV/0! | #DIV/0! | #DIV/0! | #DIV/0! | #DIV/0! | #DIV/0! | #DIV/0! | #DIV/0! | #DIV/0! |  |  |  | 30 | #DIV/0! | #DIV/0! | #DIV/0! | #DIV/0! | #DIV/0! | #DIV/0! | #DIV/0! | #DIV/0! | #DIV/0! | #DIV/0! | #DIV/0! | #DIV/0! | #DIV/0! |  |  |  | 30 | #DIV/0! | #DIV/0! | #DIV/0! | #DIV/0! | #DIV/0! | #DIV/0! | #DIV/0! | #DIV/0! | #DIV/0! | #DIV/0! | #DIV/0! | #DIV/0! | #DIV/0! |  |  |  | 30 | #DIV/0! | #DIV/0! | #DIV/0! | #DIV/0! | #DIV/0! | #DIV/0! | #DIV/0! | #DIV/0! | #DIV/0! | #DIV/0! | #DIV/0! | #DIV/0! | #DIV/0! |  |  |  | 30 | #DIV/0! | #DIV/0! | #DIV/0! | #DIV/0! | #DIV/0! | #DIV/0! | #DIV/0! | #DIV/0! | #DIV/0! | #DIV/0! | #DIV/0! | #DIV/0! | #DIV/0! |  |  |  | 30 | #DIV/0! | #DIV/0! | #DIV/0! | #DIV/0! | #DIV/0! | #DIV/0! | #DIV/0! | #DIV/0! | #DIV/0! | #DIV/0! | #DIV/0! | #DIV/0! | #DIV/0!
[15 empty] | 30.1 | 45.768 | 78.9539 | 2933.001 | 4777.025 | 2933.001 | 4777.025 | 13.3301 | 16.2832 | 1 | 1 | 2933.001 | 4777.025 |  |  |  |  | 30.1 | #DIV/0! | #DIV/0! | #DIV/0! | #DIV/0! | #DIV/0! | #DIV/0! | #DIV/0! | #DIV/0! | #DIV/0! | #DIV/0! | #DIV/0! | #DIV/0! | #DIV/0! |  |  |  | 30.1 | #DIV/0! | #DIV/0! | #DIV/0! | #DIV/0! | #DIV/0! | #DIV/0! | #DIV/0! | #DIV/0! | #DIV/0! | #DIV/0! | #DIV/0! | #DIV/0! | #DIV/0! |  |  |  | 30.1 | #DIV/0! | #DIV/0! | #DIV/0! | #DIV/0! | #DIV/0! | #DIV/0! | #DIV/0! | #DIV/0! | #DIV/0! | #DIV/0! | #DIV/0! | #DIV/0! | #DIV/0! |  |  |  | 30.1 | #DIV/0! | #DIV/0! | #DIV/0! | #DIV/0! | #DIV/0! | #DIV/0! | #DIV/0! | #DIV/0! | #DIV/0! | #DIV/0! | #DIV/0! | #DIV/0! | #DIV/0! |  |  |  | 30.1 | #DIV/0! | #DIV/0! | #DIV/0! | #DIV/0! | #DIV/0! | #DIV/0! | #DIV/0! | #DIV/0! | #DIV/0! | #DIV/0! | #DIV/0! | #DIV/0! | #DIV/0! |  |  |  | 30.1 | #DIV/0! | #DIV/0! | #DIV/0! | #DIV/0! | #DIV/0! | #DIV/0! | #DIV/0! | #DIV/0! | #DIV/0! | #DIV/0! | #DIV/0! | #DIV/0! | #DIV/0! |  |  |  | 30.1 | #DIV/0! | #DIV/0! | #DIV/0! | #DIV/0! | #DIV/0! | #DIV/0! | #DIV/0! | #DIV/0! | #DIV/0! | #DIV/0! | #DIV/0! | #DIV/0! | #DIV/0!
[15 empty] | 30.2 | 45.9057 | 78.8739 | 2933.5217 | 4776.2373 | 2933.5217 | 4776.2373 | 13.3725 | 16.3295 | 1 | 1 | 2933.5217 | 4776.2373 |  |  |  |  | 30.2 | #DIV/0! | #DIV/0! | #DIV/0! | #DIV/0! | #DIV/0! | #DIV/0! | #DIV/0! | #DIV/0! | #DIV/0! | #DIV/0! | #DIV/0! | #DIV/0! | #DIV/0! |  |  |  | 30.2 | #DIV/0! | #DIV/0! | #DIV/0! | #DIV/0! | #DIV/0! | #DIV/0! | #DIV/0! | #DIV/0! | #DIV/0! | #DIV/0! | #DIV/0! | #DIV/0! | #DIV/0! |  |  |  | 30.2 | #DIV/0! | #DIV/0! | #DIV/0! | #DIV/0! | #DIV/0! | #DIV/0! | #DIV/0! | #DIV/0! | #DIV/0! | #DIV/0! | #DIV/0! | #DIV/0! | #DIV/0! |  |  |  | 30.2 | #DIV/0! | #DIV/0! | #DIV/0! | #DIV/0! | #DIV/0! | #DIV/0! | #DIV/0! | #DIV/0! | #DIV/0! | #DIV/0! | #DIV/0! | #DIV/0! | #DIV/0! |  |  |  | 30.2 | #DIV/0! | #DIV/0! | #DIV/0! | #DIV/0! | #DIV/0! | #DIV/0! | #DIV/0! | #DIV/0! | #DIV/0! | #DIV/0! | #DIV/0! | #DIV/0! | #DIV/0! |  |  |  | 30.2 | #DIV/0! | #DIV/0! | #DIV/0! | #DIV/0! | #DIV/0! | #DIV/0! | #DIV/0! | #DIV/0! | #DIV/0! | #DIV/0! | #DIV/0! | #DIV/0! | #DIV/0! |  |  |  | 30.2 | #DIV/0! | #DIV/0! | #DIV/0! | #DIV/0! | #DIV/0! | #DIV/0! | #DIV/0! | #DIV/0! | #DIV/0! | #DIV/0! | #DIV/0! | #DIV/0! | #DIV/0!
[15 empty] | 30.3 | 46.0433 | 78.7937 | 2934.0442 | 4775.4474 | 2934.0442 | 4775.4474 | 13.415 | 16.3757 | 1 | 1 | 2934.0442 | 4775.4474 |  |  |  |  | 30.3 | #DIV/0! | #DIV/0! | #DIV/0! | #DIV/0! | #DIV/0! | #DIV/0! | #DIV/0! | #DIV/0! | #DIV/0! | #DIV/0! | #DIV/0! | #DIV/0! | #DIV/0! |  |  |  | 30.3 | #DIV/0! | #DIV/0! | #DIV/0! | #DIV/0! | #DIV/0! | #DIV/0! | #DIV/0! | #DIV/0! | #DIV/0! | #DIV/0! | #DIV/0! | #DIV/0! | #DIV/0! |  |  |  | 30.3 | #DIV/0! | #DIV/0! | #DIV/0! | #DIV/0! | #DIV/0! | #DIV/0! | #DIV/0! | #DIV/0! | #DIV/0! | #DIV/0! | #DIV/0! | #DIV/0! | #DIV/0! |  |  |  | 30.3 | #DIV/0! | #DIV/0! | #DIV/0! | #DIV/0! | #DIV/0! | #DIV/0! | #DIV/0! | #DIV/0! | #DIV/0! | #DIV/0! | #DIV/0! | #DIV/0! | #DIV/0! |  |  |  | 30.3 | #DIV/0! | #DIV/0! | #DIV/0! | #DIV/0! | #DIV/0! | #DIV/0! | #DIV/0! | #DIV/0! | #DIV/0! | #DIV/0! | #DIV/0! | #DIV/0! | #DIV/0! |  |  |  | 30.3 | #DIV/0! | #DIV/0! | #DIV/0! | #DIV/0! | #DIV/0! | #DIV/0! | #DIV/0! | #DIV/0! | #DIV/0! | #DIV/0! | #DIV/0! | #DIV/0! | #DIV/0! |  |  |  | 30.3 | #DIV/0! | #DIV/0! | #DIV/0! | #DIV/0! | #DIV/0! | #DIV/0! | #DIV/0! | #DIV/0! | #DIV/0! | #DIV/0! | #DIV/0! | #DIV/0! | #DIV/0!
[15 empty] | 30.4 | 46.1808 | 78.7132 | 2934.5683 | 4774.6552 | 2934.5683 | 4774.6552 | 13.4575 | 16.4219 | 1 | 1 | 2934.5683 | 4774.6552 |  |  |  |  | 30.4 | #DIV/0! | #DIV/0! | #DIV/0! | #DIV/0! | #DIV/0! | #DIV/0! | #DIV/0! | #DIV/0! | #DIV/0! | #DIV/0! | #DIV/0! | #DIV/0! | #DIV/0! |  |  |  | 30.4 | #DIV/0! | #DIV/0! | #DIV/0! | #DIV/0! | #DIV/0! | #DIV/0! | #DIV/0! | #DIV/0! | #DIV/0! | #DIV/0! | #DIV/0! | #DIV/0! | #DIV/0! |  |  |  | 30.4 | #DIV/0! | #DIV/0! | #DIV/0! | #DIV/0! | #DIV/0! | #DIV/0! | #DIV/0! | #DIV/0! | #DIV/0! | #DIV/0! | #DIV/0! | #DIV/0! | #DIV/0! |  |  |  | 30.4 | #DIV/0! | #DIV/0! | #DIV/0! | #DIV/0! | #DIV/0! | #DIV/0! | #DIV/0! | #DIV/0! | #DIV/0! | #DIV/0! | #DIV/0! | #DIV/0! | #DIV/0! |  |  |  | 30.4 | #DIV/0! | #DIV/0! | #DIV/0! | #DIV/0! | #DIV/0! | #DIV/0! | #DIV/0! | #DIV/0! | #DIV/0! | #DIV/0! | #DIV/0! | #DIV/0! | #DIV/0! |  |  |  | 30.4 | #DIV/0! | #DIV/0! | #DIV/0! | #DIV/0! | #DIV/0! | #DIV/0! | #DIV/0! | #DIV/0! | #DIV/0! | #DIV/0! | #DIV/0! | #DIV/0! | #DIV/0! |  |  |  | 30.4 | #DIV/0! | #DIV/0! | #DIV/0! | #DIV/0! | #DIV/0! | #DIV/0! | #DIV/0! | #DIV/0! | #DIV/0! | #DIV/0! | #DIV/0! | #DIV/0! | #DIV/0!
[15 empty] | 30.5 | 46.3181 | 78.6325 | 2935.0941 | 4773.8608 | 2935.0941 | 4773.8608 | 13.4999 | 16.4679 | 1 | 1 | 2935.0941 | 4773.8608 |  |  |  |  | 30.5 | #DIV/0! | #DIV/0! | #DIV/0! | #DIV/0! | #DIV/0! | #DIV/0! | #DIV/0! | #DIV/0! | #DIV/0! | #DIV/0! | #DIV/0! | #DIV/0! | #DIV/0! |  |  |  | 30.5 | #DIV/0! | #DIV/0! | #DIV/0! | #DIV/0! | #DIV/0! | #DIV/0! | #DIV/0! | #DIV/0! | #DIV/0! | #DIV/0! | #DIV/0! | #DIV/0! | #DIV/0! |  |  |  | 30.5 | #DIV/0! | #DIV/0! | #DIV/0! | #DIV/0! | #DIV/0! | #DIV/0! | #DIV/0! | #DIV/0! | #DIV/0! | #DIV/0! | #DIV/0! | #DIV/0! | #DIV/0! |  |  |  | 30.5 | #DIV/0! | #DIV/0! | #DIV/0! | #DIV/0! | #DIV/0! | #DIV/0! | #DIV/0! | #DIV/0! | #DIV/0! | #DIV/0! | #DIV/0! | #DIV/0! | #DIV/0! |  |  |  | 30.5 | #DIV/0! | #DIV/0! | #DIV/0! | #DIV/0! | #DIV/0! | #DIV/0! | #DIV/0! | #DIV/0! | #DIV/0! | #DIV/0! | #DIV/0! | #DIV/0! | #DIV/0! |  |  |  | 30.5 | #DIV/0! | #DIV/0! | #DIV/0! | #DIV/0! | #DIV/0! | #DIV/0! | #DIV/0! | #DIV/0! | #DIV/0! | #DIV/0! | #DIV/0! | #DIV/0! | #DIV/0! |  |  |  | 30.5 | #DIV/0! | #DIV/0! | #DIV/0! | #DIV/0! | #DIV/0! | #DIV/0! | #DIV/0! | #DIV/0! | #DIV/0! | #DIV/0! | #DIV/0! | #DIV/0! | #DIV/0!
[15 empty] | 30.6 | 46.4553 | 78.5515 | 2935.6217 | 4773.0642 | 2935.6217 | 4773.0642 | 13.5423 | 16.514 | 1 | 1 | 2935.6217 | 4773.0642 |  |  |  |  | 30.6 | #DIV/0! | #DIV/0! | #DIV/0! | #DIV/0! | #DIV/0! | #DIV/0! | #DIV/0! | #DIV/0! | #DIV/0! | #DIV/0! | #DIV/0! | #DIV/0! | #DIV/0! |  |  |  | 30.6 | #DIV/0! | #DIV/0! | #DIV/0! | #DIV/0! | #DIV/0! | #DIV/0! | #DIV/0! | #DIV/0! | #DIV/0! | #DIV/0! | #DIV/0! | #DIV/0! | #DIV/0! |  |  |  | 30.6 | #DIV/0! | #DIV/0! | #DIV/0! | #DIV/0! | #DIV/0! | #DIV/0! | #DIV/0! | #DIV/0! | #DIV/0! | #DIV/0! | #DIV/0! | #DIV/0! | #DIV/0! |  |  |  | 30.6 | #DIV/0! | #DIV/0! | #DIV/0! | #DIV/0! | #DIV/0! | #DIV/0! | #DIV/0! | #DIV/0! | #DIV/0! | #DIV/0! | #DIV/0! | #DIV/0! | #DIV/0! |  |  |  | 30.6 | #DIV/0! | #DIV/0! | #DIV/0! | #DIV/0! | #DIV/0! | #DIV/0! | #DIV/0! | #DIV/0! | #DIV/0! | #DIV/0! | #DIV/0! | #DIV/0! | #DIV/0! |  |  |  | 30.6 | #DIV/0! | #DIV/0! | #DIV/0! | #DIV/0! | #DIV/0! | #DIV/0! | #DIV/0! | #DIV/0! | #DIV/0! | #DIV/0! | #DIV/0! | #DIV/0! | #DIV/0! |  |  |  | 30.6 | #DIV/0! | #DIV/0! | #DIV/0! | #DIV/0! | #DIV/0! | #DIV/0! | #DIV/0! | #DIV/0! | #DIV/0! | #DIV/0! | #DIV/0! | #DIV/0! | #DIV/0!
[15 empty] | 30.7 | 46.5923 | 78.4703 | 2936.1509 | 4772.2653 | 2936.1509 | 4772.2653 | 13.5847 | 16.5599 | 1 | 1 | 2936.1509 | 4772.2653 |  |  |  |  | 30.7 | #DIV/0! | #DIV/0! | #DIV/0! | #DIV/0! | #DIV/0! | #DIV/0! | #DIV/0! | #DIV/0! | #DIV/0! | #DIV/0! | #DIV/0! | #DIV/0! | #DIV/0! |  |  |  | 30.7 | #DIV/0! | #DIV/0! | #DIV/0! | #DIV/0! | #DIV/0! | #DIV/0! | #DIV/0! | #DIV/0! | #DIV/0! | #DIV/0! | #DIV/0! | #DIV/0! | #DIV/0! |  |  |  | 30.7 | #DIV/0! | #DIV/0! | #DIV/0! | #DIV/0! | #DIV/0! | #DIV/0! | #DIV/0! | #DIV/0! | #DIV/0! | #DIV/0! | #DIV/0! | #DIV/0! | #DIV/0! |  |  |  | 30.7 | #DIV/0! | #DIV/0! | #DIV/0! | #DIV/0! | #DIV/0! | #DIV/0! | #DIV/0! | #DIV/0! | #DIV/0! | #DIV/0! | #DIV/0! | #DIV/0! | #DIV/0! |  |  |  | 30.7 | #DIV/0! | #DIV/0! | #DIV/0! | #DIV/0! | #DIV/0! | #DIV/0! | #DIV/0! | #DIV/0! | #DIV/0! | #DIV/0! | #DIV/0! | #DIV/0! | #DIV/0! |  |  |  | 30.7 | #DIV/0! | #DIV/0! | #DIV/0! | #DIV/0! | #DIV/0! | #DIV/0! | #DIV/0! | #DIV/0! | #DIV/0! | #DIV/0! | #DIV/0! | #DIV/0! | #DIV/0! |  |  |  | 30.7 | #DIV/0! | #DIV/0! | #DIV/0! | #DIV/0! | #DIV/0! | #DIV/0! | #DIV/0! | #DIV/0! | #DIV/0! | #DIV/0! | #DIV/0! | #DIV/0! | #DIV/0!
[15 empty] | 30.8 | 46.7292 | 78.3889 | 2936.6818 | 4771.4642 | 2936.6818 | 4771.4642 | 13.6271 | 16.6058 | 1 | 1 | 2936.6818 | 4771.4642 |  |  |  |  | 30.8 | #DIV/0! | #DIV/0! | #DIV/0! | #DIV/0! | #DIV/0! | #DIV/0! | #DIV/0! | #DIV/0! | #DIV/0! | #DIV/0! | #DIV/0! | #DIV/0! | #DIV/0! |  |  |  | 30.8 | #DIV/0! | #DIV/0! | #DIV/0! | #DIV/0! | #DIV/0! | #DIV/0! | #DIV/0! | #DIV/0! | #DIV/0! | #DIV/0! | #DIV/0! | #DIV/0! | #DIV/0! |  |  |  | 30.8 | #DIV/0! | #DIV/0! | #DIV/0! | #DIV/0! | #DIV/0! | #DIV/0! | #DIV/0! | #DIV/0! | #DIV/0! | #DIV/0! | #DIV/0! | #DIV/0! | #DIV/0! |  |  |  | 30.8 | #DIV/0! | #DIV/0! | #DIV/0! | #DIV/0! | #DIV/0! | #DIV/0! | #DIV/0! | #DIV/0! | #DIV/0! | #DIV/0! | #DIV/0! | #DIV/0! | #DIV/0! |  |  |  | 30.8 | #DIV/0! | #DIV/0! | #DIV/0! | #DIV/0! | #DIV/0! | #DIV/0! | #DIV/0! | #DIV/0! | #DIV/0! | #DIV/0! | #DIV/0! | #DIV/0! | #DIV/0! |  |  |  | 30.8 | #DIV/0! | #DIV/0! | #DIV/0! | #DIV/0! | #DIV/0! | #DIV/0! | #DIV/0! | #DIV/0! | #DIV/0! | #DIV/0! | #DIV/0! | #DIV/0! | #DIV/0! |  |  |  | 30.8 | #DIV/0! | #DIV/0! | #DIV/0! | #DIV/0! | #DIV/0! | #DIV/0! | #DIV/0! | #DIV/0! | #DIV/0! | #DIV/0! | #DIV/0! | #DIV/0! | #DIV/0!
[15 empty] | 30.9 | 46.8659 | 78.3072 | 2937.2145 | 4770.6609 | 2937.2145 | 4770.6609 | 13.6694 | 16.6516 | 1 | 1 | 2937.2145 | 4770.6609 |  |  |  |  | 30.9 | #DIV/0! | #DIV/0! | #DIV/0! | #DIV/0! | #DIV/0! | #DIV/0! | #DIV/0! | #DIV/0! | #DIV/0! | #DIV/0! | #DIV/0! | #DIV/0! | #DIV/0! |  |  |  | 30.9 | #DIV/0! | #DIV/0! | #DIV/0! | #DIV/0! | #DIV/0! | #DIV/0! | #DIV/0! | #DIV/0! | #DIV/0! | #DIV/0! | #DIV/0! | #DIV/0! | #DIV/0! |  |  |  | 30.9 | #DIV/0! | #DIV/0! | #DIV/0! | #DIV/0! | #DIV/0! | #DIV/0! | #DIV/0! | #DIV/0! | #DIV/0! | #DIV/0! | #DIV/0! | #DIV/0! | #DIV/0! |  |  |  | 30.9 | #DIV/0! | #DIV/0! | #DIV/0! | #DIV/0! | #DIV/0! | #DIV/0! | #DIV/0! | #DIV/0! | #DIV/0! | #DIV/0! | #DIV/0! | #DIV/0! | #DIV/0! |  |  |  | 30.9 | #DIV/0! | #DIV/0! | #DIV/0! | #DIV/0! | #DIV/0! | #DIV/0! | #DIV/0! | #DIV/0! | #DIV/0! | #DIV/0! | #DIV/0! | #DIV/0! | #DIV/0! |  |  |  | 30.9 | #DIV/0! | #DIV/0! | #DIV/0! | #DIV/0! | #DIV/0! | #DIV/0! | #DIV/0! | #DIV/0! | #DIV/0! | #DIV/0! | #DIV/0! | #DIV/0! | #DIV/0! |  |  |  | 30.9 | #DIV/0! | #DIV/0! | #DIV/0! | #DIV/0! | #DIV/0! | #DIV/0! | #DIV/0! | #DIV/0! | #DIV/0! | #DIV/0! | #DIV/0! | #DIV/0! | #DIV/0!
[15 empty] | 31 | 47.0025 | 78.2253 | 2937.7488 | 4769.8554 | 2937.7488 | 4769.8554 | 13.7118 | 16.6973 | 1 | 1 | 2937.7488 | 4769.8554 |  |  |  |  | 31 | #DIV/0! | #DIV/0! | #DIV/0! | #DIV/0! | #DIV/0! | #DIV/0! | #DIV/0! | #DIV/0! | #DIV/0! | #DIV/0! | #DIV/0! | #DIV/0! | #DIV/0! |  |  |  | 31 | #DIV/0! | #DIV/0! | #DIV/0! | #DIV/0! | #DIV/0! | #DIV/0! | #DIV/0! | #DIV/0! | #DIV/0! | #DIV/0! | #DIV/0! | #DIV/0! | #DIV/0! |  |  |  | 31 | #DIV/0! | #DIV/0! | #DIV/0! | #DIV/0! | #DIV/0! | #DIV/0! | #DIV/0! | #DIV/0! | #DIV/0! | #DIV/0! | #DIV/0! | #DIV/0! | #DIV/0! |  |  |  | 31 | #DIV/0! | #DIV/0! | #DIV/0! | #DIV/0! | #DIV/0! | #DIV/0! | #DIV/0! | #DIV/0! | #DIV/0! | #DIV/0! | #DIV/0! | #DIV/0! | #DIV/0! |  |  |  | 31 | #DIV/0! | #DIV/0! | #DIV/0! | #DIV/0! | #DIV/0! | #DIV/0! | #DIV/0! | #DIV/0! | #DIV/0! | #DIV/0! | #DIV/0! | #DIV/0! | #DIV/0! |  |  |  | 31 | #DIV/0! | #DIV/0! | #DIV/0! | #DIV/0! | #DIV/0! | #DIV/0! | #DIV/0! | #DIV/0! | #DIV/0! | #DIV/0! | #DIV/0! | #DIV/0! | #DIV/0! |  |  |  | 31 | #DIV/0! | #DIV/0! | #DIV/0! | #DIV/0! | #DIV/0! | #DIV/0! | #DIV/0! | #DIV/0! | #DIV/0! | #DIV/0! | #DIV/0! | #DIV/0! | #DIV/0!
[15 empty] | 31.1 | 47.139 | 78.1432 | 2938.2848 | 4769.0477 | 2938.2848 | 4769.0477 | 13.7541 | 16.7429 | 1 | 1 | 2938.2848 | 4769.0477 |  |  |  |  | 31.1 | #DIV/0! | #DIV/0! | #DIV/0! | #DIV/0! | #DIV/0! | #DIV/0! | #DIV/0! | #DIV/0! | #DIV/0! | #DIV/0! | #DIV/0! | #DIV/0! | #DIV/0! |  |  |  | 31.1 | #DIV/0! | #DIV/0! | #DIV/0! | #DIV/0! | #DIV/0! | #DIV/0! | #DIV/0! | #DIV/0! | #DIV/0! | #DIV/0! | #DIV/0! | #DIV/0! | #DIV/0! |  |  |  | 31.1 | #DIV/0! | #DIV/0! | #DIV/0! | #DIV/0! | #DIV/0! | #DIV/0! | #DIV/0! | #DIV/0! | #DIV/0! | #DIV/0! | #DIV/0! | #DIV/0! | #DIV/0! |  |  |  | 31.1 | #DIV/0! | #DIV/0! | #DIV/0! | #DIV/0! | #DIV/0! | #DIV/0! | #DIV/0! | #DIV/0! | #DIV/0! | #DIV/0! | #DIV/0! | #DIV/0! | #DIV/0! |  |  |  | 31.1 | #DIV/0! | #DIV/0! | #DIV/0! | #DIV/0! | #DIV/0! | #DIV/0! | #DIV/0! | #DIV/0! | #DIV/0! | #DIV/0! | #DIV/0! | #DIV/0! | #DIV/0! |  |  |  | 31.1 | #DIV/0! | #DIV/0! | #DIV/0! | #DIV/0! | #DIV/0! | #DIV/0! | #DIV/0! | #DIV/0! | #DIV/0! | #DIV/0! | #DIV/0! | #DIV/0! | #DIV/0! |  |  |  | 31.1 | #DIV/0! | #DIV/0! | #DIV/0! | #DIV/0! | #DIV/0! | #DIV/0! | #DIV/0! | #DIV/0! | #DIV/0! | #DIV/0! | #DIV/0! | #DIV/0! | #DIV/0!
[15 empty] | 31.2 | 47.2753 | 78.0608 | 2938.8225 | 4768.2377 | 2938.8225 | 4768.2377 | 13.7964 | 16.7885 | 1 | 1 | 2938.8225 | 4768.2377 |  |  |  |  | 31.2 | #DIV/0! | #DIV/0! | #DIV/0! | #DIV/0! | #DIV/0! | #DIV/0! | #DIV/0! | #DIV/0! | #DIV/0! | #DIV/0! | #DIV/0! | #DIV/0! | #DIV/0! |  |  |  | 31.2 | #DIV/0! | #DIV/0! | #DIV/0! | #DIV/0! | #DIV/0! | #DIV/0! | #DIV/0! | #DIV/0! | #DIV/0! | #DIV/0! | #DIV/0! | #DIV/0! | #DIV/0! |  |  |  | 31.2 | #DIV/0! | #DIV/0! | #DIV/0! | #DIV/0! | #DIV/0! | #DIV/0! | #DIV/0! | #DIV/0! | #DIV/0! | #DIV/0! | #DIV/0! | #DIV/0! | #DIV/0! |  |  |  | 31.2 | #DIV/0! | #DIV/0! | #DIV/0! | #DIV/0! | #DIV/0! | #DIV/0! | #DIV/0! | #DIV/0! | #DIV/0! | #DIV/0! | #DIV/0! | #DIV/0! | #DIV/0! |  |  |  | 31.2 | #DIV/0! | #DIV/0! | #DIV/0! | #DIV/0! | #DIV/0! | #DIV/0! | #DIV/0! | #DIV/0! | #DIV/0! | #DIV/0! | #DIV/0! | #DIV/0! | #DIV/0! |  |  |  | 31.2 | #DIV/0! | #DIV/0! | #DIV/0! | #DIV/0! | #DIV/0! | #DIV/0! | #DIV/0! | #DIV/0! | #DIV/0! | #DIV/0! | #DIV/0! | #DIV/0! | #DIV/0! |  |  |  | 31.2 | #DIV/0! | #DIV/0! | #DIV/0! | #DIV/0! | #DIV/0! | #DIV/0! | #DIV/0! | #DIV/0! | #DIV/0! | #DIV/0! | #DIV/0! | #DIV/0! | #DIV/0!
[15 empty] | 31.3 | 47.4114 | 77.9781 | 2939.362 | 4767.4256 | 2939.362 | 4767.4256 | 13.8387 | 16.834 | 1 | 1 | 2939.362 | 4767.4256 |  |  |  |  | 31.3 | #DIV/0! | #DIV/0! | #DIV/0! | #DIV/0! | #DIV/0! | #DIV/0! | #DIV/0! | #DIV/0! | #DIV/0! | #DIV/0! | #DIV/0! | #DIV/0! | #DIV/0! |  |  |  | 31.3 | #DIV/0! | #DIV/0! | #DIV/0! | #DIV/0! | #DIV/0! | #DIV/0! | #DIV/0! | #DIV/0! | #DIV/0! | #DIV/0! | #DIV/0! | #DIV/0! | #DIV/0! |  |  |  | 31.3 | #DIV/0! | #DIV/0! | #DIV/0! | #DIV/0! | #DIV/0! | #DIV/0! | #DIV/0! | #DIV/0! | #DIV/0! | #DIV/0! | #DIV/0! | #DIV/0! | #DIV/0! |  |  |  | 31.3 | #DIV/0! | #DIV/0! | #DIV/0! | #DIV/0! | #DIV/0! | #DIV/0! | #DIV/0! | #DIV/0! | #DIV/0! | #DIV/0! | #DIV/0! | #DIV/0! | #DIV/0! |  |  |  | 31.3 | #DIV/0! | #DIV/0! | #DIV/0! | #DIV/0! | #DIV/0! | #DIV/0! | #DIV/0! | #DIV/0! | #DIV/0! | #DIV/0! | #DIV/0! | #DIV/0! | #DIV/0! |  |  |  | 31.3 | #DIV/0! | #DIV/0! | #DIV/0! | #DIV/0! | #DIV/0! | #DIV/0! | #DIV/0! | #DIV/0! | #DIV/0! | #DIV/0! | #DIV/0! | #DIV/0! | #DIV/0! |  |  |  | 31.3 | #DIV/0! | #DIV/0! | #DIV/0! | #DIV/0! | #DIV/0! | #DIV/0! | #DIV/0! | #DIV/0! | #DIV/0! | #DIV/0! | #DIV/0! | #DIV/0! | #DIV/0!
[15 empty] | 31.4 | 47.5475 | 77.8953 | 2939.9031 | 4766.6112 | 2939.9031 | 4766.6112 | 13.8809 | 16.8794 | 1 | 1 | 2939.9031 | 4766.6112 |  |  |  |  | 31.4 | #DIV/0! | #DIV/0! | #DIV/0! | #DIV/0! | #DIV/0! | #DIV/0! | #DIV/0! | #DIV/0! | #DIV/0! | #DIV/0! | #DIV/0! | #DIV/0! | #DIV/0! |  |  |  | 31.4 | #DIV/0! | #DIV/0! | #DIV/0! | #DIV/0! | #DIV/0! | #DIV/0! | #DIV/0! | #DIV/0! | #DIV/0! | #DIV/0! | #DIV/0! | #DIV/0! | #DIV/0! |  |  |  | 31.4 | #DIV/0! | #DIV/0! | #DIV/0! | #DIV/0! | #DIV/0! | #DIV/0! | #DIV/0! | #DIV/0! | #DIV/0! | #DIV/0! | #DIV/0! | #DIV/0! | #DIV/0! |  |  |  | 31.4 | #DIV/0! | #DIV/0! | #DIV/0! | #DIV/0! | #DIV/0! | #DIV/0! | #DIV/0! | #DIV/0! | #DIV/0! | #DIV/0! | #DIV/0! | #DIV/0! | #DIV/0! |  |  |  | 31.4 | #DIV/0! | #DIV/0! | #DIV/0! | #DIV/0! | #DIV/0! | #DIV/0! | #DIV/0! | #DIV/0! | #DIV/0! | #DIV/0! | #DIV/0! | #DIV/0! | #DIV/0! |  |  |  | 31.4 | #DIV/0! | #DIV/0! | #DIV/0! | #DIV/0! | #DIV/0! | #DIV/0! | #DIV/0! | #DIV/0! | #DIV/0! | #DIV/0! | #DIV/0! | #DIV/0! | #DIV/0! |  |  |  | 31.4 | #DIV/0! | #DIV/0! | #DIV/0! | #DIV/0! | #DIV/0! | #DIV/0! | #DIV/0! | #DIV/0! | #DIV/0! | #DIV/0! | #DIV/0! | #DIV/0! | #DIV/0!
[15 empty] | 31.5 | 47.6834 | 77.8122 | 2940.4459 | 4765.7946 | 2940.4459 | 4765.7946 | 13.9232 | 16.9247 | 1 | 1 | 2940.4459 | 4765.7946 |  |  |  |  | 31.5 | #DIV/0! | #DIV/0! | #DIV/0! | #DIV/0! | #DIV/0! | #DIV/0! | #DIV/0! | #DIV/0! | #DIV/0! | #DIV/0! | #DIV/0! | #DIV/0! | #DIV/0! |  |  |  | 31.5 | #DIV/0! | #DIV/0! | #DIV/0! | #DIV/0! | #DIV/0! | #DIV/0! | #DIV/0! | #DIV/0! | #DIV/0! | #DIV/0! | #DIV/0! | #DIV/0! | #DIV/0! |  |  |  | 31.5 | #DIV/0! | #DIV/0! | #DIV/0! | #DIV/0! | #DIV/0! | #DIV/0! | #DIV/0! | #DIV/0! | #DIV/0! | #DIV/0! | #DIV/0! | #DIV/0! | #DIV/0! |  |  |  | 31.5 | #DIV/0! | #DIV/0! | #DIV/0! | #DIV/0! | #DIV/0! | #DIV/0! | #DIV/0! | #DIV/0! | #DIV/0! | #DIV/0! | #DIV/0! | #DIV/0! | #DIV/0! |  |  |  | 31.5 | #DIV/0! | #DIV/0! | #DIV/0! | #DIV/0! | #DIV/0! | #DIV/0! | #DIV/0! | #DIV/0! | #DIV/0! | #DIV/0! | #DIV/0! | #DIV/0! | #DIV/0! |  |  |  | 31.5 | #DIV/0! | #DIV/0! | #DIV/0! | #DIV/0! | #DIV/0! | #DIV/0! | #DIV/0! | #DIV/0! | #DIV/0! | #DIV/0! | #DIV/0! | #DIV/0! | #DIV/0! |  |  |  | 31.5 | #DIV/0! | #DIV/0! | #DIV/0! | #DIV/0! | #DIV/0! | #DIV/0! | #DIV/0! | #DIV/0! | #DIV/0! | #DIV/0! | #DIV/0! | #DIV/0! | #DIV/0!
[15 empty] | 31.6 | 47.8191 | 77.7288 | 2940.9904 | 4764.9759 | 2940.9904 | 4764.9759 | 13.9654 | 16.97 | 1 | 1 | 2940.9904 | 4764.9759 |  |  |  |  | 31.6 | #DIV/0! | #DIV/0! | #DIV/0! | #DIV/0! | #DIV/0! | #DIV/0! | #DIV/0! | #DIV/0! | #DIV/0! | #DIV/0! | #DIV/0! | #DIV/0! | #DIV/0! |  |  |  | 31.6 | #DIV/0! | #DIV/0! | #DIV/0! | #DIV/0! | #DIV/0! | #DIV/0! | #DIV/0! | #DIV/0! | #DIV/0! | #DIV/0! | #DIV/0! | #DIV/0! | #DIV/0! |  |  |  | 31.6 | #DIV/0! | #DIV/0! | #DIV/0! | #DIV/0! | #DIV/0! | #DIV/0! | #DIV/0! | #DIV/0! | #DIV/0! | #DIV/0! | #DIV/0! | #DIV/0! | #DIV/0! |  |  |  | 31.6 | #DIV/0! | #DIV/0! | #DIV/0! | #DIV/0! | #DIV/0! | #DIV/0! | #DIV/0! | #DIV/0! | #DIV/0! | #DIV/0! | #DIV/0! | #DIV/0! | #DIV/0! |  |  |  | 31.6 | #DIV/0! | #DIV/0! | #DIV/0! | #DIV/0! | #DIV/0! | #DIV/0! | #DIV/0! | #DIV/0! | #DIV/0! | #DIV/0! | #DIV/0! | #DIV/0! | #DIV/0! |  |  |  | 31.6 | #DIV/0! | #DIV/0! | #DIV/0! | #DIV/0! | #DIV/0! | #DIV/0! | #DIV/0! | #DIV/0! | #DIV/0! | #DIV/0! | #DIV/0! | #DIV/0! | #DIV/0! |  |  |  | 31.6 | #DIV/0! | #DIV/0! | #DIV/0! | #DIV/0! | #DIV/0! | #DIV/0! | #DIV/0! | #DIV/0! | #DIV/0! | #DIV/0! | #DIV/0! | #DIV/0! | #DIV/0!
[15 empty] | 31.7 | 47.9547 | 77.6452 | 2941.5367 | 4764.1549 | 2941.5367 | 4764.1549 | 14.0076 | 17.0152 | 1 | 1 | 2941.5367 | 4764.1549 |  |  |  |  | 31.7 | #DIV/0! | #DIV/0! | #DIV/0! | #DIV/0! | #DIV/0! | #DIV/0! | #DIV/0! | #DIV/0! | #DIV/0! | #DIV/0! | #DIV/0! | #DIV/0! | #DIV/0! |  |  |  | 31.7 | #DIV/0! | #DIV/0! | #DIV/0! | #DIV/0! | #DIV/0! | #DIV/0! | #DIV/0! | #DIV/0! | #DIV/0! | #DIV/0! | #DIV/0! | #DIV/0! | #DIV/0! |  |  |  | 31.7 | #DIV/0! | #DIV/0! | #DIV/0! | #DIV/0! | #DIV/0! | #DIV/0! | #DIV/0! | #DIV/0! | #DIV/0! | #DIV/0! | #DIV/0! | #DIV/0! | #DIV/0! |  |  |  | 31.7 | #DIV/0! | #DIV/0! | #DIV/0! | #DIV/0! | #DIV/0! | #DIV/0! | #DIV/0! | #DIV/0! | #DIV/0! | #DIV/0! | #DIV/0! | #DIV/0! | #DIV/0! |  |  |  | 31.7 | #DIV/0! | #DIV/0! | #DIV/0! | #DIV/0! | #DIV/0! | #DIV/0! | #DIV/0! | #DIV/0! | #DIV/0! | #DIV/0! | #DIV/0! | #DIV/0! | #DIV/0! |  |  |  | 31.7 | #DIV/0! | #DIV/0! | #DIV/0! | #DIV/0! | #DIV/0! | #DIV/0! | #DIV/0! | #DIV/0! | #DIV/0! | #DIV/0! | #DIV/0! | #DIV/0! | #DIV/0! |  |  |  | 31.7 | #DIV/0! | #DIV/0! | #DIV/0! | #DIV/0! | #DIV/0! | #DIV/0! | #DIV/0! | #DIV/0! | #DIV/0! | #DIV/0! | #DIV/0! | #DIV/0! | #DIV/0!
[15 empty] | 31.8 | 48.0901 | 77.5614 | 2942.0846 | 4763.3318 | 2942.0846 | 4763.3318 | 14.0498 | 17.0603 | 1 | 1 | 2942.0846 | 4763.3318 |  |  |  |  | 31.8 | #DIV/0! | #DIV/0! | #DIV/0! | #DIV/0! | #DIV/0! | #DIV/0! | #DIV/0! | #DIV/0! | #DIV/0! | #DIV/0! | #DIV/0! | #DIV/0! | #DIV/0! |  |  |  | 31.8 | #DIV/0! | #DIV/0! | #DIV/0! | #DIV/0! | #DIV/0! | #DIV/0! | #DIV/0! | #DIV/0! | #DIV/0! | #DIV/0! | #DIV/0! | #DIV/0! | #DIV/0! |  |  |  | 31.8 | #DIV/0! | #DIV/0! | #DIV/0! | #DIV/0! | #DIV/0! | #DIV/0! | #DIV/0! | #DIV/0! | #DIV/0! | #DIV/0! | #DIV/0! | #DIV/0! | #DIV/0! |  |  |  | 31.8 | #DIV/0! | #DIV/0! | #DIV/0! | #DIV/0! | #DIV/0! | #DIV/0! | #DIV/0! | #DIV/0! | #DIV/0! | #DIV/0! | #DIV/0! | #DIV/0! | #DIV/0! |  |  |  | 31.8 | #DIV/0! | #DIV/0! | #DIV/0! | #DIV/0! | #DIV/0! | #DIV/0! | #DIV/0! | #DIV/0! | #DIV/0! | #DIV/0! | #DIV/0! | #DIV/0! | #DIV/0! |  |  |  | 31.8 | #DIV/0! | #DIV/0! | #DIV/0! | #DIV/0! | #DIV/0! | #DIV/0! | #DIV/0! | #DIV/0! | #DIV/0! | #DIV/0! | #DIV/0! | #DIV/0! | #DIV/0! |  |  |  | 31.8 | #DIV/0! | #DIV/0! | #DIV/0! | #DIV/0! | #DIV/0! | #DIV/0! | #DIV/0! | #DIV/0! | #DIV/0! | #DIV/0! | #DIV/0! | #DIV/0! | #DIV/0!
[15 empty] | 31.9 | 48.2254 | 77.4774 | 2942.6342 | 4762.5064 | 2942.6342 | 4762.5064 | 14.0919 | 17.1053 | 1 | 1 | 2942.6342 | 4762.5064 |  |  |  |  | 31.9 | #DIV/0! | #DIV/0! | #DIV/0! | #DIV/0! | #DIV/0! | #DIV/0! | #DIV/0! | #DIV/0! | #DIV/0! | #DIV/0! | #DIV/0! | #DIV/0! | #DIV/0! |  |  |  | 31.9 | #DIV/0! | #DIV/0! | #DIV/0! | #DIV/0! | #DIV/0! | #DIV/0! | #DIV/0! | #DIV/0! | #DIV/0! | #DIV/0! | #DIV/0! | #DIV/0! | #DIV/0! |  |  |  | 31.9 | #DIV/0! | #DIV/0! | #DIV/0! | #DIV/0! | #DIV/0! | #DIV/0! | #DIV/0! | #DIV/0! | #DIV/0! | #DIV/0! | #DIV/0! | #DIV/0! | #DIV/0! |  |  |  | 31.9 | #DIV/0! | #DIV/0! | #DIV/0! | #DIV/0! | #DIV/0! | #DIV/0! | #DIV/0! | #DIV/0! | #DIV/0! | #DIV/0! | #DIV/0! | #DIV/0! | #DIV/0! |  |  |  | 31.9 | #DIV/0! | #DIV/0! | #DIV/0! | #DIV/0! | #DIV/0! | #DIV/0! | #DIV/0! | #DIV/0! | #DIV/0! | #DIV/0! | #DIV/0! | #DIV/0! | #DIV/0! |  |  |  | 31.9 | #DIV/0! | #DIV/0! | #DIV/0! | #DIV/0! | #DIV/0! | #DIV/0! | #DIV/0! | #DIV/0! | #DIV/0! | #DIV/0! | #DIV/0! | #DIV/0! | #DIV/0! |  |  |  | 31.9 | #DIV/0! | #DIV/0! | #DIV/0! | #DIV/0! | #DIV/0! | #DIV/0! | #DIV/0! | #DIV/0! | #DIV/0! | #DIV/0! | #DIV/0! | #DIV/0! | #DIV/0!
[15 empty] | 32 | 48.3606 | 77.3931 | 2943.1855 | 4761.6789 | 2943.1855 | 4761.6789 | 14.1341 | 17.1503 | 1 | 1 | 2943.1855 | 4761.6789 |  |  |  |  | 32 | #DIV/0! | #DIV/0! | #DIV/0! | #DIV/0! | #DIV/0! | #DIV/0! | #DIV/0! | #DIV/0! | #DIV/0! | #DIV/0! | #DIV/0! | #DIV/0! | #DIV/0! |  |  |  | 32 | #DIV/0! | #DIV/0! | #DIV/0! | #DIV/0! | #DIV/0! | #DIV/0! | #DIV/0! | #DIV/0! | #DIV/0! | #DIV/0! | #DIV/0! | #DIV/0! | #DIV/0! |  |  |  | 32 | #DIV/0! | #DIV/0! | #DIV/0! | #DIV/0! | #DIV/0! | #DIV/0! | #DIV/0! | #DIV/0! | #DIV/0! | #DIV/0! | #DIV/0! | #DIV/0! | #DIV/0! |  |  |  | 32 | #DIV/0! | #DIV/0! | #DIV/0! | #DIV/0! | #DIV/0! | #DIV/0! | #DIV/0! | #DIV/0! | #DIV/0! | #DIV/0! | #DIV/0! | #DIV/0! | #DIV/0! |  |  |  | 32 | #DIV/0! | #DIV/0! | #DIV/0! | #DIV/0! | #DIV/0! | #DIV/0! | #DIV/0! | #DIV/0! | #DIV/0! | #DIV/0! | #DIV/0! | #DIV/0! | #DIV/0! |  |  |  | 32 | #DIV/0! | #DIV/0! | #DIV/0! | #DIV/0! | #DIV/0! | #DIV/0! | #DIV/0! | #DIV/0! | #DIV/0! | #DIV/0! | #DIV/0! | #DIV/0! | #DIV/0! |  |  |  | 32 | #DIV/0! | #DIV/0! | #DIV/0! | #DIV/0! | #DIV/0! | #DIV/0! | #DIV/0! | #DIV/0! | #DIV/0! | #DIV/0! | #DIV/0! | #DIV/0! | #DIV/0!
[15 empty] | 32.1 | 48.4956 | 77.3086 | 2943.7385 | 4760.8492 | 2943.7385 | 4760.8492 | 14.1762 | 17.1951 | 1 | 1 | 2943.7385 | 4760.8492 |  |  |  |  | 32.1 | #DIV/0! | #DIV/0! | #DIV/0! | #DIV/0! | #DIV/0! | #DIV/0! | #DIV/0! | #DIV/0! | #DIV/0! | #DIV/0! | #DIV/0! | #DIV/0! | #DIV/0! |  |  |  | 32.1 | #DIV/0! | #DIV/0! | #DIV/0! | #DIV/0! | #DIV/0! | #DIV/0! | #DIV/0! | #DIV/0! | #DIV/0! | #DIV/0! | #DIV/0! | #DIV/0! | #DIV/0! |  |  |  | 32.1 | #DIV/0! | #DIV/0! | #DIV/0! | #DIV/0! | #DIV/0! | #DIV/0! | #DIV/0! | #DIV/0! | #DIV/0! | #DIV/0! | #DIV/0! | #DIV/0! | #DIV/0! |  |  |  | 32.1 | #DIV/0! | #DIV/0! | #DIV/0! | #DIV/0! | #DIV/0! | #DIV/0! | #DIV/0! | #DIV/0! | #DIV/0! | #DIV/0! | #DIV/0! | #DIV/0! | #DIV/0! |  |  |  | 32.1 | #DIV/0! | #DIV/0! | #DIV/0! | #DIV/0! | #DIV/0! | #DIV/0! | #DIV/0! | #DIV/0! | #DIV/0! | #DIV/0! | #DIV/0! | #DIV/0! | #DIV/0! |  |  |  | 32.1 | #DIV/0! | #DIV/0! | #DIV/0! | #DIV/0! | #DIV/0! | #DIV/0! | #DIV/0! | #DIV/0! | #DIV/0! | #DIV/0! | #DIV/0! | #DIV/0! | #DIV/0! |  |  |  | 32.1 | #DIV/0! | #DIV/0! | #DIV/0! | #DIV/0! | #DIV/0! | #DIV/0! | #DIV/0! | #DIV/0! | #DIV/0! | #DIV/0! | #DIV/0! | #DIV/0! | #DIV/0!
[15 empty] | 32.2 | 48.6304 | 77.2238 | 2944.2932 | 4760.0173 | 2944.2932 | 4760.0173 | 14.2183 | 17.2399 | 1 | 1 | 2944.2932 | 4760.0173 |  |  |  |  | 32.2 | #DIV/0! | #DIV/0! | #DIV/0! | #DIV/0! | #DIV/0! | #DIV/0! | #DIV/0! | #DIV/0! | #DIV/0! | #DIV/0! | #DIV/0! | #DIV/0! | #DIV/0! |  |  |  | 32.2 | #DIV/0! | #DIV/0! | #DIV/0! | #DIV/0! | #DIV/0! | #DIV/0! | #DIV/0! | #DIV/0! | #DIV/0! | #DIV/0! | #DIV/0! | #DIV/0! | #DIV/0! |  |  |  | 32.2 | #DIV/0! | #DIV/0! | #DIV/0! | #DIV/0! | #DIV/0! | #DIV/0! | #DIV/0! | #DIV/0! | #DIV/0! | #DIV/0! | #DIV/0! | #DIV/0! | #DIV/0! |  |  |  | 32.2 | #DIV/0! | #DIV/0! | #DIV/0! | #DIV/0! | #DIV/0! | #DIV/0! | #DIV/0! | #DIV/0! | #DIV/0! | #DIV/0! | #DIV/0! | #DIV/0! | #DIV/0! |  |  |  | 32.2 | #DIV/0! | #DIV/0! | #DIV/0! | #DIV/0! | #DIV/0! | #DIV/0! | #DIV/0! | #DIV/0! | #DIV/0! | #DIV/0! | #DIV/0! | #DIV/0! | #DIV/0! |  |  |  | 32.2 | #DIV/0! | #DIV/0! | #DIV/0! | #DIV/0! | #DIV/0! | #DIV/0! | #DIV/0! | #DIV/0! | #DIV/0! | #DIV/0! | #DIV/0! | #DIV/0! | #DIV/0! |  |  |  | 32.2 | #DIV/0! | #DIV/0! | #DIV/0! | #DIV/0! | #DIV/0! | #DIV/0! | #DIV/0! | #DIV/0! | #DIV/0! | #DIV/0! | #DIV/0! | #DIV/0! | #DIV/0!
[15 empty] | 32.3 | 48.7651 | 77.1388 | 2944.8496 | 4759.1833 | 2944.8496 | 4759.1833 | 14.2604 | 17.2847 | 1 | 1 | 2944.8496 | 4759.1833 |  |  |  |  | 32.3 | #DIV/0! | #DIV/0! | #DIV/0! | #DIV/0! | #DIV/0! | #DIV/0! | #DIV/0! | #DIV/0! | #DIV/0! | #DIV/0! | #DIV/0! | #DIV/0! | #DIV/0! |  |  |  | 32.3 | #DIV/0! | #DIV/0! | #DIV/0! | #DIV/0! | #DIV/0! | #DIV/0! | #DIV/0! | #DIV/0! | #DIV/0! | #DIV/0! | #DIV/0! | #DIV/0! | #DIV/0! |  |  |  | 32.3 | #DIV/0! | #DIV/0! | #DIV/0! | #DIV/0! | #DIV/0! | #DIV/0! | #DIV/0! | #DIV/0! | #DIV/0! | #DIV/0! | #DIV/0! | #DIV/0! | #DIV/0! |  |  |  | 32.3 | #DIV/0! | #DIV/0! | #DIV/0! | #DIV/0! | #DIV/0! | #DIV/0! | #DIV/0! | #DIV/0! | #DIV/0! | #DIV/0! | #DIV/0! | #DIV/0! | #DIV/0! |  |  |  | 32.3 | #DIV/0! | #DIV/0! | #DIV/0! | #DIV/0! | #DIV/0! | #DIV/0! | #DIV/0! | #DIV/0! | #DIV/0! | #DIV/0! | #DIV/0! | #DIV/0! | #DIV/0! |  |  |  | 32.3 | #DIV/0! | #DIV/0! | #DIV/0! | #DIV/0! | #DIV/0! | #DIV/0! | #DIV/0! | #DIV/0! | #DIV/0! | #DIV/0! | #DIV/0! | #DIV/0! | #DIV/0! |  |  |  | 32.3 | #DIV/0! | #DIV/0! | #DIV/0! | #DIV/0! | #DIV/0! | #DIV/0! | #DIV/0! | #DIV/0! | #DIV/0! | #DIV/0! | #DIV/0! | #DIV/0! | #DIV/0!
[15 empty] | 32.4 | 48.8997 | 77.0536 | 2945.4077 | 4758.3471 | 2945.4077 | 4758.3471 | 14.3024 | 17.3293 | 1 | 1 | 2945.4077 | 4758.3471 |  |  |  |  | 32.4 | #DIV/0! | #DIV/0! | #DIV/0! | #DIV/0! | #DIV/0! | #DIV/0! | #DIV/0! | #DIV/0! | #DIV/0! | #DIV/0! | #DIV/0! | #DIV/0! | #DIV/0! |  |  |  | 32.4 | #DIV/0! | #DIV/0! | #DIV/0! | #DIV/0! | #DIV/0! | #DIV/0! | #DIV/0! | #DIV/0! | #DIV/0! | #DIV/0! | #DIV/0! | #DIV/0! | #DIV/0! |  |  |  | 32.4 | #DIV/0! | #DIV/0! | #DIV/0! | #DIV/0! | #DIV/0! | #DIV/0! | #DIV/0! | #DIV/0! | #DIV/0! | #DIV/0! | #DIV/0! | #DIV/0! | #DIV/0! |  |  |  | 32.4 | #DIV/0! | #DIV/0! | #DIV/0! | #DIV/0! | #DIV/0! | #DIV/0! | #DIV/0! | #DIV/0! | #DIV/0! | #DIV/0! | #DIV/0! | #DIV/0! | #DIV/0! |  |  |  | 32.4 | #DIV/0! | #DIV/0! | #DIV/0! | #DIV/0! | #DIV/0! | #DIV/0! | #DIV/0! | #DIV/0! | #DIV/0! | #DIV/0! | #DIV/0! | #DIV/0! | #DIV/0! |  |  |  | 32.4 | #DIV/0! | #DIV/0! | #DIV/0! | #DIV/0! | #DIV/0! | #DIV/0! | #DIV/0! | #DIV/0! | #DIV/0! | #DIV/0! | #DIV/0! | #DIV/0! | #DIV/0! |  |  |  | 32.4 | #DIV/0! | #DIV/0! | #DIV/0! | #DIV/0! | #DIV/0! | #DIV/0! | #DIV/0! | #DIV/0! | #DIV/0! | #DIV/0! | #DIV/0! | #DIV/0! | #DIV/0!
[15 empty] | 32.5 | 49.0341 | 76.9681 | 2945.9675 | 4757.5087 | 2945.9675 | 4757.5087 | 14.3445 | 17.3739 | 1 | 1 | 2945.9675 | 4757.5087 |  |  |  |  | 32.5 | #DIV/0! | #DIV/0! | #DIV/0! | #DIV/0! | #DIV/0! | #DIV/0! | #DIV/0! | #DIV/0! | #DIV/0! | #DIV/0! | #DIV/0! | #DIV/0! | #DIV/0! |  |  |  | 32.5 | #DIV/0! | #DIV/0! | #DIV/0! | #DIV/0! | #DIV/0! | #DIV/0! | #DIV/0! | #DIV/0! | #DIV/0! | #DIV/0! | #DIV/0! | #DIV/0! | #DIV/0! |  |  |  | 32.5 | #DIV/0! | #DIV/0! | #DIV/0! | #DIV/0! | #DIV/0! | #DIV/0! | #DIV/0! | #DIV/0! | #DIV/0! | #DIV/0! | #DIV/0! | #DIV/0! | #DIV/0! |  |  |  | 32.5 | #DIV/0! | #DIV/0! | #DIV/0! | #DIV/0! | #DIV/0! | #DIV/0! | #DIV/0! | #DIV/0! | #DIV/0! | #DIV/0! | #DIV/0! | #DIV/0! | #DIV/0! |  |  |  | 32.5 | #DIV/0! | #DIV/0! | #DIV/0! | #DIV/0! | #DIV/0! | #DIV/0! | #DIV/0! | #DIV/0! | #DIV/0! | #DIV/0! | #DIV/0! | #DIV/0! | #DIV/0! |  |  |  | 32.5 | #DIV/0! | #DIV/0! | #DIV/0! | #DIV/0! | #DIV/0! | #DIV/0! | #DIV/0! | #DIV/0! | #DIV/0! | #DIV/0! | #DIV/0! | #DIV/0! | #DIV/0! |  |  |  | 32.5 | #DIV/0! | #DIV/0! | #DIV/0! | #DIV/0! | #DIV/0! | #DIV/0! | #DIV/0! | #DIV/0! | #DIV/0! | #DIV/0! | #DIV/0! | #DIV/0! | #DIV/0!
[15 empty] | 32.6 | 49.1684 | 76.8824 | 2946.529 | 4756.6682 | 2946.529 | 4756.6682 | 14.3865 | 17.4184 | 1 | 1 | 2946.529 | 4756.6682 |  |  |  |  | 32.6 | #DIV/0! | #DIV/0! | #DIV/0! | #DIV/0! | #DIV/0! | #DIV/0! | #DIV/0! | #DIV/0! | #DIV/0! | #DIV/0! | #DIV/0! | #DIV/0! | #DIV/0! |  |  |  | 32.6 | #DIV/0! | #DIV/0! | #DIV/0! | #DIV/0! | #DIV/0! | #DIV/0! | #DIV/0! | #DIV/0! | #DIV/0! | #DIV/0! | #DIV/0! | #DIV/0! | #DIV/0! |  |  |  | 32.6 | #DIV/0! | #DIV/0! | #DIV/0! | #DIV/0! | #DIV/0! | #DIV/0! | #DIV/0! | #DIV/0! | #DIV/0! | #DIV/0! | #DIV/0! | #DIV/0! | #DIV/0! |  |  |  | 32.6 | #DIV/0! | #DIV/0! | #DIV/0! | #DIV/0! | #DIV/0! | #DIV/0! | #DIV/0! | #DIV/0! | #DIV/0! | #DIV/0! | #DIV/0! | #DIV/0! | #DIV/0! |  |  |  | 32.6 | #DIV/0! | #DIV/0! | #DIV/0! | #DIV/0! | #DIV/0! | #DIV/0! | #DIV/0! | #DIV/0! | #DIV/0! | #DIV/0! | #DIV/0! | #DIV/0! | #DIV/0! |  |  |  | 32.6 | #DIV/0! | #DIV/0! | #DIV/0! | #DIV/0! | #DIV/0! | #DIV/0! | #DIV/0! | #DIV/0! | #DIV/0! | #DIV/0! | #DIV/0! | #DIV/0! | #DIV/0! |  |  |  | 32.6 | #DIV/0! | #DIV/0! | #DIV/0! | #DIV/0! | #DIV/0! | #DIV/0! | #DIV/0! | #DIV/0! | #DIV/0! | #DIV/0! | #DIV/0! | #DIV/0! | #DIV/0!
[15 empty] | 32.7 | 49.3025 | 76.7965 | 2947.0921 | 4755.8255 | 2947.0921 | 4755.8255 | 14.4285 | 17.4628 | 1 | 1 | 2947.0921 | 4755.8255 |  |  |  |  | 32.7 | #DIV/0! | #DIV/0! | #DIV/0! | #DIV/0! | #DIV/0! | #DIV/0! | #DIV/0! | #DIV/0! | #DIV/0! | #DIV/0! | #DIV/0! | #DIV/0! | #DIV/0! |  |  |  | 32.7 | #DIV/0! | #DIV/0! | #DIV/0! | #DIV/0! | #DIV/0! | #DIV/0! | #DIV/0! | #DIV/0! | #DIV/0! | #DIV/0! | #DIV/0! | #DIV/0! | #DIV/0! |  |  |  | 32.7 | #DIV/0! | #DIV/0! | #DIV/0! | #DIV/0! | #DIV/0! | #DIV/0! | #DIV/0! | #DIV/0! | #DIV/0! | #DIV/0! | #DIV/0! | #DIV/0! | #DIV/0! |  |  |  | 32.7 | #DIV/0! | #DIV/0! | #DIV/0! | #DIV/0! | #DIV/0! | #DIV/0! | #DIV/0! | #DIV/0! | #DIV/0! | #DIV/0! | #DIV/0! | #DIV/0! | #DIV/0! |  |  |  | 32.7 | #DIV/0! | #DIV/0! | #DIV/0! | #DIV/0! | #DIV/0! | #DIV/0! | #DIV/0! | #DIV/0! | #DIV/0! | #DIV/0! | #DIV/0! | #DIV/0! | #DIV/0! |  |  |  | 32.7 | #DIV/0! | #DIV/0! | #DIV/0! | #DIV/0! | #DIV/0! | #DIV/0! | #DIV/0! | #DIV/0! | #DIV/0! | #DIV/0! | #DIV/0! | #DIV/0! | #DIV/0! |  |  |  | 32.7 | #DIV/0! | #DIV/0! | #DIV/0! | #DIV/0! | #DIV/0! | #DIV/0! | #DIV/0! | #DIV/0! | #DIV/0! | #DIV/0! | #DIV/0! | #DIV/0! | #DIV/0!
[15 empty] | 32.8 | 49.4364 | 76.7103 | 2947.657 | 4754.9807 | 2947.657 | 4754.9807 | 14.4704 | 17.5071 | 1 | 1 | 2947.657 | 4754.9807 |  |  |  |  | 32.8 | #DIV/0! | #DIV/0! | #DIV/0! | #DIV/0! | #DIV/0! | #DIV/0! | #DIV/0! | #DIV/0! | #DIV/0! | #DIV/0! | #DIV/0! | #DIV/0! | #DIV/0! |  |  |  | 32.8 | #DIV/0! | #DIV/0! | #DIV/0! | #DIV/0! | #DIV/0! | #DIV/0! | #DIV/0! | #DIV/0! | #DIV/0! | #DIV/0! | #DIV/0! | #DIV/0! | #DIV/0! |  |  |  | 32.8 | #DIV/0! | #DIV/0! | #DIV/0! | #DIV/0! | #DIV/0! | #DIV/0! | #DIV/0! | #DIV/0! | #DIV/0! | #DIV/0! | #DIV/0! | #DIV/0! | #DIV/0! |  |  |  | 32.8 | #DIV/0! | #DIV/0! | #DIV/0! | #DIV/0! | #DIV/0! | #DIV/0! | #DIV/0! | #DIV/0! | #DIV/0! | #DIV/0! | #DIV/0! | #DIV/0! | #DIV/0! |  |  |  | 32.8 | #DIV/0! | #DIV/0! | #DIV/0! | #DIV/0! | #DIV/0! | #DIV/0! | #DIV/0! | #DIV/0! | #DIV/0! | #DIV/0! | #DIV/0! | #DIV/0! | #DIV/0! |  |  |  | 32.8 | #DIV/0! | #DIV/0! | #DIV/0! | #DIV/0! | #DIV/0! | #DIV/0! | #DIV/0! | #DIV/0! | #DIV/0! | #DIV/0! | #DIV/0! | #DIV/0! | #DIV/0! |  |  |  | 32.8 | #DIV/0! | #DIV/0! | #DIV/0! | #DIV/0! | #DIV/0! | #DIV/0! | #DIV/0! | #DIV/0! | #DIV/0! | #DIV/0! | #DIV/0! | #DIV/0! | #DIV/0!
[15 empty] | 32.9 | 49.5702 | 76.6239 | 2948.2236 | 4754.1337 | 2948.2236 | 4754.1337 | 14.5124 | 17.5514 | 1 | 1 | 2948.2236 | 4754.1337 |  |  |  |  | 32.9 | #DIV/0! | #DIV/0! | #DIV/0! | #DIV/0! | #DIV/0! | #DIV/0! | #DIV/0! | #DIV/0! | #DIV/0! | #DIV/0! | #DIV/0! | #DIV/0! | #DIV/0! |  |  |  | 32.9 | #DIV/0! | #DIV/0! | #DIV/0! | #DIV/0! | #DIV/0! | #DIV/0! | #DIV/0! | #DIV/0! | #DIV/0! | #DIV/0! | #DIV/0! | #DIV/0! | #DIV/0! |  |  |  | 32.9 | #DIV/0! | #DIV/0! | #DIV/0! | #DIV/0! | #DIV/0! | #DIV/0! | #DIV/0! | #DIV/0! | #DIV/0! | #DIV/0! | #DIV/0! | #DIV/0! | #DIV/0! |  |  |  | 32.9 | #DIV/0! | #DIV/0! | #DIV/0! | #DIV/0! | #DIV/0! | #DIV/0! | #DIV/0! | #DIV/0! | #DIV/0! | #DIV/0! | #DIV/0! | #DIV/0! | #DIV/0! |  |  |  | 32.9 | #DIV/0! | #DIV/0! | #DIV/0! | #DIV/0! | #DIV/0! | #DIV/0! | #DIV/0! | #DIV/0! | #DIV/0! | #DIV/0! | #DIV/0! | #DIV/0! | #DIV/0! |  |  |  | 32.9 | #DIV/0! | #DIV/0! | #DIV/0! | #DIV/0! | #DIV/0! | #DIV/0! | #DIV/0! | #DIV/0! | #DIV/0! | #DIV/0! | #DIV/0! | #DIV/0! | #DIV/0! |  |  |  | 32.9 | #DIV/0! | #DIV/0! | #DIV/0! | #DIV/0! | #DIV/0! | #DIV/0! | #DIV/0! | #DIV/0! | #DIV/0! | #DIV/0! | #DIV/0! | #DIV/0! | #DIV/0!
[15 empty] | 33 | 49.7039 | 76.5373 | 2948.7918 | 4753.2845 | 2948.7918 | 4753.2845 | 14.5543 | 17.5956 | 1 | 1 | 2948.7918 | 4753.2845 |  |  |  |  | 33 | #DIV/0! | #DIV/0! | #DIV/0! | #DIV/0! | #DIV/0! | #DIV/0! | #DIV/0! | #DIV/0! | #DIV/0! | #DIV/0! | #DIV/0! | #DIV/0! | #DIV/0! |  |  |  | 33 | #DIV/0! | #DIV/0! | #DIV/0! | #DIV/0! | #DIV/0! | #DIV/0! | #DIV/0! | #DIV/0! | #DIV/0! | #DIV/0! | #DIV/0! | #DIV/0! | #DIV/0! |  |  |  | 33 | #DIV/0! | #DIV/0! | #DIV/0! | #DIV/0! | #DIV/0! | #DIV/0! | #DIV/0! | #DIV/0! | #DIV/0! | #DIV/0! | #DIV/0! | #DIV/0! | #DIV/0! |  |  |  | 33 | #DIV/0! | #DIV/0! | #DIV/0! | #DIV/0! | #DIV/0! | #DIV/0! | #DIV/0! | #DIV/0! | #DIV/0! | #DIV/0! | #DIV/0! | #DIV/0! | #DIV/0! |  |  |  | 33 | #DIV/0! | #DIV/0! | #DIV/0! | #DIV/0! | #DIV/0! | #DIV/0! | #DIV/0! | #DIV/0! | #DIV/0! | #DIV/0! | #DIV/0! | #DIV/0! | #DIV/0! |  |  |  | 33 | #DIV/0! | #DIV/0! | #DIV/0! | #DIV/0! | #DIV/0! | #DIV/0! | #DIV/0! | #DIV/0! | #DIV/0! | #DIV/0! | #DIV/0! | #DIV/0! | #DIV/0! |  |  |  | 33 | #DIV/0! | #DIV/0! | #DIV/0! | #DIV/0! | #DIV/0! | #DIV/0! | #DIV/0! | #DIV/0! | #DIV/0! | #DIV/0! | #DIV/0! | #DIV/0! | #DIV/0!
[15 empty] | 33.1 | 49.8374 | 76.4504 | 2949.3617 | 4752.4332 | 2949.3617 | 4752.4332 | 14.5963 | 17.6397 | 1 | 1 | 2949.3617 | 4752.4332 |  |  |  |  | 33.1 | #DIV/0! | #DIV/0! | #DIV/0! | #DIV/0! | #DIV/0! | #DIV/0! | #DIV/0! | #DIV/0! | #DIV/0! | #DIV/0! | #DIV/0! | #DIV/0! | #DIV/0! |  |  |  | 33.1 | #DIV/0! | #DIV/0! | #DIV/0! | #DIV/0! | #DIV/0! | #DIV/0! | #DIV/0! | #DIV/0! | #DIV/0! | #DIV/0! | #DIV/0! | #DIV/0! | #DIV/0! |  |  |  | 33.1 | #DIV/0! | #DIV/0! | #DIV/0! | #DIV/0! | #DIV/0! | #DIV/0! | #DIV/0! | #DIV/0! | #DIV/0! | #DIV/0! | #DIV/0! | #DIV/0! | #DIV/0! |  |  |  | 33.1 | #DIV/0! | #DIV/0! | #DIV/0! | #DIV/0! | #DIV/0! | #DIV/0! | #DIV/0! | #DIV/0! | #DIV/0! | #DIV/0! | #DIV/0! | #DIV/0! | #DIV/0! |  |  |  | 33.1 | #DIV/0! | #DIV/0! | #DIV/0! | #DIV/0! | #DIV/0! | #DIV/0! | #DIV/0! | #DIV/0! | #DIV/0! | #DIV/0! | #DIV/0! | #DIV/0! | #DIV/0! |  |  |  | 33.1 | #DIV/0! | #DIV/0! | #DIV/0! | #DIV/0! | #DIV/0! | #DIV/0! | #DIV/0! | #DIV/0! | #DIV/0! | #DIV/0! | #DIV/0! | #DIV/0! | #DIV/0! |  |  |  | 33.1 | #DIV/0! | #DIV/0! | #DIV/0! | #DIV/0! | #DIV/0! | #DIV/0! | #DIV/0! | #DIV/0! | #DIV/0! | #DIV/0! | #DIV/0! | #DIV/0! | #DIV/0!
[15 empty] | 33.2 | 49.9708 | 76.3633 | 2949.9334 | 4751.5798 | 2949.9334 | 4751.5798 | 14.6381 | 17.6837 | 1 | 1 | 2949.9334 | 4751.5798 |  |  |  |  | 33.2 | #DIV/0! | #DIV/0! | #DIV/0! | #DIV/0! | #DIV/0! | #DIV/0! | #DIV/0! | #DIV/0! | #DIV/0! | #DIV/0! | #DIV/0! | #DIV/0! | #DIV/0! |  |  |  | 33.2 | #DIV/0! | #DIV/0! | #DIV/0! | #DIV/0! | #DIV/0! | #DIV/0! | #DIV/0! | #DIV/0! | #DIV/0! | #DIV/0! | #DIV/0! | #DIV/0! | #DIV/0! |  |  |  | 33.2 | #DIV/0! | #DIV/0! | #DIV/0! | #DIV/0! | #DIV/0! | #DIV/0! | #DIV/0! | #DIV/0! | #DIV/0! | #DIV/0! | #DIV/0! | #DIV/0! | #DIV/0! |  |  |  | 33.2 | #DIV/0! | #DIV/0! | #DIV/0! | #DIV/0! | #DIV/0! | #DIV/0! | #DIV/0! | #DIV/0! | #DIV/0! | #DIV/0! | #DIV/0! | #DIV/0! | #DIV/0! |  |  |  | 33.2 | #DIV/0! | #DIV/0! | #DIV/0! | #DIV/0! | #DIV/0! | #DIV/0! | #DIV/0! | #DIV/0! | #DIV/0! | #DIV/0! | #DIV/0! | #DIV/0! | #DIV/0! |  |  |  | 33.2 | #DIV/0! | #DIV/0! | #DIV/0! | #DIV/0! | #DIV/0! | #DIV/0! | #DIV/0! | #DIV/0! | #DIV/0! | #DIV/0! | #DIV/0! | #DIV/0! | #DIV/0! |  |  |  | 33.2 | #DIV/0! | #DIV/0! | #DIV/0! | #DIV/0! | #DIV/0! | #DIV/0! | #DIV/0! | #DIV/0! | #DIV/0! | #DIV/0! | #DIV/0! | #DIV/0! | #DIV/0!
[15 empty] | 33.3 | 50.104 | 76.276 | 2950.5067 | 4750.7243 | 2950.5067 | 4750.7243 | 14.68 | 17.7276 | 1 | 1 | 2950.5067 | 4750.7243 |  |  |  |  | 33.3 | #DIV/0! | #DIV/0! | #DIV/0! | #DIV/0! | #DIV/0! | #DIV/0! | #DIV/0! | #DIV/0! | #DIV/0! | #DIV/0! | #DIV/0! | #DIV/0! | #DIV/0! |  |  |  | 33.3 | #DIV/0! | #DIV/0! | #DIV/0! | #DIV/0! | #DIV/0! | #DIV/0! | #DIV/0! | #DIV/0! | #DIV/0! | #DIV/0! | #DIV/0! | #DIV/0! | #DIV/0! |  |  |  | 33.3 | #DIV/0! | #DIV/0! | #DIV/0! | #DIV/0! | #DIV/0! | #DIV/0! | #DIV/0! | #DIV/0! | #DIV/0! | #DIV/0! | #DIV/0! | #DIV/0! | #DIV/0! |  |  |  | 33.3 | #DIV/0! | #DIV/0! | #DIV/0! | #DIV/0! | #DIV/0! | #DIV/0! | #DIV/0! | #DIV/0! | #DIV/0! | #DIV/0! | #DIV/0! | #DIV/0! | #DIV/0! |  |  |  | 33.3 | #DIV/0! | #DIV/0! | #DIV/0! | #DIV/0! | #DIV/0! | #DIV/0! | #DIV/0! | #DIV/0! | #DIV/0! | #DIV/0! | #DIV/0! | #DIV/0! | #DIV/0! |  |  |  | 33.3 | #DIV/0! | #DIV/0! | #DIV/0! | #DIV/0! | #DIV/0! | #DIV/0! | #DIV/0! | #DIV/0! | #DIV/0! | #DIV/0! | #DIV/0! | #DIV/0! | #DIV/0! |  |  |  | 33.3 | #DIV/0! | #DIV/0! | #DIV/0! | #DIV/0! | #DIV/0! | #DIV/0! | #DIV/0! | #DIV/0! | #DIV/0! | #DIV/0! | #DIV/0! | #DIV/0! | #DIV/0!
[15 empty] | 33.4 | 50.237 | 76.1884 | 2951.0817 | 4749.8666 | 2951.0817 | 4749.8666 | 14.7219 | 17.7715 | 1 | 1 | 2951.0817 | 4749.8666 |  |  |  |  | 33.4 | #DIV/0! | #DIV/0! | #DIV/0! | #DIV/0! | #DIV/0! | #DIV/0! | #DIV/0! | #DIV/0! | #DIV/0! | #DIV/0! | #DIV/0! | #DIV/0! | #DIV/0! |  |  |  | 33.4 | #DIV/0! | #DIV/0! | #DIV/0! | #DIV/0! | #DIV/0! | #DIV/0! | #DIV/0! | #DIV/0! | #DIV/0! | #DIV/0! | #DIV/0! | #DIV/0! | #DIV/0! |  |  |  | 33.4 | #DIV/0! | #DIV/0! | #DIV/0! | #DIV/0! | #DIV/0! | #DIV/0! | #DIV/0! | #DIV/0! | #DIV/0! | #DIV/0! | #DIV/0! | #DIV/0! | #DIV/0! |  |  |  | 33.4 | #DIV/0! | #DIV/0! | #DIV/0! | #DIV/0! | #DIV/0! | #DIV/0! | #DIV/0! | #DIV/0! | #DIV/0! | #DIV/0! | #DIV/0! | #DIV/0! | #DIV/0! |  |  |  | 33.4 | #DIV/0! | #DIV/0! | #DIV/0! | #DIV/0! | #DIV/0! | #DIV/0! | #DIV/0! | #DIV/0! | #DIV/0! | #DIV/0! | #DIV/0! | #DIV/0! | #DIV/0! |  |  |  | 33.4 | #DIV/0! | #DIV/0! | #DIV/0! | #DIV/0! | #DIV/0! | #DIV/0! | #DIV/0! | #DIV/0! | #DIV/0! | #DIV/0! | #DIV/0! | #DIV/0! | #DIV/0! |  |  |  | 33.4 | #DIV/0! | #DIV/0! | #DIV/0! | #DIV/0! | #DIV/0! | #DIV/0! | #DIV/0! | #DIV/0! | #DIV/0! | #DIV/0! | #DIV/0! | #DIV/0! | #DIV/0!
[15 empty] | 33.5 | 50.3699 | 76.1006 | 2951.6584 | 4749.0068 | 2951.6584 | 4749.0068 | 14.7637 | 17.8153 | 1 | 1 | 2951.6584 | 4749.0068 |  |  |  |  | 33.5 | #DIV/0! | #DIV/0! | #DIV/0! | #DIV/0! | #DIV/0! | #DIV/0! | #DIV/0! | #DIV/0! | #DIV/0! | #DIV/0! | #DIV/0! | #DIV/0! | #DIV/0! |  |  |  | 33.5 | #DIV/0! | #DIV/0! | #DIV/0! | #DIV/0! | #DIV/0! | #DIV/0! | #DIV/0! | #DIV/0! | #DIV/0! | #DIV/0! | #DIV/0! | #DIV/0! | #DIV/0! |  |  |  | 33.5 | #DIV/0! | #DIV/0! | #DIV/0! | #DIV/0! | #DIV/0! | #DIV/0! | #DIV/0! | #DIV/0! | #DIV/0! | #DIV/0! | #DIV/0! | #DIV/0! | #DIV/0! |  |  |  | 33.5 | #DIV/0! | #DIV/0! | #DIV/0! | #DIV/0! | #DIV/0! | #DIV/0! | #DIV/0! | #DIV/0! | #DIV/0! | #DIV/0! | #DIV/0! | #DIV/0! | #DIV/0! |  |  |  | 33.5 | #DIV/0! | #DIV/0! | #DIV/0! | #DIV/0! | #DIV/0! | #DIV/0! | #DIV/0! | #DIV/0! | #DIV/0! | #DIV/0! | #DIV/0! | #DIV/0! | #DIV/0! |  |  |  | 33.5 | #DIV/0! | #DIV/0! | #DIV/0! | #DIV/0! | #DIV/0! | #DIV/0! | #DIV/0! | #DIV/0! | #DIV/0! | #DIV/0! | #DIV/0! | #DIV/0! | #DIV/0! |  |  |  | 33.5 | #DIV/0! | #DIV/0! | #DIV/0! | #DIV/0! | #DIV/0! | #DIV/0! | #DIV/0! | #DIV/0! | #DIV/0! | #DIV/0! | #DIV/0! | #DIV/0! | #DIV/0!
[15 empty] | 33.6 | 50.5027 | 76.0126 | 2952.2368 | 4748.1448 | 2952.2368 | 4748.1448 | 14.8055 | 17.859 | 1 | 1 | 2952.2368 | 4748.1448 |  |  |  |  | 33.6 | #DIV/0! | #DIV/0! | #DIV/0! | #DIV/0! | #DIV/0! | #DIV/0! | #DIV/0! | #DIV/0! | #DIV/0! | #DIV/0! | #DIV/0! | #DIV/0! | #DIV/0! |  |  |  | 33.6 | #DIV/0! | #DIV/0! | #DIV/0! | #DIV/0! | #DIV/0! | #DIV/0! | #DIV/0! | #DIV/0! | #DIV/0! | #DIV/0! | #DIV/0! | #DIV/0! | #DIV/0! |  |  |  | 33.6 | #DIV/0! | #DIV/0! | #DIV/0! | #DIV/0! | #DIV/0! | #DIV/0! | #DIV/0! | #DIV/0! | #DIV/0! | #DIV/0! | #DIV/0! | #DIV/0! | #DIV/0! |  |  |  | 33.6 | #DIV/0! | #DIV/0! | #DIV/0! | #DIV/0! | #DIV/0! | #DIV/0! | #DIV/0! | #DIV/0! | #DIV/0! | #DIV/0! | #DIV/0! | #DIV/0! | #DIV/0! |  |  |  | 33.6 | #DIV/0! | #DIV/0! | #DIV/0! | #DIV/0! | #DIV/0! | #DIV/0! | #DIV/0! | #DIV/0! | #DIV/0! | #DIV/0! | #DIV/0! | #DIV/0! | #DIV/0! |  |  |  | 33.6 | #DIV/0! | #DIV/0! | #DIV/0! | #DIV/0! | #DIV/0! | #DIV/0! | #DIV/0! | #DIV/0! | #DIV/0! | #DIV/0! | #DIV/0! | #DIV/0! | #DIV/0! |  |  |  | 33.6 | #DIV/0! | #DIV/0! | #DIV/0! | #DIV/0! | #DIV/0! | #DIV/0! | #DIV/0! | #DIV/0! | #DIV/0! | #DIV/0! | #DIV/0! | #DIV/0! | #DIV/0!
[15 empty] | 33.7 | 50.6352 | 75.9243 | 2952.8169 | 4747.2808 | 2952.8169 | 4747.2808 | 14.8473 | 17.9026 | 1 | 1 | 2952.8169 | 4747.2808 |  |  |  |  | 33.7 | #DIV/0! | #DIV/0! | #DIV/0! | #DIV/0! | #DIV/0! | #DIV/0! | #DIV/0! | #DIV/0! | #DIV/0! | #DIV/0! | #DIV/0! | #DIV/0! | #DIV/0! |  |  |  | 33.7 | #DIV/0! | #DIV/0! | #DIV/0! | #DIV/0! | #DIV/0! | #DIV/0! | #DIV/0! | #DIV/0! | #DIV/0! | #DIV/0! | #DIV/0! | #DIV/0! | #DIV/0! |  |  |  | 33.7 | #DIV/0! | #DIV/0! | #DIV/0! | #DIV/0! | #DIV/0! | #DIV/0! | #DIV/0! | #DIV/0! | #DIV/0! | #DIV/0! | #DIV/0! | #DIV/0! | #DIV/0! |  |  |  | 33.7 | #DIV/0! | #DIV/0! | #DIV/0! | #DIV/0! | #DIV/0! | #DIV/0! | #DIV/0! | #DIV/0! | #DIV/0! | #DIV/0! | #DIV/0! | #DIV/0! | #DIV/0! |  |  |  | 33.7 | #DIV/0! | #DIV/0! | #DIV/0! | #DIV/0! | #DIV/0! | #DIV/0! | #DIV/0! | #DIV/0! | #DIV/0! | #DIV/0! | #DIV/0! | #DIV/0! | #DIV/0! |  |  |  | 33.7 | #DIV/0! | #DIV/0! | #DIV/0! | #DIV/0! | #DIV/0! | #DIV/0! | #DIV/0! | #DIV/0! | #DIV/0! | #DIV/0! | #DIV/0! | #DIV/0! | #DIV/0! |  |  |  | 33.7 | #DIV/0! | #DIV/0! | #DIV/0! | #DIV/0! | #DIV/0! | #DIV/0! | #DIV/0! | #DIV/0! | #DIV/0! | #DIV/0! | #DIV/0! | #DIV/0! | #DIV/0!
[15 empty] | 33.8 | 50.7677 | 75.8359 | 2953.3987 | 4746.4146 | 2953.3987 | 4746.4146 | 14.8891 | 17.9462 | 1 | 1 | 2953.3987 | 4746.4146 |  |  |  |  | 33.8 | #DIV/0! | #DIV/0! | #DIV/0! | #DIV/0! | #DIV/0! | #DIV/0! | #DIV/0! | #DIV/0! | #DIV/0! | #DIV/0! | #DIV/0! | #DIV/0! | #DIV/0! |  |  |  | 33.8 | #DIV/0! | #DIV/0! | #DIV/0! | #DIV/0! | #DIV/0! | #DIV/0! | #DIV/0! | #DIV/0! | #DIV/0! | #DIV/0! | #DIV/0! | #DIV/0! | #DIV/0! |  |  |  | 33.8 | #DIV/0! | #DIV/0! | #DIV/0! | #DIV/0! | #DIV/0! | #DIV/0! | #DIV/0! | #DIV/0! | #DIV/0! | #DIV/0! | #DIV/0! | #DIV/0! | #DIV/0! |  |  |  | 33.8 | #DIV/0! | #DIV/0! | #DIV/0! | #DIV/0! | #DIV/0! | #DIV/0! | #DIV/0! | #DIV/0! | #DIV/0! | #DIV/0! | #DIV/0! | #DIV/0! | #DIV/0! |  |  |  | 33.8 | #DIV/0! | #DIV/0! | #DIV/0! | #DIV/0! | #DIV/0! | #DIV/0! | #DIV/0! | #DIV/0! | #DIV/0! | #DIV/0! | #DIV/0! | #DIV/0! | #DIV/0! |  |  |  | 33.8 | #DIV/0! | #DIV/0! | #DIV/0! | #DIV/0! | #DIV/0! | #DIV/0! | #DIV/0! | #DIV/0! | #DIV/0! | #DIV/0! | #DIV/0! | #DIV/0! | #DIV/0! |  |  |  | 33.8 | #DIV/0! | #DIV/0! | #DIV/0! | #DIV/0! | #DIV/0! | #DIV/0! | #DIV/0! | #DIV/0! | #DIV/0! | #DIV/0! | #DIV/0! | #DIV/0! | #DIV/0!
[15 empty] | 33.9 | 50.9 | 75.7471 | 2953.9821 | 4745.5463 | 2953.9821 | 4745.5463 | 14.9308 | 17.9897 | 1 | 1 | 2953.9821 | 4745.5463 |  |  |  |  | 33.9 | #DIV/0! | #DIV/0! | #DIV/0! | #DIV/0! | #DIV/0! | #DIV/0! | #DIV/0! | #DIV/0! | #DIV/0! | #DIV/0! | #DIV/0! | #DIV/0! | #DIV/0! |  |  |  | 33.9 | #DIV/0! | #DIV/0! | #DIV/0! | #DIV/0! | #DIV/0! | #DIV/0! | #DIV/0! | #DIV/0! | #DIV/0! | #DIV/0! | #DIV/0! | #DIV/0! | #DIV/0! |  |  |  | 33.9 | #DIV/0! | #DIV/0! | #DIV/0! | #DIV/0! | #DIV/0! | #DIV/0! | #DIV/0! | #DIV/0! | #DIV/0! | #DIV/0! | #DIV/0! | #DIV/0! | #DIV/0! |  |  |  | 33.9 | #DIV/0! | #DIV/0! | #DIV/0! | #DIV/0! | #DIV/0! | #DIV/0! | #DIV/0! | #DIV/0! | #DIV/0! | #DIV/0! | #DIV/0! | #DIV/0! | #DIV/0! |  |  |  | 33.9 | #DIV/0! | #DIV/0! | #DIV/0! | #DIV/0! | #DIV/0! | #DIV/0! | #DIV/0! | #DIV/0! | #DIV/0! | #DIV/0! | #DIV/0! | #DIV/0! | #DIV/0! |  |  |  | 33.9 | #DIV/0! | #DIV/0! | #DIV/0! | #DIV/0! | #DIV/0! | #DIV/0! | #DIV/0! | #DIV/0! | #DIV/0! | #DIV/0! | #DIV/0! | #DIV/0! | #DIV/0! |  |  |  | 33.9 | #DIV/0! | #DIV/0! | #DIV/0! | #DIV/0! | #DIV/0! | #DIV/0! | #DIV/0! | #DIV/0! | #DIV/0! | #DIV/0! | #DIV/0! | #DIV/0! | #DIV/0!
[15 empty] | 34 | 51.0321 | 75.6582 | 2954.5673 | 4744.6759 | 2954.5673 | 4744.6759 | 14.9725 | 18.033 | 1 | 1 | 2954.5673 | 4744.6759 |  |  |  |  | 34 | #DIV/0! | #DIV/0! | #DIV/0! | #DIV/0! | #DIV/0! | #DIV/0! | #DIV/0! | #DIV/0! | #DIV/0! | #DIV/0! | #DIV/0! | #DIV/0! | #DIV/0! |  |  |  | 34 | #DIV/0! | #DIV/0! | #DIV/0! | #DIV/0! | #DIV/0! | #DIV/0! | #DIV/0! | #DIV/0! | #DIV/0! | #DIV/0! | #DIV/0! | #DIV/0! | #DIV/0! |  |  |  | 34 | #DIV/0! | #DIV/0! | #DIV/0! | #DIV/0! | #DIV/0! | #DIV/0! | #DIV/0! | #DIV/0! | #DIV/0! | #DIV/0! | #DIV/0! | #DIV/0! | #DIV/0! |  |  |  | 34 | #DIV/0! | #DIV/0! | #DIV/0! | #DIV/0! | #DIV/0! | #DIV/0! | #DIV/0! | #DIV/0! | #DIV/0! | #DIV/0! | #DIV/0! | #DIV/0! | #DIV/0! |  |  |  | 34 | #DIV/0! | #DIV/0! | #DIV/0! | #DIV/0! | #DIV/0! | #DIV/0! | #DIV/0! | #DIV/0! | #DIV/0! | #DIV/0! | #DIV/0! | #DIV/0! | #DIV/0! |  |  |  | 34 | #DIV/0! | #DIV/0! | #DIV/0! | #DIV/0! | #DIV/0! | #DIV/0! | #DIV/0! | #DIV/0! | #DIV/0! | #DIV/0! | #DIV/0! | #DIV/0! | #DIV/0! |  |  |  | 34 | #DIV/0! | #DIV/0! | #DIV/0! | #DIV/0! | #DIV/0! | #DIV/0! | #DIV/0! | #DIV/0! | #DIV/0! | #DIV/0! | #DIV/0! | #DIV/0! | #DIV/0!
[15 empty] | 34.1 | 51.1641 | 75.569 | 2955.1541 | 4743.8035 | 2955.1541 | 4743.8035 | 15.0142 | 18.0764 | 1 | 1 | 2955.1541 | 4743.8035 |  |  |  |  | 34.1 | #DIV/0! | #DIV/0! | #DIV/0! | #DIV/0! | #DIV/0! | #DIV/0! | #DIV/0! | #DIV/0! | #DIV/0! | #DIV/0! | #DIV/0! | #DIV/0! | #DIV/0! |  |  |  | 34.1 | #DIV/0! | #DIV/0! | #DIV/0! | #DIV/0! | #DIV/0! | #DIV/0! | #DIV/0! | #DIV/0! | #DIV/0! | #DIV/0! | #DIV/0! | #DIV/0! | #DIV/0! |  |  |  | 34.1 | #DIV/0! | #DIV/0! | #DIV/0! | #DIV/0! | #DIV/0! | #DIV/0! | #DIV/0! | #DIV/0! | #DIV/0! | #DIV/0! | #DIV/0! | #DIV/0! | #DIV/0! |  |  |  | 34.1 | #DIV/0! | #DIV/0! | #DIV/0! | #DIV/0! | #DIV/0! | #DIV/0! | #DIV/0! | #DIV/0! | #DIV/0! | #DIV/0! | #DIV/0! | #DIV/0! | #DIV/0! |  |  |  | 34.1 | #DIV/0! | #DIV/0! | #DIV/0! | #DIV/0! | #DIV/0! | #DIV/0! | #DIV/0! | #DIV/0! | #DIV/0! | #DIV/0! | #DIV/0! | #DIV/0! | #DIV/0! |  |  |  | 34.1 | #DIV/0! | #DIV/0! | #DIV/0! | #DIV/0! | #DIV/0! | #DIV/0! | #DIV/0! | #DIV/0! | #DIV/0! | #DIV/0! | #DIV/0! | #DIV/0! | #DIV/0! |  |  |  | 34.1 | #DIV/0! | #DIV/0! | #DIV/0! | #DIV/0! | #DIV/0! | #DIV/0! | #DIV/0! | #DIV/0! | #DIV/0! | #DIV/0! | #DIV/0! | #DIV/0! | #DIV/0!
[15 empty] | 34.2 | 51.2959 | 75.4796 | 2955.7427 | 4742.9289 | 2955.7427 | 4742.9289 | 15.0559 | 18.1196 | 1 | 1 | 2955.7427 | 4742.9289 |  |  |  |  | 34.2 | #DIV/0! | #DIV/0! | #DIV/0! | #DIV/0! | #DIV/0! | #DIV/0! | #DIV/0! | #DIV/0! | #DIV/0! | #DIV/0! | #DIV/0! | #DIV/0! | #DIV/0! |  |  |  | 34.2 | #DIV/0! | #DIV/0! | #DIV/0! | #DIV/0! | #DIV/0! | #DIV/0! | #DIV/0! | #DIV/0! | #DIV/0! | #DIV/0! | #DIV/0! | #DIV/0! | #DIV/0! |  |  |  | 34.2 | #DIV/0! | #DIV/0! | #DIV/0! | #DIV/0! | #DIV/0! | #DIV/0! | #DIV/0! | #DIV/0! | #DIV/0! | #DIV/0! | #DIV/0! | #DIV/0! | #DIV/0! |  |  |  | 34.2 | #DIV/0! | #DIV/0! | #DIV/0! | #DIV/0! | #DIV/0! | #DIV/0! | #DIV/0! | #DIV/0! | #DIV/0! | #DIV/0! | #DIV/0! | #DIV/0! | #DIV/0! |  |  |  | 34.2 | #DIV/0! | #DIV/0! | #DIV/0! | #DIV/0! | #DIV/0! | #DIV/0! | #DIV/0! | #DIV/0! | #DIV/0! | #DIV/0! | #DIV/0! | #DIV/0! | #DIV/0! |  |  |  | 34.2 | #DIV/0! | #DIV/0! | #DIV/0! | #DIV/0! | #DIV/0! | #DIV/0! | #DIV/0! | #DIV/0! | #DIV/0! | #DIV/0! | #DIV/0! | #DIV/0! | #DIV/0! |  |  |  | 34.2 | #DIV/0! | #DIV/0! | #DIV/0! | #DIV/0! | #DIV/0! | #DIV/0! | #DIV/0! | #DIV/0! | #DIV/0! | #DIV/0! | #DIV/0! | #DIV/0! | #DIV/0!
[15 empty] | 34.3 | 51.4275 | 75.3899 | 2956.3329 | 4742.0522 | 2956.3329 | 4742.0522 | 15.0976 | 18.1627 | 1 | 1 | 2956.3329 | 4742.0522 |  |  |  |  | 34.3 | #DIV/0! | #DIV/0! | #DIV/0! | #DIV/0! | #DIV/0! | #DIV/0! | #DIV/0! | #DIV/0! | #DIV/0! | #DIV/0! | #DIV/0! | #DIV/0! | #DIV/0! |  |  |  | 34.3 | #DIV/0! | #DIV/0! | #DIV/0! | #DIV/0! | #DIV/0! | #DIV/0! | #DIV/0! | #DIV/0! | #DIV/0! | #DIV/0! | #DIV/0! | #DIV/0! | #DIV/0! |  |  |  | 34.3 | #DIV/0! | #DIV/0! | #DIV/0! | #DIV/0! | #DIV/0! | #DIV/0! | #DIV/0! | #DIV/0! | #DIV/0! | #DIV/0! | #DIV/0! | #DIV/0! | #DIV/0! |  |  |  | 34.3 | #DIV/0! | #DIV/0! | #DIV/0! | #DIV/0! | #DIV/0! | #DIV/0! | #DIV/0! | #DIV/0! | #DIV/0! | #DIV/0! | #DIV/0! | #DIV/0! | #DIV/0! |  |  |  | 34.3 | #DIV/0! | #DIV/0! | #DIV/0! | #DIV/0! | #DIV/0! | #DIV/0! | #DIV/0! | #DIV/0! | #DIV/0! | #DIV/0! | #DIV/0! | #DIV/0! | #DIV/0! |  |  |  | 34.3 | #DIV/0! | #DIV/0! | #DIV/0! | #DIV/0! | #DIV/0! | #DIV/0! | #DIV/0! | #DIV/0! | #DIV/0! | #DIV/0! | #DIV/0! | #DIV/0! | #DIV/0! |  |  |  | 34.3 | #DIV/0! | #DIV/0! | #DIV/0! | #DIV/0! | #DIV/0! | #DIV/0! | #DIV/0! | #DIV/0! | #DIV/0! | #DIV/0! | #DIV/0! | #DIV/0! | #DIV/0!
[15 empty] | 34.4 | 51.559 | 75.3001 | 2956.9248 | 4741.1734 | 2956.9248 | 4741.1734 | 15.1392 | 18.2058 | 1 | 1 | 2956.9248 | 4741.1734 |  |  |  |  | 34.4 | #DIV/0! | #DIV/0! | #DIV/0! | #DIV/0! | #DIV/0! | #DIV/0! | #DIV/0! | #DIV/0! | #DIV/0! | #DIV/0! | #DIV/0! | #DIV/0! | #DIV/0! |  |  |  | 34.4 | #DIV/0! | #DIV/0! | #DIV/0! | #DIV/0! | #DIV/0! | #DIV/0! | #DIV/0! | #DIV/0! | #DIV/0! | #DIV/0! | #DIV/0! | #DIV/0! | #DIV/0! |  |  |  | 34.4 | #DIV/0! | #DIV/0! | #DIV/0! | #DIV/0! | #DIV/0! | #DIV/0! | #DIV/0! | #DIV/0! | #DIV/0! | #DIV/0! | #DIV/0! | #DIV/0! | #DIV/0! |  |  |  | 34.4 | #DIV/0! | #DIV/0! | #DIV/0! | #DIV/0! | #DIV/0! | #DIV/0! | #DIV/0! | #DIV/0! | #DIV/0! | #DIV/0! | #DIV/0! | #DIV/0! | #DIV/0! |  |  |  | 34.4 | #DIV/0! | #DIV/0! | #DIV/0! | #DIV/0! | #DIV/0! | #DIV/0! | #DIV/0! | #DIV/0! | #DIV/0! | #DIV/0! | #DIV/0! | #DIV/0! | #DIV/0! |  |  |  | 34.4 | #DIV/0! | #DIV/0! | #DIV/0! | #DIV/0! | #DIV/0! | #DIV/0! | #DIV/0! | #DIV/0! | #DIV/0! | #DIV/0! | #DIV/0! | #DIV/0! | #DIV/0! |  |  |  | 34.4 | #DIV/0! | #DIV/0! | #DIV/0! | #DIV/0! | #DIV/0! | #DIV/0! | #DIV/0! | #DIV/0! | #DIV/0! | #DIV/0! | #DIV/0! | #DIV/0! | #DIV/0!
[15 empty] | 34.5 | 51.6904 | 75.21 | 2957.5184 | 4740.2925 | 2957.5184 | 4740.2925 | 15.1808 | 18.2488 | 1 | 1 | 2957.5184 | 4740.2925 |  |  |  |  | 34.5 | #DIV/0! | #DIV/0! | #DIV/0! | #DIV/0! | #DIV/0! | #DIV/0! | #DIV/0! | #DIV/0! | #DIV/0! | #DIV/0! | #DIV/0! | #DIV/0! | #DIV/0! |  |  |  | 34.5 | #DIV/0! | #DIV/0! | #DIV/0! | #DIV/0! | #DIV/0! | #DIV/0! | #DIV/0! | #DIV/0! | #DIV/0! | #DIV/0! | #DIV/0! | #DIV/0! | #DIV/0! |  |  |  | 34.5 | #DIV/0! | #DIV/0! | #DIV/0! | #DIV/0! | #DIV/0! | #DIV/0! | #DIV/0! | #DIV/0! | #DIV/0! | #DIV/0! | #DIV/0! | #DIV/0! | #DIV/0! |  |  |  | 34.5 | #DIV/0! | #DIV/0! | #DIV/0! | #DIV/0! | #DIV/0! | #DIV/0! | #DIV/0! | #DIV/0! | #DIV/0! | #DIV/0! | #DIV/0! | #DIV/0! | #DIV/0! |  |  |  | 34.5 | #DIV/0! | #DIV/0! | #DIV/0! | #DIV/0! | #DIV/0! | #DIV/0! | #DIV/0! | #DIV/0! | #DIV/0! | #DIV/0! | #DIV/0! | #DIV/0! | #DIV/0! |  |  |  | 34.5 | #DIV/0! | #DIV/0! | #DIV/0! | #DIV/0! | #DIV/0! | #DIV/0! | #DIV/0! | #DIV/0! | #DIV/0! | #DIV/0! | #DIV/0! | #DIV/0! | #DIV/0! |  |  |  | 34.5 | #DIV/0! | #DIV/0! | #DIV/0! | #DIV/0! | #DIV/0! | #DIV/0! | #DIV/0! | #DIV/0! | #DIV/0! | #DIV/0! | #DIV/0! | #DIV/0! | #DIV/0!
[15 empty] | 34.6 | 51.8216 | 75.1196 | 2958.1136 | 4739.4096 | 2958.1136 | 4739.4096 | 15.2224 | 18.2917 | 1 | 1 | 2958.1136 | 4739.4096 |  |  |  |  | 34.6 | #DIV/0! | #DIV/0! | #DIV/0! | #DIV/0! | #DIV/0! | #DIV/0! | #DIV/0! | #DIV/0! | #DIV/0! | #DIV/0! | #DIV/0! | #DIV/0! | #DIV/0! |  |  |  | 34.6 | #DIV/0! | #DIV/0! | #DIV/0! | #DIV/0! | #DIV/0! | #DIV/0! | #DIV/0! | #DIV/0! | #DIV/0! | #DIV/0! | #DIV/0! | #DIV/0! | #DIV/0! |  |  |  | 34.6 | #DIV/0! | #DIV/0! | #DIV/0! | #DIV/0! | #DIV/0! | #DIV/0! | #DIV/0! | #DIV/0! | #DIV/0! | #DIV/0! | #DIV/0! | #DIV/0! | #DIV/0! |  |  |  | 34.6 | #DIV/0! | #DIV/0! | #DIV/0! | #DIV/0! | #DIV/0! | #DIV/0! | #DIV/0! | #DIV/0! | #DIV/0! | #DIV/0! | #DIV/0! | #DIV/0! | #DIV/0! |  |  |  | 34.6 | #DIV/0! | #DIV/0! | #DIV/0! | #DIV/0! | #DIV/0! | #DIV/0! | #DIV/0! | #DIV/0! | #DIV/0! | #DIV/0! | #DIV/0! | #DIV/0! | #DIV/0! |  |  |  | 34.6 | #DIV/0! | #DIV/0! | #DIV/0! | #DIV/0! | #DIV/0! | #DIV/0! | #DIV/0! | #DIV/0! | #DIV/0! | #DIV/0! | #DIV/0! | #DIV/0! | #DIV/0! |  |  |  | 34.6 | #DIV/0! | #DIV/0! | #DIV/0! | #DIV/0! | #DIV/0! | #DIV/0! | #DIV/0! | #DIV/0! | #DIV/0! | #DIV/0! | #DIV/0! | #DIV/0! | #DIV/0!
[15 empty] | 34.7 | 51.9526 | 75.0291 | 2958.7106 | 4738.5245 | 2958.7106 | 4738.5245 | 15.264 | 18.3345 | 1 | 1 | 2958.7106 | 4738.5245 |  |  |  |  | 34.7 | #DIV/0! | #DIV/0! | #DIV/0! | #DIV/0! | #DIV/0! | #DIV/0! | #DIV/0! | #DIV/0! | #DIV/0! | #DIV/0! | #DIV/0! | #DIV/0! | #DIV/0! |  |  |  | 34.7 | #DIV/0! | #DIV/0! | #DIV/0! | #DIV/0! | #DIV/0! | #DIV/0! | #DIV/0! | #DIV/0! | #DIV/0! | #DIV/0! | #DIV/0! | #DIV/0! | #DIV/0! |  |  |  | 34.7 | #DIV/0! | #DIV/0! | #DIV/0! | #DIV/0! | #DIV/0! | #DIV/0! | #DIV/0! | #DIV/0! | #DIV/0! | #DIV/0! | #DIV/0! | #DIV/0! | #DIV/0! |  |  |  | 34.7 | #DIV/0! | #DIV/0! | #DIV/0! | #DIV/0! | #DIV/0! | #DIV/0! | #DIV/0! | #DIV/0! | #DIV/0! | #DIV/0! | #DIV/0! | #DIV/0! | #DIV/0! |  |  |  | 34.7 | #DIV/0! | #DIV/0! | #DIV/0! | #DIV/0! | #DIV/0! | #DIV/0! | #DIV/0! | #DIV/0! | #DIV/0! | #DIV/0! | #DIV/0! | #DIV/0! | #DIV/0! |  |  |  | 34.7 | #DIV/0! | #DIV/0! | #DIV/0! | #DIV/0! | #DIV/0! | #DIV/0! | #DIV/0! | #DIV/0! | #DIV/0! | #DIV/0! | #DIV/0! | #DIV/0! | #DIV/0! |  |  |  | 34.7 | #DIV/0! | #DIV/0! | #DIV/0! | #DIV/0! | #DIV/0! | #DIV/0! | #DIV/0! | #DIV/0! | #DIV/0! | #DIV/0! | #DIV/0! | #DIV/0! | #DIV/0!
[15 empty] | 34.8 | 52.0835 | 74.9383 | 2959.3092 | 4737.6374 | 2959.3092 | 4737.6374 | 15.3055 | 18.3773 | 1 | 1 | 2959.3092 | 4737.6374 |  |  |  |  | 34.8 | #DIV/0! | #DIV/0! | #DIV/0! | #DIV/0! | #DIV/0! | #DIV/0! | #DIV/0! | #DIV/0! | #DIV/0! | #DIV/0! | #DIV/0! | #DIV/0! | #DIV/0! |  |  |  | 34.8 | #DIV/0! | #DIV/0! | #DIV/0! | #DIV/0! | #DIV/0! | #DIV/0! | #DIV/0! | #DIV/0! | #DIV/0! | #DIV/0! | #DIV/0! | #DIV/0! | #DIV/0! |  |  |  | 34.8 | #DIV/0! | #DIV/0! | #DIV/0! | #DIV/0! | #DIV/0! | #DIV/0! | #DIV/0! | #DIV/0! | #DIV/0! | #DIV/0! | #DIV/0! | #DIV/0! | #DIV/0! |  |  |  | 34.8 | #DIV/0! | #DIV/0! | #DIV/0! | #DIV/0! | #DIV/0! | #DIV/0! | #DIV/0! | #DIV/0! | #DIV/0! | #DIV/0! | #DIV/0! | #DIV/0! | #DIV/0! |  |  |  | 34.8 | #DIV/0! | #DIV/0! | #DIV/0! | #DIV/0! | #DIV/0! | #DIV/0! | #DIV/0! | #DIV/0! | #DIV/0! | #DIV/0! | #DIV/0! | #DIV/0! | #DIV/0! |  |  |  | 34.8 | #DIV/0! | #DIV/0! | #DIV/0! | #DIV/0! | #DIV/0! | #DIV/0! | #DIV/0! | #DIV/0! | #DIV/0! | #DIV/0! | #DIV/0! | #DIV/0! | #DIV/0! |  |  |  | 34.8 | #DIV/0! | #DIV/0! | #DIV/0! | #DIV/0! | #DIV/0! | #DIV/0! | #DIV/0! | #DIV/0! | #DIV/0! | #DIV/0! | #DIV/0! | #DIV/0! | #DIV/0!
[15 empty] | 34.9 | 52.2142 | 74.8473 | 2959.9096 | 4736.7483 | 2959.9096 | 4736.7483 | 15.347 | 18.4199 | 1 | 1 | 2959.9096 | 4736.7483 |  |  |  |  | 34.9 | #DIV/0! | #DIV/0! | #DIV/0! | #DIV/0! | #DIV/0! | #DIV/0! | #DIV/0! | #DIV/0! | #DIV/0! | #DIV/0! | #DIV/0! | #DIV/0! | #DIV/0! |  |  |  | 34.9 | #DIV/0! | #DIV/0! | #DIV/0! | #DIV/0! | #DIV/0! | #DIV/0! | #DIV/0! | #DIV/0! | #DIV/0! | #DIV/0! | #DIV/0! | #DIV/0! | #DIV/0! |  |  |  | 34.9 | #DIV/0! | #DIV/0! | #DIV/0! | #DIV/0! | #DIV/0! | #DIV/0! | #DIV/0! | #DIV/0! | #DIV/0! | #DIV/0! | #DIV/0! | #DIV/0! | #DIV/0! |  |  |  | 34.9 | #DIV/0! | #DIV/0! | #DIV/0! | #DIV/0! | #DIV/0! | #DIV/0! | #DIV/0! | #DIV/0! | #DIV/0! | #DIV/0! | #DIV/0! | #DIV/0! | #DIV/0! |  |  |  | 34.9 | #DIV/0! | #DIV/0! | #DIV/0! | #DIV/0! | #DIV/0! | #DIV/0! | #DIV/0! | #DIV/0! | #DIV/0! | #DIV/0! | #DIV/0! | #DIV/0! | #DIV/0! |  |  |  | 34.9 | #DIV/0! | #DIV/0! | #DIV/0! | #DIV/0! | #DIV/0! | #DIV/0! | #DIV/0! | #DIV/0! | #DIV/0! | #DIV/0! | #DIV/0! | #DIV/0! | #DIV/0! |  |  |  | 34.9 | #DIV/0! | #DIV/0! | #DIV/0! | #DIV/0! | #DIV/0! | #DIV/0! | #DIV/0! | #DIV/0! | #DIV/0! | #DIV/0! | #DIV/0! | #DIV/0! | #DIV/0!
[15 empty] | 35 | 52.3447 | 74.756 | 2960.5116 | 4735.857 | 2960.5116 | 4735.857 | 15.3885 | 18.4625 | 1 | 1 | 2960.5116 | 4735.857 |  |  |  |  | 35 | #DIV/0! | #DIV/0! | #DIV/0! | #DIV/0! | #DIV/0! | #DIV/0! | #DIV/0! | #DIV/0! | #DIV/0! | #DIV/0! | #DIV/0! | #DIV/0! | #DIV/0! |  |  |  | 35 | #DIV/0! | #DIV/0! | #DIV/0! | #DIV/0! | #DIV/0! | #DIV/0! | #DIV/0! | #DIV/0! | #DIV/0! | #DIV/0! | #DIV/0! | #DIV/0! | #DIV/0! |  |  |  | 35 | #DIV/0! | #DIV/0! | #DIV/0! | #DIV/0! | #DIV/0! | #DIV/0! | #DIV/0! | #DIV/0! | #DIV/0! | #DIV/0! | #DIV/0! | #DIV/0! | #DIV/0! |  |  |  | 35 | #DIV/0! | #DIV/0! | #DIV/0! | #DIV/0! | #DIV/0! | #DIV/0! | #DIV/0! | #DIV/0! | #DIV/0! | #DIV/0! | #DIV/0! | #DIV/0! | #DIV/0! |  |  |  | 35 | #DIV/0! | #DIV/0! | #DIV/0! | #DIV/0! | #DIV/0! | #DIV/0! | #DIV/0! | #DIV/0! | #DIV/0! | #DIV/0! | #DIV/0! | #DIV/0! | #DIV/0! |  |  |  | 35 | #DIV/0! | #DIV/0! | #DIV/0! | #DIV/0! | #DIV/0! | #DIV/0! | #DIV/0! | #DIV/0! | #DIV/0! | #DIV/0! | #DIV/0! | #DIV/0! | #DIV/0! |  |  |  | 35 | #DIV/0! | #DIV/0! | #DIV/0! | #DIV/0! | #DIV/0! | #DIV/0! | #DIV/0! | #DIV/0! | #DIV/0! | #DIV/0! | #DIV/0! | #DIV/0! | #DIV/0!
[15 empty] | 35.1 | 52.4751 | 74.6646 | 2961.1153 | 4734.9637 | 2961.1153 | 4734.9637 | 15.43 | 18.505 | 1 | 1 | 2961.1153 | 4734.9637 |  |  |  |  | 35.1 | #DIV/0! | #DIV/0! | #DIV/0! | #DIV/0! | #DIV/0! | #DIV/0! | #DIV/0! | #DIV/0! | #DIV/0! | #DIV/0! | #DIV/0! | #DIV/0! | #DIV/0! |  |  |  | 35.1 | #DIV/0! | #DIV/0! | #DIV/0! | #DIV/0! | #DIV/0! | #DIV/0! | #DIV/0! | #DIV/0! | #DIV/0! | #DIV/0! | #DIV/0! | #DIV/0! | #DIV/0! |  |  |  | 35.1 | #DIV/0! | #DIV/0! | #DIV/0! | #DIV/0! | #DIV/0! | #DIV/0! | #DIV/0! | #DIV/0! | #DIV/0! | #DIV/0! | #DIV/0! | #DIV/0! | #DIV/0! |  |  |  | 35.1 | #DIV/0! | #DIV/0! | #DIV/0! | #DIV/0! | #DIV/0! | #DIV/0! | #DIV/0! | #DIV/0! | #DIV/0! | #DIV/0! | #DIV/0! | #DIV/0! | #DIV/0! |  |  |  | 35.1 | #DIV/0! | #DIV/0! | #DIV/0! | #DIV/0! | #DIV/0! | #DIV/0! | #DIV/0! | #DIV/0! | #DIV/0! | #DIV/0! | #DIV/0! | #DIV/0! | #DIV/0! |  |  |  | 35.1 | #DIV/0! | #DIV/0! | #DIV/0! | #DIV/0! | #DIV/0! | #DIV/0! | #DIV/0! | #DIV/0! | #DIV/0! | #DIV/0! | #DIV/0! | #DIV/0! | #DIV/0! |  |  |  | 35.1 | #DIV/0! | #DIV/0! | #DIV/0! | #DIV/0! | #DIV/0! | #DIV/0! | #DIV/0! | #DIV/0! | #DIV/0! | #DIV/0! | #DIV/0! | #DIV/0! | #DIV/0!
[15 empty] | 35.2 | 52.6054 | 74.5729 | 2961.7207 | 4734.0683 | 2961.7207 | 4734.0683 | 15.4715 | 18.5474 | 1 | 1 | 2961.7207 | 4734.0683 |  |  |  |  | 35.2 | #DIV/0! | #DIV/0! | #DIV/0! | #DIV/0! | #DIV/0! | #DIV/0! | #DIV/0! | #DIV/0! | #DIV/0! | #DIV/0! | #DIV/0! | #DIV/0! | #DIV/0! |  |  |  | 35.2 | #DIV/0! | #DIV/0! | #DIV/0! | #DIV/0! | #DIV/0! | #DIV/0! | #DIV/0! | #DIV/0! | #DIV/0! | #DIV/0! | #DIV/0! | #DIV/0! | #DIV/0! |  |  |  | 35.2 | #DIV/0! | #DIV/0! | #DIV/0! | #DIV/0! | #DIV/0! | #DIV/0! | #DIV/0! | #DIV/0! | #DIV/0! | #DIV/0! | #DIV/0! | #DIV/0! | #DIV/0! |  |  |  | 35.2 | #DIV/0! | #DIV/0! | #DIV/0! | #DIV/0! | #DIV/0! | #DIV/0! | #DIV/0! | #DIV/0! | #DIV/0! | #DIV/0! | #DIV/0! | #DIV/0! | #DIV/0! |  |  |  | 35.2 | #DIV/0! | #DIV/0! | #DIV/0! | #DIV/0! | #DIV/0! | #DIV/0! | #DIV/0! | #DIV/0! | #DIV/0! | #DIV/0! | #DIV/0! | #DIV/0! | #DIV/0! |  |  |  | 35.2 | #DIV/0! | #DIV/0! | #DIV/0! | #DIV/0! | #DIV/0! | #DIV/0! | #DIV/0! | #DIV/0! | #DIV/0! | #DIV/0! | #DIV/0! | #DIV/0! | #DIV/0! |  |  |  | 35.2 | #DIV/0! | #DIV/0! | #DIV/0! | #DIV/0! | #DIV/0! | #DIV/0! | #DIV/0! | #DIV/0! | #DIV/0! | #DIV/0! | #DIV/0! | #DIV/0! | #DIV/0!
[15 empty] | 35.3 | 52.7354 | 74.4809 | 2962.3277 | 4733.1709 | 2962.3277 | 4733.1709 | 15.5129 | 18.5898 | 1 | 1 | 2962.3277 | 4733.1709 |  |  |  |  | 35.3 | #DIV/0! | #DIV/0! | #DIV/0! | #DIV/0! | #DIV/0! | #DIV/0! | #DIV/0! | #DIV/0! | #DIV/0! | #DIV/0! | #DIV/0! | #DIV/0! | #DIV/0! |  |  |  | 35.3 | #DIV/0! | #DIV/0! | #DIV/0! | #DIV/0! | #DIV/0! | #DIV/0! | #DIV/0! | #DIV/0! | #DIV/0! | #DIV/0! | #DIV/0! | #DIV/0! | #DIV/0! |  |  |  | 35.3 | #DIV/0! | #DIV/0! | #DIV/0! | #DIV/0! | #DIV/0! | #DIV/0! | #DIV/0! | #DIV/0! | #DIV/0! | #DIV/0! | #DIV/0! | #DIV/0! | #DIV/0! |  |  |  | 35.3 | #DIV/0! | #DIV/0! | #DIV/0! | #DIV/0! | #DIV/0! | #DIV/0! | #DIV/0! | #DIV/0! | #DIV/0! | #DIV/0! | #DIV/0! | #DIV/0! | #DIV/0! |  |  |  | 35.3 | #DIV/0! | #DIV/0! | #DIV/0! | #DIV/0! | #DIV/0! | #DIV/0! | #DIV/0! | #DIV/0! | #DIV/0! | #DIV/0! | #DIV/0! | #DIV/0! | #DIV/0! |  |  |  | 35.3 | #DIV/0! | #DIV/0! | #DIV/0! | #DIV/0! | #DIV/0! | #DIV/0! | #DIV/0! | #DIV/0! | #DIV/0! | #DIV/0! | #DIV/0! | #DIV/0! | #DIV/0! |  |  |  | 35.3 | #DIV/0! | #DIV/0! | #DIV/0! | #DIV/0! | #DIV/0! | #DIV/0! | #DIV/0! | #DIV/0! | #DIV/0! | #DIV/0! | #DIV/0! | #DIV/0! | #DIV/0!
[15 empty] | 35.4 | 52.8654 | 74.3888 | 2962.9365 | 4732.2714 | 2962.9365 | 4732.2714 | 15.5543 | 18.632 | 1 | 1 | 2962.9365 | 4732.2714 |  |  |  |  | 35.4 | #DIV/0! | #DIV/0! | #DIV/0! | #DIV/0! | #DIV/0! | #DIV/0! | #DIV/0! | #DIV/0! | #DIV/0! | #DIV/0! | #DIV/0! | #DIV/0! | #DIV/0! |  |  |  | 35.4 | #DIV/0! | #DIV/0! | #DIV/0! | #DIV/0! | #DIV/0! | #DIV/0! | #DIV/0! | #DIV/0! | #DIV/0! | #DIV/0! | #DIV/0! | #DIV/0! | #DIV/0! |  |  |  | 35.4 | #DIV/0! | #DIV/0! | #DIV/0! | #DIV/0! | #DIV/0! | #DIV/0! | #DIV/0! | #DIV/0! | #DIV/0! | #DIV/0! | #DIV/0! | #DIV/0! | #DIV/0! |  |  |  | 35.4 | #DIV/0! | #DIV/0! | #DIV/0! | #DIV/0! | #DIV/0! | #DIV/0! | #DIV/0! | #DIV/0! | #DIV/0! | #DIV/0! | #DIV/0! | #DIV/0! | #DIV/0! |  |  |  | 35.4 | #DIV/0! | #DIV/0! | #DIV/0! | #DIV/0! | #DIV/0! | #DIV/0! | #DIV/0! | #DIV/0! | #DIV/0! | #DIV/0! | #DIV/0! | #DIV/0! | #DIV/0! |  |  |  | 35.4 | #DIV/0! | #DIV/0! | #DIV/0! | #DIV/0! | #DIV/0! | #DIV/0! | #DIV/0! | #DIV/0! | #DIV/0! | #DIV/0! | #DIV/0! | #DIV/0! | #DIV/0! |  |  |  | 35.4 | #DIV/0! | #DIV/0! | #DIV/0! | #DIV/0! | #DIV/0! | #DIV/0! | #DIV/0! | #DIV/0! | #DIV/0! | #DIV/0! | #DIV/0! | #DIV/0! | #DIV/0!
[15 empty] | 35.5 | 52.9951 | 74.2964 | 2963.5469 | 4731.3699 | 2963.5469 | 4731.3699 | 15.5957 | 18.6742 | 1 | 1 | 2963.5469 | 4731.3699 |  |  |  |  | 35.5 | #DIV/0! | #DIV/0! | #DIV/0! | #DIV/0! | #DIV/0! | #DIV/0! | #DIV/0! | #DIV/0! | #DIV/0! | #DIV/0! | #DIV/0! | #DIV/0! | #DIV/0! |  |  |  | 35.5 | #DIV/0! | #DIV/0! | #DIV/0! | #DIV/0! | #DIV/0! | #DIV/0! | #DIV/0! | #DIV/0! | #DIV/0! | #DIV/0! | #DIV/0! | #DIV/0! | #DIV/0! |  |  |  | 35.5 | #DIV/0! | #DIV/0! | #DIV/0! | #DIV/0! | #DIV/0! | #DIV/0! | #DIV/0! | #DIV/0! | #DIV/0! | #DIV/0! | #DIV/0! | #DIV/0! | #DIV/0! |  |  |  | 35.5 | #DIV/0! | #DIV/0! | #DIV/0! | #DIV/0! | #DIV/0! | #DIV/0! | #DIV/0! | #DIV/0! | #DIV/0! | #DIV/0! | #DIV/0! | #DIV/0! | #DIV/0! |  |  |  | 35.5 | #DIV/0! | #DIV/0! | #DIV/0! | #DIV/0! | #DIV/0! | #DIV/0! | #DIV/0! | #DIV/0! | #DIV/0! | #DIV/0! | #DIV/0! | #DIV/0! | #DIV/0! |  |  |  | 35.5 | #DIV/0! | #DIV/0! | #DIV/0! | #DIV/0! | #DIV/0! | #DIV/0! | #DIV/0! | #DIV/0! | #DIV/0! | #DIV/0! | #DIV/0! | #DIV/0! | #DIV/0! |  |  |  | 35.5 | #DIV/0! | #DIV/0! | #DIV/0! | #DIV/0! | #DIV/0! | #DIV/0! | #DIV/0! | #DIV/0! | #DIV/0! | #DIV/0! | #DIV/0! | #DIV/0! | #DIV/0!
[15 empty] | 35.6 | 53.1247 | 74.2038 | 2964.159 | 4730.4663 | 2964.159 | 4730.4663 | 15.6371 | 18.7163 | 1 | 1 | 2964.159 | 4730.4663 |  |  |  |  | 35.6 | #DIV/0! | #DIV/0! | #DIV/0! | #DIV/0! | #DIV/0! | #DIV/0! | #DIV/0! | #DIV/0! | #DIV/0! | #DIV/0! | #DIV/0! | #DIV/0! | #DIV/0! |  |  |  | 35.6 | #DIV/0! | #DIV/0! | #DIV/0! | #DIV/0! | #DIV/0! | #DIV/0! | #DIV/0! | #DIV/0! | #DIV/0! | #DIV/0! | #DIV/0! | #DIV/0! | #DIV/0! |  |  |  | 35.6 | #DIV/0! | #DIV/0! | #DIV/0! | #DIV/0! | #DIV/0! | #DIV/0! | #DIV/0! | #DIV/0! | #DIV/0! | #DIV/0! | #DIV/0! | #DIV/0! | #DIV/0! |  |  |  | 35.6 | #DIV/0! | #DIV/0! | #DIV/0! | #DIV/0! | #DIV/0! | #DIV/0! | #DIV/0! | #DIV/0! | #DIV/0! | #DIV/0! | #DIV/0! | #DIV/0! | #DIV/0! |  |  |  | 35.6 | #DIV/0! | #DIV/0! | #DIV/0! | #DIV/0! | #DIV/0! | #DIV/0! | #DIV/0! | #DIV/0! | #DIV/0! | #DIV/0! | #DIV/0! | #DIV/0! | #DIV/0! |  |  |  | 35.6 | #DIV/0! | #DIV/0! | #DIV/0! | #DIV/0! | #DIV/0! | #DIV/0! | #DIV/0! | #DIV/0! | #DIV/0! | #DIV/0! | #DIV/0! | #DIV/0! | #DIV/0! |  |  |  | 35.6 | #DIV/0! | #DIV/0! | #DIV/0! | #DIV/0! | #DIV/0! | #DIV/0! | #DIV/0! | #DIV/0! | #DIV/0! | #DIV/0! | #DIV/0! | #DIV/0! | #DIV/0!
[15 empty] | 35.7 | 53.2541 | 74.111 | 2964.7728 | 4729.5607 | 2964.7728 | 4729.5607 | 15.6784 | 18.7583 | 1 | 1 | 2964.7728 | 4729.5607 |  |  |  |  | 35.7 | #DIV/0! | #DIV/0! | #DIV/0! | #DIV/0! | #DIV/0! | #DIV/0! | #DIV/0! | #DIV/0! | #DIV/0! | #DIV/0! | #DIV/0! | #DIV/0! | #DIV/0! |  |  |  | 35.7 | #DIV/0! | #DIV/0! | #DIV/0! | #DIV/0! | #DIV/0! | #DIV/0! | #DIV/0! | #DIV/0! | #DIV/0! | #DIV/0! | #DIV/0! | #DIV/0! | #DIV/0! |  |  |  | 35.7 | #DIV/0! | #DIV/0! | #DIV/0! | #DIV/0! | #DIV/0! | #DIV/0! | #DIV/0! | #DIV/0! | #DIV/0! | #DIV/0! | #DIV/0! | #DIV/0! | #DIV/0! |  |  |  | 35.7 | #DIV/0! | #DIV/0! | #DIV/0! | #DIV/0! | #DIV/0! | #DIV/0! | #DIV/0! | #DIV/0! | #DIV/0! | #DIV/0! | #DIV/0! | #DIV/0! | #DIV/0! |  |  |  | 35.7 | #DIV/0! | #DIV/0! | #DIV/0! | #DIV/0! | #DIV/0! | #DIV/0! | #DIV/0! | #DIV/0! | #DIV/0! | #DIV/0! | #DIV/0! | #DIV/0! | #DIV/0! |  |  |  | 35.7 | #DIV/0! | #DIV/0! | #DIV/0! | #DIV/0! | #DIV/0! | #DIV/0! | #DIV/0! | #DIV/0! | #DIV/0! | #DIV/0! | #DIV/0! | #DIV/0! | #DIV/0! |  |  |  | 35.7 | #DIV/0! | #DIV/0! | #DIV/0! | #DIV/0! | #DIV/0! | #DIV/0! | #DIV/0! | #DIV/0! | #DIV/0! | #DIV/0! | #DIV/0! | #DIV/0! | #DIV/0!
[15 empty] | 35.8 | 53.3834 | 74.0179 | 2965.3882 | 4728.653 | 2965.3882 | 4728.653 | 15.7197 | 18.8002 | 1 | 1 | 2965.3882 | 4728.653 |  |  |  |  | 35.8 | #DIV/0! | #DIV/0! | #DIV/0! | #DIV/0! | #DIV/0! | #DIV/0! | #DIV/0! | #DIV/0! | #DIV/0! | #DIV/0! | #DIV/0! | #DIV/0! | #DIV/0! |  |  |  | 35.8 | #DIV/0! | #DIV/0! | #DIV/0! | #DIV/0! | #DIV/0! | #DIV/0! | #DIV/0! | #DIV/0! | #DIV/0! | #DIV/0! | #DIV/0! | #DIV/0! | #DIV/0! |  |  |  | 35.8 | #DIV/0! | #DIV/0! | #DIV/0! | #DIV/0! | #DIV/0! | #DIV/0! | #DIV/0! | #DIV/0! | #DIV/0! | #DIV/0! | #DIV/0! | #DIV/0! | #DIV/0! |  |  |  | 35.8 | #DIV/0! | #DIV/0! | #DIV/0! | #DIV/0! | #DIV/0! | #DIV/0! | #DIV/0! | #DIV/0! | #DIV/0! | #DIV/0! | #DIV/0! | #DIV/0! | #DIV/0! |  |  |  | 35.8 | #DIV/0! | #DIV/0! | #DIV/0! | #DIV/0! | #DIV/0! | #DIV/0! | #DIV/0! | #DIV/0! | #DIV/0! | #DIV/0! | #DIV/0! | #DIV/0! | #DIV/0! |  |  |  | 35.8 | #DIV/0! | #DIV/0! | #DIV/0! | #DIV/0! | #DIV/0! | #DIV/0! | #DIV/0! | #DIV/0! | #DIV/0! | #DIV/0! | #DIV/0! | #DIV/0! | #DIV/0! |  |  |  | 35.8 | #DIV/0! | #DIV/0! | #DIV/0! | #DIV/0! | #DIV/0! | #DIV/0! | #DIV/0! | #DIV/0! | #DIV/0! | #DIV/0! | #DIV/0! | #DIV/0! | #DIV/0!
[15 empty] | 35.9 | 53.5125 | 73.9246 | 2966.0054 | 4727.7433 | 2966.0054 | 4727.7433 | 15.761 | 18.8421 | 1 | 1 | 2966.0054 | 4727.7433 |  |  |  |  | 35.9 | #DIV/0! | #DIV/0! | #DIV/0! | #DIV/0! | #DIV/0! | #DIV/0! | #DIV/0! | #DIV/0! | #DIV/0! | #DIV/0! | #DIV/0! | #DIV/0! | #DIV/0! |  |  |  | 35.9 | #DIV/0! | #DIV/0! | #DIV/0! | #DIV/0! | #DIV/0! | #DIV/0! | #DIV/0! | #DIV/0! | #DIV/0! | #DIV/0! | #DIV/0! | #DIV/0! | #DIV/0! |  |  |  | 35.9 | #DIV/0! | #DIV/0! | #DIV/0! | #DIV/0! | #DIV/0! | #DIV/0! | #DIV/0! | #DIV/0! | #DIV/0! | #DIV/0! | #DIV/0! | #DIV/0! | #DIV/0! |  |  |  | 35.9 | #DIV/0! | #DIV/0! | #DIV/0! | #DIV/0! | #DIV/0! | #DIV/0! | #DIV/0! | #DIV/0! | #DIV/0! | #DIV/0! | #DIV/0! | #DIV/0! | #DIV/0! |  |  |  | 35.9 | #DIV/0! | #DIV/0! | #DIV/0! | #DIV/0! | #DIV/0! | #DIV/0! | #DIV/0! | #DIV/0! | #DIV/0! | #DIV/0! | #DIV/0! | #DIV/0! | #DIV/0! |  |  |  | 35.9 | #DIV/0! | #DIV/0! | #DIV/0! | #DIV/0! | #DIV/0! | #DIV/0! | #DIV/0! | #DIV/0! | #DIV/0! | #DIV/0! | #DIV/0! | #DIV/0! | #DIV/0! |  |  |  | 35.9 | #DIV/0! | #DIV/0! | #DIV/0! | #DIV/0! | #DIV/0! | #DIV/0! | #DIV/0! | #DIV/0! | #DIV/0! | #DIV/0! | #DIV/0! | #DIV/0! | #DIV/0!
[15 empty] | 36 | 53.6414 | 73.8311 | 2966.6242 | 4726.8316 | 2966.6242 | 4726.8316 | 15.8023 | 18.8838 | 1 | 1 | 2966.6242 | 4726.8316 |  |  |  |  | 36 | #DIV/0! | #DIV/0! | #DIV/0! | #DIV/0! | #DIV/0! | #DIV/0! | #DIV/0! | #DIV/0! | #DIV/0! | #DIV/0! | #DIV/0! | #DIV/0! | #DIV/0! |  |  |  | 36 | #DIV/0! | #DIV/0! | #DIV/0! | #DIV/0! | #DIV/0! | #DIV/0! | #DIV/0! | #DIV/0! | #DIV/0! | #DIV/0! | #DIV/0! | #DIV/0! | #DIV/0! |  |  |  | 36 | #DIV/0! | #DIV/0! | #DIV/0! | #DIV/0! | #DIV/0! | #DIV/0! | #DIV/0! | #DIV/0! | #DIV/0! | #DIV/0! | #DIV/0! | #DIV/0! | #DIV/0! |  |  |  | 36 | #DIV/0! | #DIV/0! | #DIV/0! | #DIV/0! | #DIV/0! | #DIV/0! | #DIV/0! | #DIV/0! | #DIV/0! | #DIV/0! | #DIV/0! | #DIV/0! | #DIV/0! |  |  |  | 36 | #DIV/0! | #DIV/0! | #DIV/0! | #DIV/0! | #DIV/0! | #DIV/0! | #DIV/0! | #DIV/0! | #DIV/0! | #DIV/0! | #DIV/0! | #DIV/0! | #DIV/0! |  |  |  | 36 | #DIV/0! | #DIV/0! | #DIV/0! | #DIV/0! | #DIV/0! | #DIV/0! | #DIV/0! | #DIV/0! | #DIV/0! | #DIV/0! | #DIV/0! | #DIV/0! | #DIV/0! |  |  |  | 36 | #DIV/0! | #DIV/0! | #DIV/0! | #DIV/0! | #DIV/0! | #DIV/0! | #DIV/0! | #DIV/0! | #DIV/0! | #DIV/0! | #DIV/0! | #DIV/0! | #DIV/0!
[15 empty] | 36.1 | 53.7702 | 73.7374 | 2967.2447 | 4725.9178 | 2967.2447 | 4725.9178 | 15.8436 | 18.9255 | 1 | 1 | 2967.2447 | 4725.9178 |  |  |  |  | 36.1 | #DIV/0! | #DIV/0! | #DIV/0! | #DIV/0! | #DIV/0! | #DIV/0! | #DIV/0! | #DIV/0! | #DIV/0! | #DIV/0! | #DIV/0! | #DIV/0! | #DIV/0! |  |  |  | 36.1 | #DIV/0! | #DIV/0! | #DIV/0! | #DIV/0! | #DIV/0! | #DIV/0! | #DIV/0! | #DIV/0! | #DIV/0! | #DIV/0! | #DIV/0! | #DIV/0! | #DIV/0! |  |  |  | 36.1 | #DIV/0! | #DIV/0! | #DIV/0! | #DIV/0! | #DIV/0! | #DIV/0! | #DIV/0! | #DIV/0! | #DIV/0! | #DIV/0! | #DIV/0! | #DIV/0! | #DIV/0! |  |  |  | 36.1 | #DIV/0! | #DIV/0! | #DIV/0! | #DIV/0! | #DIV/0! | #DIV/0! | #DIV/0! | #DIV/0! | #DIV/0! | #DIV/0! | #DIV/0! | #DIV/0! | #DIV/0! |  |  |  | 36.1 | #DIV/0! | #DIV/0! | #DIV/0! | #DIV/0! | #DIV/0! | #DIV/0! | #DIV/0! | #DIV/0! | #DIV/0! | #DIV/0! | #DIV/0! | #DIV/0! | #DIV/0! |  |  |  | 36.1 | #DIV/0! | #DIV/0! | #DIV/0! | #DIV/0! | #DIV/0! | #DIV/0! | #DIV/0! | #DIV/0! | #DIV/0! | #DIV/0! | #DIV/0! | #DIV/0! | #DIV/0! |  |  |  | 36.1 | #DIV/0! | #DIV/0! | #DIV/0! | #DIV/0! | #DIV/0! | #DIV/0! | #DIV/0! | #DIV/0! | #DIV/0! | #DIV/0! | #DIV/0! | #DIV/0! | #DIV/0!
[15 empty] | 36.2 | 53.8988 | 73.6434 | 2967.8669 | 4725.0021 | 2967.8669 | 4725.0021 | 15.8848 | 18.9671 | 1 | 1 | 2967.8669 | 4725.0021 |  |  |  |  | 36.2 | #DIV/0! | #DIV/0! | #DIV/0! | #DIV/0! | #DIV/0! | #DIV/0! | #DIV/0! | #DIV/0! | #DIV/0! | #DIV/0! | #DIV/0! | #DIV/0! | #DIV/0! |  |  |  | 36.2 | #DIV/0! | #DIV/0! | #DIV/0! | #DIV/0! | #DIV/0! | #DIV/0! | #DIV/0! | #DIV/0! | #DIV/0! | #DIV/0! | #DIV/0! | #DIV/0! | #DIV/0! |  |  |  | 36.2 | #DIV/0! | #DIV/0! | #DIV/0! | #DIV/0! | #DIV/0! | #DIV/0! | #DIV/0! | #DIV/0! | #DIV/0! | #DIV/0! | #DIV/0! | #DIV/0! | #DIV/0! |  |  |  | 36.2 | #DIV/0! | #DIV/0! | #DIV/0! | #DIV/0! | #DIV/0! | #DIV/0! | #DIV/0! | #DIV/0! | #DIV/0! | #DIV/0! | #DIV/0! | #DIV/0! | #DIV/0! |  |  |  | 36.2 | #DIV/0! | #DIV/0! | #DIV/0! | #DIV/0! | #DIV/0! | #DIV/0! | #DIV/0! | #DIV/0! | #DIV/0! | #DIV/0! | #DIV/0! | #DIV/0! | #DIV/0! |  |  |  | 36.2 | #DIV/0! | #DIV/0! | #DIV/0! | #DIV/0! | #DIV/0! | #DIV/0! | #DIV/0! | #DIV/0! | #DIV/0! | #DIV/0! | #DIV/0! | #DIV/0! | #DIV/0! |  |  |  | 36.2 | #DIV/0! | #DIV/0! | #DIV/0! | #DIV/0! | #DIV/0! | #DIV/0! | #DIV/0! | #DIV/0! | #DIV/0! | #DIV/0! | #DIV/0! | #DIV/0! | #DIV/0!
[15 empty] | 36.3 | 54.0273 | 73.5492 | 2968.4907 | 4724.0843 | 2968.4907 | 4724.0843 | 15.926 | 19.0086 | 1 | 1 | 2968.4907 | 4724.0843 |  |  |  |  | 36.3 | #DIV/0! | #DIV/0! | #DIV/0! | #DIV/0! | #DIV/0! | #DIV/0! | #DIV/0! | #DIV/0! | #DIV/0! | #DIV/0! | #DIV/0! | #DIV/0! | #DIV/0! |  |  |  | 36.3 | #DIV/0! | #DIV/0! | #DIV/0! | #DIV/0! | #DIV/0! | #DIV/0! | #DIV/0! | #DIV/0! | #DIV/0! | #DIV/0! | #DIV/0! | #DIV/0! | #DIV/0! |  |  |  | 36.3 | #DIV/0! | #DIV/0! | #DIV/0! | #DIV/0! | #DIV/0! | #DIV/0! | #DIV/0! | #DIV/0! | #DIV/0! | #DIV/0! | #DIV/0! | #DIV/0! | #DIV/0! |  |  |  | 36.3 | #DIV/0! | #DIV/0! | #DIV/0! | #DIV/0! | #DIV/0! | #DIV/0! | #DIV/0! | #DIV/0! | #DIV/0! | #DIV/0! | #DIV/0! | #DIV/0! | #DIV/0! |  |  |  | 36.3 | #DIV/0! | #DIV/0! | #DIV/0! | #DIV/0! | #DIV/0! | #DIV/0! | #DIV/0! | #DIV/0! | #DIV/0! | #DIV/0! | #DIV/0! | #DIV/0! | #DIV/0! |  |  |  | 36.3 | #DIV/0! | #DIV/0! | #DIV/0! | #DIV/0! | #DIV/0! | #DIV/0! | #DIV/0! | #DIV/0! | #DIV/0! | #DIV/0! | #DIV/0! | #DIV/0! | #DIV/0! |  |  |  | 36.3 | #DIV/0! | #DIV/0! | #DIV/0! | #DIV/0! | #DIV/0! | #DIV/0! | #DIV/0! | #DIV/0! | #DIV/0! | #DIV/0! | #DIV/0! | #DIV/0! | #DIV/0!
[15 empty] | 36.4 | 54.1556 | 73.4548 | 2969.1163 | 4723.1645 | 2969.1163 | 4723.1645 | 15.9672 | 19.05 | 1 | 1 | 2969.1163 | 4723.1645 |  |  |  |  | 36.4 | #DIV/0! | #DIV/0! | #DIV/0! | #DIV/0! | #DIV/0! | #DIV/0! | #DIV/0! | #DIV/0! | #DIV/0! | #DIV/0! | #DIV/0! | #DIV/0! | #DIV/0! |  |  |  | 36.4 | #DIV/0! | #DIV/0! | #DIV/0! | #DIV/0! | #DIV/0! | #DIV/0! | #DIV/0! | #DIV/0! | #DIV/0! | #DIV/0! | #DIV/0! | #DIV/0! | #DIV/0! |  |  |  | 36.4 | #DIV/0! | #DIV/0! | #DIV/0! | #DIV/0! | #DIV/0! | #DIV/0! | #DIV/0! | #DIV/0! | #DIV/0! | #DIV/0! | #DIV/0! | #DIV/0! | #DIV/0! |  |  |  | 36.4 | #DIV/0! | #DIV/0! | #DIV/0! | #DIV/0! | #DIV/0! | #DIV/0! | #DIV/0! | #DIV/0! | #DIV/0! | #DIV/0! | #DIV/0! | #DIV/0! | #DIV/0! |  |  |  | 36.4 | #DIV/0! | #DIV/0! | #DIV/0! | #DIV/0! | #DIV/0! | #DIV/0! | #DIV/0! | #DIV/0! | #DIV/0! | #DIV/0! | #DIV/0! | #DIV/0! | #DIV/0! |  |  |  | 36.4 | #DIV/0! | #DIV/0! | #DIV/0! | #DIV/0! | #DIV/0! | #DIV/0! | #DIV/0! | #DIV/0! | #DIV/0! | #DIV/0! | #DIV/0! | #DIV/0! | #DIV/0! |  |  |  | 36.4 | #DIV/0! | #DIV/0! | #DIV/0! | #DIV/0! | #DIV/0! | #DIV/0! | #DIV/0! | #DIV/0! | #DIV/0! | #DIV/0! | #DIV/0! | #DIV/0! | #DIV/0!
[15 empty] | 36.5 | 54.2837 | 73.3602 | 2969.7435 | 4722.2427 | 2969.7435 | 4722.2427 | 16.0083 | 19.0914 | 1 | 1 | 2969.7435 | 4722.2427 |  |  |  |  | 36.5 | #DIV/0! | #DIV/0! | #DIV/0! | #DIV/0! | #DIV/0! | #DIV/0! | #DIV/0! | #DIV/0! | #DIV/0! | #DIV/0! | #DIV/0! | #DIV/0! | #DIV/0! |  |  |  | 36.5 | #DIV/0! | #DIV/0! | #DIV/0! | #DIV/0! | #DIV/0! | #DIV/0! | #DIV/0! | #DIV/0! | #DIV/0! | #DIV/0! | #DIV/0! | #DIV/0! | #DIV/0! |  |  |  | 36.5 | #DIV/0! | #DIV/0! | #DIV/0! | #DIV/0! | #DIV/0! | #DIV/0! | #DIV/0! | #DIV/0! | #DIV/0! | #DIV/0! | #DIV/0! | #DIV/0! | #DIV/0! |  |  |  | 36.5 | #DIV/0! | #DIV/0! | #DIV/0! | #DIV/0! | #DIV/0! | #DIV/0! | #DIV/0! | #DIV/0! | #DIV/0! | #DIV/0! | #DIV/0! | #DIV/0! | #DIV/0! |  |  |  | 36.5 | #DIV/0! | #DIV/0! | #DIV/0! | #DIV/0! | #DIV/0! | #DIV/0! | #DIV/0! | #DIV/0! | #DIV/0! | #DIV/0! | #DIV/0! | #DIV/0! | #DIV/0! |  |  |  | 36.5 | #DIV/0! | #DIV/0! | #DIV/0! | #DIV/0! | #DIV/0! | #DIV/0! | #DIV/0! | #DIV/0! | #DIV/0! | #DIV/0! | #DIV/0! | #DIV/0! | #DIV/0! |  |  |  | 36.5 | #DIV/0! | #DIV/0! | #DIV/0! | #DIV/0! | #DIV/0! | #DIV/0! | #DIV/0! | #DIV/0! | #DIV/0! | #DIV/0! | #DIV/0! | #DIV/0! | #DIV/0!
[15 empty] | 36.6 | 54.4116 | 73.2653 | 2970.3724 | 4721.3189 | 2970.3724 | 4721.3189 | 16.0495 | 19.1326 | 1 | 1 | 2970.3724 | 4721.3189 |  |  |  |  | 36.6 | #DIV/0! | #DIV/0! | #DIV/0! | #DIV/0! | #DIV/0! | #DIV/0! | #DIV/0! | #DIV/0! | #DIV/0! | #DIV/0! | #DIV/0! | #DIV/0! | #DIV/0! |  |  |  | 36.6 | #DIV/0! | #DIV/0! | #DIV/0! | #DIV/0! | #DIV/0! | #DIV/0! | #DIV/0! | #DIV/0! | #DIV/0! | #DIV/0! | #DIV/0! | #DIV/0! | #DIV/0! |  |  |  | 36.6 | #DIV/0! | #DIV/0! | #DIV/0! | #DIV/0! | #DIV/0! | #DIV/0! | #DIV/0! | #DIV/0! | #DIV/0! | #DIV/0! | #DIV/0! | #DIV/0! | #DIV/0! |  |  |  | 36.6 | #DIV/0! | #DIV/0! | #DIV/0! | #DIV/0! | #DIV/0! | #DIV/0! | #DIV/0! | #DIV/0! | #DIV/0! | #DIV/0! | #DIV/0! | #DIV/0! | #DIV/0! |  |  |  | 36.6 | #DIV/0! | #DIV/0! | #DIV/0! | #DIV/0! | #DIV/0! | #DIV/0! | #DIV/0! | #DIV/0! | #DIV/0! | #DIV/0! | #DIV/0! | #DIV/0! | #DIV/0! |  |  |  | 36.6 | #DIV/0! | #DIV/0! | #DIV/0! | #DIV/0! | #DIV/0! | #DIV/0! | #DIV/0! | #DIV/0! | #DIV/0! | #DIV/0! | #DIV/0! | #DIV/0! | #DIV/0! |  |  |  | 36.6 | #DIV/0! | #DIV/0! | #DIV/0! | #DIV/0! | #DIV/0! | #DIV/0! | #DIV/0! | #DIV/0! | #DIV/0! | #DIV/0! | #DIV/0! | #DIV/0! | #DIV/0!
[15 empty] | 36.7 | 54.5394 | 73.1703 | 2971.003 | 4720.393 | 2971.003 | 4720.393 | 16.0906 | 19.1738 | 1 | 1 | 2971.003 | 4720.393 |  |  |  |  | 36.7 | #DIV/0! | #DIV/0! | #DIV/0! | #DIV/0! | #DIV/0! | #DIV/0! | #DIV/0! | #DIV/0! | #DIV/0! | #DIV/0! | #DIV/0! | #DIV/0! | #DIV/0! |  |  |  | 36.7 | #DIV/0! | #DIV/0! | #DIV/0! | #DIV/0! | #DIV/0! | #DIV/0! | #DIV/0! | #DIV/0! | #DIV/0! | #DIV/0! | #DIV/0! | #DIV/0! | #DIV/0! |  |  |  | 36.7 | #DIV/0! | #DIV/0! | #DIV/0! | #DIV/0! | #DIV/0! | #DIV/0! | #DIV/0! | #DIV/0! | #DIV/0! | #DIV/0! | #DIV/0! | #DIV/0! | #DIV/0! |  |  |  | 36.7 | #DIV/0! | #DIV/0! | #DIV/0! | #DIV/0! | #DIV/0! | #DIV/0! | #DIV/0! | #DIV/0! | #DIV/0! | #DIV/0! | #DIV/0! | #DIV/0! | #DIV/0! |  |  |  | 36.7 | #DIV/0! | #DIV/0! | #DIV/0! | #DIV/0! | #DIV/0! | #DIV/0! | #DIV/0! | #DIV/0! | #DIV/0! | #DIV/0! | #DIV/0! | #DIV/0! | #DIV/0! |  |  |  | 36.7 | #DIV/0! | #DIV/0! | #DIV/0! | #DIV/0! | #DIV/0! | #DIV/0! | #DIV/0! | #DIV/0! | #DIV/0! | #DIV/0! | #DIV/0! | #DIV/0! | #DIV/0! |  |  |  | 36.7 | #DIV/0! | #DIV/0! | #DIV/0! | #DIV/0! | #DIV/0! | #DIV/0! | #DIV/0! | #DIV/0! | #DIV/0! | #DIV/0! | #DIV/0! | #DIV/0! | #DIV/0!
[15 empty] | 36.8 | 54.667 | 73.075 | 2971.6352 | 4719.4652 | 2971.6352 | 4719.4652 | 16.1317 | 19.2149 | 1 | 1 | 2971.6352 | 4719.4652 |  |  |  |  | 36.8 | #DIV/0! | #DIV/0! | #DIV/0! | #DIV/0! | #DIV/0! | #DIV/0! | #DIV/0! | #DIV/0! | #DIV/0! | #DIV/0! | #DIV/0! | #DIV/0! | #DIV/0! |  |  |  | 36.8 | #DIV/0! | #DIV/0! | #DIV/0! | #DIV/0! | #DIV/0! | #DIV/0! | #DIV/0! | #DIV/0! | #DIV/0! | #DIV/0! | #DIV/0! | #DIV/0! | #DIV/0! |  |  |  | 36.8 | #DIV/0! | #DIV/0! | #DIV/0! | #DIV/0! | #DIV/0! | #DIV/0! | #DIV/0! | #DIV/0! | #DIV/0! | #DIV/0! | #DIV/0! | #DIV/0! | #DIV/0! |  |  |  | 36.8 | #DIV/0! | #DIV/0! | #DIV/0! | #DIV/0! | #DIV/0! | #DIV/0! | #DIV/0! | #DIV/0! | #DIV/0! | #DIV/0! | #DIV/0! | #DIV/0! | #DIV/0! |  |  |  | 36.8 | #DIV/0! | #DIV/0! | #DIV/0! | #DIV/0! | #DIV/0! | #DIV/0! | #DIV/0! | #DIV/0! | #DIV/0! | #DIV/0! | #DIV/0! | #DIV/0! | #DIV/0! |  |  |  | 36.8 | #DIV/0! | #DIV/0! | #DIV/0! | #DIV/0! | #DIV/0! | #DIV/0! | #DIV/0! | #DIV/0! | #DIV/0! | #DIV/0! | #DIV/0! | #DIV/0! | #DIV/0! |  |  |  | 36.8 | #DIV/0! | #DIV/0! | #DIV/0! | #DIV/0! | #DIV/0! | #DIV/0! | #DIV/0! | #DIV/0! | #DIV/0! | #DIV/0! | #DIV/0! | #DIV/0! | #DIV/0!
[15 empty] | 36.9 | 54.7945 | 72.9794 | 2972.2691 | 4718.5354 | 2972.2691 | 4718.5354 | 16.1727 | 19.2559 | 1 | 1 | 2972.2691 | 4718.5354 |  |  |  |  | 36.9 | #DIV/0! | #DIV/0! | #DIV/0! | #DIV/0! | #DIV/0! | #DIV/0! | #DIV/0! | #DIV/0! | #DIV/0! | #DIV/0! | #DIV/0! | #DIV/0! | #DIV/0! |  |  |  | 36.9 | #DIV/0! | #DIV/0! | #DIV/0! | #DIV/0! | #DIV/0! | #DIV/0! | #DIV/0! | #DIV/0! | #DIV/0! | #DIV/0! | #DIV/0! | #DIV/0! | #DIV/0! |  |  |  | 36.9 | #DIV/0! | #DIV/0! | #DIV/0! | #DIV/0! | #DIV/0! | #DIV/0! | #DIV/0! | #DIV/0! | #DIV/0! | #DIV/0! | #DIV/0! | #DIV/0! | #DIV/0! |  |  |  | 36.9 | #DIV/0! | #DIV/0! | #DIV/0! | #DIV/0! | #DIV/0! | #DIV/0! | #DIV/0! | #DIV/0! | #DIV/0! | #DIV/0! | #DIV/0! | #DIV/0! | #DIV/0! |  |  |  | 36.9 | #DIV/0! | #DIV/0! | #DIV/0! | #DIV/0! | #DIV/0! | #DIV/0! | #DIV/0! | #DIV/0! | #DIV/0! | #DIV/0! | #DIV/0! | #DIV/0! | #DIV/0! |  |  |  | 36.9 | #DIV/0! | #DIV/0! | #DIV/0! | #DIV/0! | #DIV/0! | #DIV/0! | #DIV/0! | #DIV/0! | #DIV/0! | #DIV/0! | #DIV/0! | #DIV/0! | #DIV/0! |  |  |  | 36.9 | #DIV/0! | #DIV/0! | #DIV/0! | #DIV/0! | #DIV/0! | #DIV/0! | #DIV/0! | #DIV/0! | #DIV/0! | #DIV/0! | #DIV/0! | #DIV/0! | #DIV/0!
[15 empty] | 37 | 54.9218 | 72.8837 | 2972.9047 | 4717.6036 | 2972.9047 | 4717.6036 | 16.2138 | 19.2968 | 1 | 1 | 2972.9047 | 4717.6036 |  |  |  |  | 37 | #DIV/0! | #DIV/0! | #DIV/0! | #DIV/0! | #DIV/0! | #DIV/0! | #DIV/0! | #DIV/0! | #DIV/0! | #DIV/0! | #DIV/0! | #DIV/0! | #DIV/0! |  |  |  | 37 | #DIV/0! | #DIV/0! | #DIV/0! | #DIV/0! | #DIV/0! | #DIV/0! | #DIV/0! | #DIV/0! | #DIV/0! | #DIV/0! | #DIV/0! | #DIV/0! | #DIV/0! |  |  |  | 37 | #DIV/0! | #DIV/0! | #DIV/0! | #DIV/0! | #DIV/0! | #DIV/0! | #DIV/0! | #DIV/0! | #DIV/0! | #DIV/0! | #DIV/0! | #DIV/0! | #DIV/0! |  |  |  | 37 | #DIV/0! | #DIV/0! | #DIV/0! | #DIV/0! | #DIV/0! | #DIV/0! | #DIV/0! | #DIV/0! | #DIV/0! | #DIV/0! | #DIV/0! | #DIV/0! | #DIV/0! |  |  |  | 37 | #DIV/0! | #DIV/0! | #DIV/0! | #DIV/0! | #DIV/0! | #DIV/0! | #DIV/0! | #DIV/0! | #DIV/0! | #DIV/0! | #DIV/0! | #DIV/0! | #DIV/0! |  |  |  | 37 | #DIV/0! | #DIV/0! | #DIV/0! | #DIV/0! | #DIV/0! | #DIV/0! | #DIV/0! | #DIV/0! | #DIV/0! | #DIV/0! | #DIV/0! | #DIV/0! | #DIV/0! |  |  |  | 37 | #DIV/0! | #DIV/0! | #DIV/0! | #DIV/0! | #DIV/0! | #DIV/0! | #DIV/0! | #DIV/0! | #DIV/0! | #DIV/0! | #DIV/0! | #DIV/0! | #DIV/0!
[15 empty] | 37.1 | 55.0489 | 72.7877 | 2973.542 | 4716.6699 | 2973.542 | 4716.6699 | 16.2548 | 19.3376 | 1 | 1 | 2973.542 | 4716.6699 |  |  |  |  | 37.1 | #DIV/0! | #DIV/0! | #DIV/0! | #DIV/0! | #DIV/0! | #DIV/0! | #DIV/0! | #DIV/0! | #DIV/0! | #DIV/0! | #DIV/0! | #DIV/0! | #DIV/0! |  |  |  | 37.1 | #DIV/0! | #DIV/0! | #DIV/0! | #DIV/0! | #DIV/0! | #DIV/0! | #DIV/0! | #DIV/0! | #DIV/0! | #DIV/0! | #DIV/0! | #DIV/0! | #DIV/0! |  |  |  | 37.1 | #DIV/0! | #DIV/0! | #DIV/0! | #DIV/0! | #DIV/0! | #DIV/0! | #DIV/0! | #DIV/0! | #DIV/0! | #DIV/0! | #DIV/0! | #DIV/0! | #DIV/0! |  |  |  | 37.1 | #DIV/0! | #DIV/0! | #DIV/0! | #DIV/0! | #DIV/0! | #DIV/0! | #DIV/0! | #DIV/0! | #DIV/0! | #DIV/0! | #DIV/0! | #DIV/0! | #DIV/0! |  |  |  | 37.1 | #DIV/0! | #DIV/0! | #DIV/0! | #DIV/0! | #DIV/0! | #DIV/0! | #DIV/0! | #DIV/0! | #DIV/0! | #DIV/0! | #DIV/0! | #DIV/0! | #DIV/0! |  |  |  | 37.1 | #DIV/0! | #DIV/0! | #DIV/0! | #DIV/0! | #DIV/0! | #DIV/0! | #DIV/0! | #DIV/0! | #DIV/0! | #DIV/0! | #DIV/0! | #DIV/0! | #DIV/0! |  |  |  | 37.1 | #DIV/0! | #DIV/0! | #DIV/0! | #DIV/0! | #DIV/0! | #DIV/0! | #DIV/0! | #DIV/0! | #DIV/0! | #DIV/0! | #DIV/0! | #DIV/0! | #DIV/0!
[15 empty] | 37.2 | 55.1759 | 72.6915 | 2974.1809 | 4715.7341 | 2974.1809 | 4715.7341 | 16.2958 | 19.3784 | 1 | 1 | 2974.1809 | 4715.7341 |  |  |  |  | 37.2 | #DIV/0! | #DIV/0! | #DIV/0! | #DIV/0! | #DIV/0! | #DIV/0! | #DIV/0! | #DIV/0! | #DIV/0! | #DIV/0! | #DIV/0! | #DIV/0! | #DIV/0! |  |  |  | 37.2 | #DIV/0! | #DIV/0! | #DIV/0! | #DIV/0! | #DIV/0! | #DIV/0! | #DIV/0! | #DIV/0! | #DIV/0! | #DIV/0! | #DIV/0! | #DIV/0! | #DIV/0! |  |  |  | 37.2 | #DIV/0! | #DIV/0! | #DIV/0! | #DIV/0! | #DIV/0! | #DIV/0! | #DIV/0! | #DIV/0! | #DIV/0! | #DIV/0! | #DIV/0! | #DIV/0! | #DIV/0! |  |  |  | 37.2 | #DIV/0! | #DIV/0! | #DIV/0! | #DIV/0! | #DIV/0! | #DIV/0! | #DIV/0! | #DIV/0! | #DIV/0! | #DIV/0! | #DIV/0! | #DIV/0! | #DIV/0! |  |  |  | 37.2 | #DIV/0! | #DIV/0! | #DIV/0! | #DIV/0! | #DIV/0! | #DIV/0! | #DIV/0! | #DIV/0! | #DIV/0! | #DIV/0! | #DIV/0! | #DIV/0! | #DIV/0! |  |  |  | 37.2 | #DIV/0! | #DIV/0! | #DIV/0! | #DIV/0! | #DIV/0! | #DIV/0! | #DIV/0! | #DIV/0! | #DIV/0! | #DIV/0! | #DIV/0! | #DIV/0! | #DIV/0! |  |  |  | 37.2 | #DIV/0! | #DIV/0! | #DIV/0! | #DIV/0! | #DIV/0! | #DIV/0! | #DIV/0! | #DIV/0! | #DIV/0! | #DIV/0! | #DIV/0! | #DIV/0! | #DIV/0!
[15 empty] | 37.3 | 55.3027 | 72.5951 | 2974.8215 | 4714.7964 | 2974.8215 | 4714.7964 | 16.3367 | 19.4191 | 1 | 1 | 2974.8215 | 4714.7964 |  |  |  |  | 37.3 | #DIV/0! | #DIV/0! | #DIV/0! | #DIV/0! | #DIV/0! | #DIV/0! | #DIV/0! | #DIV/0! | #DIV/0! | #DIV/0! | #DIV/0! | #DIV/0! | #DIV/0! |  |  |  | 37.3 | #DIV/0! | #DIV/0! | #DIV/0! | #DIV/0! | #DIV/0! | #DIV/0! | #DIV/0! | #DIV/0! | #DIV/0! | #DIV/0! | #DIV/0! | #DIV/0! | #DIV/0! |  |  |  | 37.3 | #DIV/0! | #DIV/0! | #DIV/0! | #DIV/0! | #DIV/0! | #DIV/0! | #DIV/0! | #DIV/0! | #DIV/0! | #DIV/0! | #DIV/0! | #DIV/0! | #DIV/0! |  |  |  | 37.3 | #DIV/0! | #DIV/0! | #DIV/0! | #DIV/0! | #DIV/0! | #DIV/0! | #DIV/0! | #DIV/0! | #DIV/0! | #DIV/0! | #DIV/0! | #DIV/0! | #DIV/0! |  |  |  | 37.3 | #DIV/0! | #DIV/0! | #DIV/0! | #DIV/0! | #DIV/0! | #DIV/0! | #DIV/0! | #DIV/0! | #DIV/0! | #DIV/0! | #DIV/0! | #DIV/0! | #DIV/0! |  |  |  | 37.3 | #DIV/0! | #DIV/0! | #DIV/0! | #DIV/0! | #DIV/0! | #DIV/0! | #DIV/0! | #DIV/0! | #DIV/0! | #DIV/0! | #DIV/0! | #DIV/0! | #DIV/0! |  |  |  | 37.3 | #DIV/0! | #DIV/0! | #DIV/0! | #DIV/0! | #DIV/0! | #DIV/0! | #DIV/0! | #DIV/0! | #DIV/0! | #DIV/0! | #DIV/0! | #DIV/0! | #DIV/0!
[15 empty] | 37.4 | 55.4293 | 72.4985 | 2975.4638 | 4713.8567 | 2975.4638 | 4713.8567 | 16.3777 | 19.4596 | 1 | 1 | 2975.4638 | 4713.8567 |  |  |  |  | 37.4 | #DIV/0! | #DIV/0! | #DIV/0! | #DIV/0! | #DIV/0! | #DIV/0! | #DIV/0! | #DIV/0! | #DIV/0! | #DIV/0! | #DIV/0! | #DIV/0! | #DIV/0! |  |  |  | 37.4 | #DIV/0! | #DIV/0! | #DIV/0! | #DIV/0! | #DIV/0! | #DIV/0! | #DIV/0! | #DIV/0! | #DIV/0! | #DIV/0! | #DIV/0! | #DIV/0! | #DIV/0! |  |  |  | 37.4 | #DIV/0! | #DIV/0! | #DIV/0! | #DIV/0! | #DIV/0! | #DIV/0! | #DIV/0! | #DIV/0! | #DIV/0! | #DIV/0! | #DIV/0! | #DIV/0! | #DIV/0! |  |  |  | 37.4 | #DIV/0! | #DIV/0! | #DIV/0! | #DIV/0! | #DIV/0! | #DIV/0! | #DIV/0! | #DIV/0! | #DIV/0! | #DIV/0! | #DIV/0! | #DIV/0! | #DIV/0! |  |  |  | 37.4 | #DIV/0! | #DIV/0! | #DIV/0! | #DIV/0! | #DIV/0! | #DIV/0! | #DIV/0! | #DIV/0! | #DIV/0! | #DIV/0! | #DIV/0! | #DIV/0! | #DIV/0! |  |  |  | 37.4 | #DIV/0! | #DIV/0! | #DIV/0! | #DIV/0! | #DIV/0! | #DIV/0! | #DIV/0! | #DIV/0! | #DIV/0! | #DIV/0! | #DIV/0! | #DIV/0! | #DIV/0! |  |  |  | 37.4 | #DIV/0! | #DIV/0! | #DIV/0! | #DIV/0! | #DIV/0! | #DIV/0! | #DIV/0! | #DIV/0! | #DIV/0! | #DIV/0! | #DIV/0! | #DIV/0! | #DIV/0!
[15 empty] | 37.5 | 55.5557 | 72.4016 | 2976.1077 | 4712.915 | 2976.1077 | 4712.915 | 16.4186 | 19.5001 | 1 | 1 | 2976.1077 | 4712.915 |  |  |  |  | 37.5 | #DIV/0! | #DIV/0! | #DIV/0! | #DIV/0! | #DIV/0! | #DIV/0! | #DIV/0! | #DIV/0! | #DIV/0! | #DIV/0! | #DIV/0! | #DIV/0! | #DIV/0! |  |  |  | 37.5 | #DIV/0! | #DIV/0! | #DIV/0! | #DIV/0! | #DIV/0! | #DIV/0! | #DIV/0! | #DIV/0! | #DIV/0! | #DIV/0! | #DIV/0! | #DIV/0! | #DIV/0! |  |  |  | 37.5 | #DIV/0! | #DIV/0! | #DIV/0! | #DIV/0! | #DIV/0! | #DIV/0! | #DIV/0! | #DIV/0! | #DIV/0! | #DIV/0! | #DIV/0! | #DIV/0! | #DIV/0! |  |  |  | 37.5 | #DIV/0! | #DIV/0! | #DIV/0! | #DIV/0! | #DIV/0! | #DIV/0! | #DIV/0! | #DIV/0! | #DIV/0! | #DIV/0! | #DIV/0! | #DIV/0! | #DIV/0! |  |  |  | 37.5 | #DIV/0! | #DIV/0! | #DIV/0! | #DIV/0! | #DIV/0! | #DIV/0! | #DIV/0! | #DIV/0! | #DIV/0! | #DIV/0! | #DIV/0! | #DIV/0! | #DIV/0! |  |  |  | 37.5 | #DIV/0! | #DIV/0! | #DIV/0! | #DIV/0! | #DIV/0! | #DIV/0! | #DIV/0! | #DIV/0! | #DIV/0! | #DIV/0! | #DIV/0! | #DIV/0! | #DIV/0! |  |  |  | 37.5 | #DIV/0! | #DIV/0! | #DIV/0! | #DIV/0! | #DIV/0! | #DIV/0! | #DIV/0! | #DIV/0! | #DIV/0! | #DIV/0! | #DIV/0! | #DIV/0! | #DIV/0!
[15 empty] | 37.6 | 55.682 | 72.3046 | 2976.7534 | 4711.9713 | 2976.7534 | 4711.9713 | 16.4595 | 19.5405 | 1 | 1 | 2976.7534 | 4711.9713 |  |  |  |  | 37.6 | #DIV/0! | #DIV/0! | #DIV/0! | #DIV/0! | #DIV/0! | #DIV/0! | #DIV/0! | #DIV/0! | #DIV/0! | #DIV/0! | #DIV/0! | #DIV/0! | #DIV/0! |  |  |  | 37.6 | #DIV/0! | #DIV/0! | #DIV/0! | #DIV/0! | #DIV/0! | #DIV/0! | #DIV/0! | #DIV/0! | #DIV/0! | #DIV/0! | #DIV/0! | #DIV/0! | #DIV/0! |  |  |  | 37.6 | #DIV/0! | #DIV/0! | #DIV/0! | #DIV/0! | #DIV/0! | #DIV/0! | #DIV/0! | #DIV/0! | #DIV/0! | #DIV/0! | #DIV/0! | #DIV/0! | #DIV/0! |  |  |  | 37.6 | #DIV/0! | #DIV/0! | #DIV/0! | #DIV/0! | #DIV/0! | #DIV/0! | #DIV/0! | #DIV/0! | #DIV/0! | #DIV/0! | #DIV/0! | #DIV/0! | #DIV/0! |  |  |  | 37.6 | #DIV/0! | #DIV/0! | #DIV/0! | #DIV/0! | #DIV/0! | #DIV/0! | #DIV/0! | #DIV/0! | #DIV/0! | #DIV/0! | #DIV/0! | #DIV/0! | #DIV/0! |  |  |  | 37.6 | #DIV/0! | #DIV/0! | #DIV/0! | #DIV/0! | #DIV/0! | #DIV/0! | #DIV/0! | #DIV/0! | #DIV/0! | #DIV/0! | #DIV/0! | #DIV/0! | #DIV/0! |  |  |  | 37.6 | #DIV/0! | #DIV/0! | #DIV/0! | #DIV/0! | #DIV/0! | #DIV/0! | #DIV/0! | #DIV/0! | #DIV/0! | #DIV/0! | #DIV/0! | #DIV/0! | #DIV/0!
[15 empty] | 37.7 | 55.8081 | 72.2073 | 2977.4007 | 4711.0257 | 2977.4007 | 4711.0257 | 16.5003 | 19.5809 | 1 | 1 | 2977.4007 | 4711.0257 |  |  |  |  | 37.7 | #DIV/0! | #DIV/0! | #DIV/0! | #DIV/0! | #DIV/0! | #DIV/0! | #DIV/0! | #DIV/0! | #DIV/0! | #DIV/0! | #DIV/0! | #DIV/0! | #DIV/0! |  |  |  | 37.7 | #DIV/0! | #DIV/0! | #DIV/0! | #DIV/0! | #DIV/0! | #DIV/0! | #DIV/0! | #DIV/0! | #DIV/0! | #DIV/0! | #DIV/0! | #DIV/0! | #DIV/0! |  |  |  | 37.7 | #DIV/0! | #DIV/0! | #DIV/0! | #DIV/0! | #DIV/0! | #DIV/0! | #DIV/0! | #DIV/0! | #DIV/0! | #DIV/0! | #DIV/0! | #DIV/0! | #DIV/0! |  |  |  | 37.7 | #DIV/0! | #DIV/0! | #DIV/0! | #DIV/0! | #DIV/0! | #DIV/0! | #DIV/0! | #DIV/0! | #DIV/0! | #DIV/0! | #DIV/0! | #DIV/0! | #DIV/0! |  |  |  | 37.7 | #DIV/0! | #DIV/0! | #DIV/0! | #DIV/0! | #DIV/0! | #DIV/0! | #DIV/0! | #DIV/0! | #DIV/0! | #DIV/0! | #DIV/0! | #DIV/0! | #DIV/0! |  |  |  | 37.7 | #DIV/0! | #DIV/0! | #DIV/0! | #DIV/0! | #DIV/0! | #DIV/0! | #DIV/0! | #DIV/0! | #DIV/0! | #DIV/0! | #DIV/0! | #DIV/0! | #DIV/0! |  |  |  | 37.7 | #DIV/0! | #DIV/0! | #DIV/0! | #DIV/0! | #DIV/0! | #DIV/0! | #DIV/0! | #DIV/0! | #DIV/0! | #DIV/0! | #DIV/0! | #DIV/0! | #DIV/0!
[15 empty] | 37.8 | 55.9341 | 72.1098 | 2978.0496 | 4710.0782 | 2978.0496 | 4710.0782 | 16.5412 | 19.6211 | 1 | 1 | 2978.0496 | 4710.0782 |  |  |  |  | 37.8 | #DIV/0! | #DIV/0! | #DIV/0! | #DIV/0! | #DIV/0! | #DIV/0! | #DIV/0! | #DIV/0! | #DIV/0! | #DIV/0! | #DIV/0! | #DIV/0! | #DIV/0! |  |  |  | 37.8 | #DIV/0! | #DIV/0! | #DIV/0! | #DIV/0! | #DIV/0! | #DIV/0! | #DIV/0! | #DIV/0! | #DIV/0! | #DIV/0! | #DIV/0! | #DIV/0! | #DIV/0! |  |  |  | 37.8 | #DIV/0! | #DIV/0! | #DIV/0! | #DIV/0! | #DIV/0! | #DIV/0! | #DIV/0! | #DIV/0! | #DIV/0! | #DIV/0! | #DIV/0! | #DIV/0! | #DIV/0! |  |  |  | 37.8 | #DIV/0! | #DIV/0! | #DIV/0! | #DIV/0! | #DIV/0! | #DIV/0! | #DIV/0! | #DIV/0! | #DIV/0! | #DIV/0! | #DIV/0! | #DIV/0! | #DIV/0! |  |  |  | 37.8 | #DIV/0! | #DIV/0! | #DIV/0! | #DIV/0! | #DIV/0! | #DIV/0! | #DIV/0! | #DIV/0! | #DIV/0! | #DIV/0! | #DIV/0! | #DIV/0! | #DIV/0! |  |  |  | 37.8 | #DIV/0! | #DIV/0! | #DIV/0! | #DIV/0! | #DIV/0! | #DIV/0! | #DIV/0! | #DIV/0! | #DIV/0! | #DIV/0! | #DIV/0! | #DIV/0! | #DIV/0! |  |  |  | 37.8 | #DIV/0! | #DIV/0! | #DIV/0! | #DIV/0! | #DIV/0! | #DIV/0! | #DIV/0! | #DIV/0! | #DIV/0! | #DIV/0! | #DIV/0! | #DIV/0! | #DIV/0!
[15 empty] | 37.9 | 56.0598 | 72.012 | 2978.7003 | 4709.1287 | 2978.7003 | 4709.1287 | 16.582 | 19.6613 | 1 | 1 | 2978.7003 | 4709.1287 |  |  |  |  | 37.9 | #DIV/0! | #DIV/0! | #DIV/0! | #DIV/0! | #DIV/0! | #DIV/0! | #DIV/0! | #DIV/0! | #DIV/0! | #DIV/0! | #DIV/0! | #DIV/0! | #DIV/0! |  |  |  | 37.9 | #DIV/0! | #DIV/0! | #DIV/0! | #DIV/0! | #DIV/0! | #DIV/0! | #DIV/0! | #DIV/0! | #DIV/0! | #DIV/0! | #DIV/0! | #DIV/0! | #DIV/0! |  |  |  | 37.9 | #DIV/0! | #DIV/0! | #DIV/0! | #DIV/0! | #DIV/0! | #DIV/0! | #DIV/0! | #DIV/0! | #DIV/0! | #DIV/0! | #DIV/0! | #DIV/0! | #DIV/0! |  |  |  | 37.9 | #DIV/0! | #DIV/0! | #DIV/0! | #DIV/0! | #DIV/0! | #DIV/0! | #DIV/0! | #DIV/0! | #DIV/0! | #DIV/0! | #DIV/0! | #DIV/0! | #DIV/0! |  |  |  | 37.9 | #DIV/0! | #DIV/0! | #DIV/0! | #DIV/0! | #DIV/0! | #DIV/0! | #DIV/0! | #DIV/0! | #DIV/0! | #DIV/0! | #DIV/0! | #DIV/0! | #DIV/0! |  |  |  | 37.9 | #DIV/0! | #DIV/0! | #DIV/0! | #DIV/0! | #DIV/0! | #DIV/0! | #DIV/0! | #DIV/0! | #DIV/0! | #DIV/0! | #DIV/0! | #DIV/0! | #DIV/0! |  |  |  | 37.9 | #DIV/0! | #DIV/0! | #DIV/0! | #DIV/0! | #DIV/0! | #DIV/0! | #DIV/0! | #DIV/0! | #DIV/0! | #DIV/0! | #DIV/0! | #DIV/0! | #DIV/0!
[15 empty] | 38 | 56.1854 | 71.9141 | 2979.3526 | 4708.1772 | 2979.3526 | 4708.1772 | 16.6228 | 19.7013 | 1 | 1 | 2979.3526 | 4708.1772 |  |  |  |  | 38 | #DIV/0! | #DIV/0! | #DIV/0! | #DIV/0! | #DIV/0! | #DIV/0! | #DIV/0! | #DIV/0! | #DIV/0! | #DIV/0! | #DIV/0! | #DIV/0! | #DIV/0! |  |  |  | 38 | #DIV/0! | #DIV/0! | #DIV/0! | #DIV/0! | #DIV/0! | #DIV/0! | #DIV/0! | #DIV/0! | #DIV/0! | #DIV/0! | #DIV/0! | #DIV/0! | #DIV/0! |  |  |  | 38 | #DIV/0! | #DIV/0! | #DIV/0! | #DIV/0! | #DIV/0! | #DIV/0! | #DIV/0! | #DIV/0! | #DIV/0! | #DIV/0! | #DIV/0! | #DIV/0! | #DIV/0! |  |  |  | 38 | #DIV/0! | #DIV/0! | #DIV/0! | #DIV/0! | #DIV/0! | #DIV/0! | #DIV/0! | #DIV/0! | #DIV/0! | #DIV/0! | #DIV/0! | #DIV/0! | #DIV/0! |  |  |  | 38 | #DIV/0! | #DIV/0! | #DIV/0! | #DIV/0! | #DIV/0! | #DIV/0! | #DIV/0! | #DIV/0! | #DIV/0! | #DIV/0! | #DIV/0! | #DIV/0! | #DIV/0! |  |  |  | 38 | #DIV/0! | #DIV/0! | #DIV/0! | #DIV/0! | #DIV/0! | #DIV/0! | #DIV/0! | #DIV/0! | #DIV/0! | #DIV/0! | #DIV/0! | #DIV/0! | #DIV/0! |  |  |  | 38 | #DIV/0! | #DIV/0! | #DIV/0! | #DIV/0! | #DIV/0! | #DIV/0! | #DIV/0! | #DIV/0! | #DIV/0! | #DIV/0! | #DIV/0! | #DIV/0! | #DIV/0!
[15 empty] | 38.1 | 56.3109 | 71.8159 | 2980.0065 | 4707.2238 | 2980.0065 | 4707.2238 | 16.6635 | 19.7413 | 1 | 1 | 2980.0065 | 4707.2238 |  |  |  |  | 38.1 | #DIV/0! | #DIV/0! | #DIV/0! | #DIV/0! | #DIV/0! | #DIV/0! | #DIV/0! | #DIV/0! | #DIV/0! | #DIV/0! | #DIV/0! | #DIV/0! | #DIV/0! |  |  |  | 38.1 | #DIV/0! | #DIV/0! | #DIV/0! | #DIV/0! | #DIV/0! | #DIV/0! | #DIV/0! | #DIV/0! | #DIV/0! | #DIV/0! | #DIV/0! | #DIV/0! | #DIV/0! |  |  |  | 38.1 | #DIV/0! | #DIV/0! | #DIV/0! | #DIV/0! | #DIV/0! | #DIV/0! | #DIV/0! | #DIV/0! | #DIV/0! | #DIV/0! | #DIV/0! | #DIV/0! | #DIV/0! |  |  |  | 38.1 | #DIV/0! | #DIV/0! | #DIV/0! | #DIV/0! | #DIV/0! | #DIV/0! | #DIV/0! | #DIV/0! | #DIV/0! | #DIV/0! | #DIV/0! | #DIV/0! | #DIV/0! |  |  |  | 38.1 | #DIV/0! | #DIV/0! | #DIV/0! | #DIV/0! | #DIV/0! | #DIV/0! | #DIV/0! | #DIV/0! | #DIV/0! | #DIV/0! | #DIV/0! | #DIV/0! | #DIV/0! |  |  |  | 38.1 | #DIV/0! | #DIV/0! | #DIV/0! | #DIV/0! | #DIV/0! | #DIV/0! | #DIV/0! | #DIV/0! | #DIV/0! | #DIV/0! | #DIV/0! | #DIV/0! | #DIV/0! |  |  |  | 38.1 | #DIV/0! | #DIV/0! | #DIV/0! | #DIV/0! | #DIV/0! | #DIV/0! | #DIV/0! | #DIV/0! | #DIV/0! | #DIV/0! | #DIV/0! | #DIV/0! | #DIV/0!
[15 empty] | 38.2 | 56.4361 | 71.7175 | 2980.6622 | 4706.2685 | 2980.6622 | 4706.2685 | 16.7043 | 19.7812 | 1 | 1 | 2980.6622 | 4706.2685 |  |  |  |  | 38.2 | #DIV/0! | #DIV/0! | #DIV/0! | #DIV/0! | #DIV/0! | #DIV/0! | #DIV/0! | #DIV/0! | #DIV/0! | #DIV/0! | #DIV/0! | #DIV/0! | #DIV/0! |  |  |  | 38.2 | #DIV/0! | #DIV/0! | #DIV/0! | #DIV/0! | #DIV/0! | #DIV/0! | #DIV/0! | #DIV/0! | #DIV/0! | #DIV/0! | #DIV/0! | #DIV/0! | #DIV/0! |  |  |  | 38.2 | #DIV/0! | #DIV/0! | #DIV/0! | #DIV/0! | #DIV/0! | #DIV/0! | #DIV/0! | #DIV/0! | #DIV/0! | #DIV/0! | #DIV/0! | #DIV/0! | #DIV/0! |  |  |  | 38.2 | #DIV/0! | #DIV/0! | #DIV/0! | #DIV/0! | #DIV/0! | #DIV/0! | #DIV/0! | #DIV/0! | #DIV/0! | #DIV/0! | #DIV/0! | #DIV/0! | #DIV/0! |  |  |  | 38.2 | #DIV/0! | #DIV/0! | #DIV/0! | #DIV/0! | #DIV/0! | #DIV/0! | #DIV/0! | #DIV/0! | #DIV/0! | #DIV/0! | #DIV/0! | #DIV/0! | #DIV/0! |  |  |  | 38.2 | #DIV/0! | #DIV/0! | #DIV/0! | #DIV/0! | #DIV/0! | #DIV/0! | #DIV/0! | #DIV/0! | #DIV/0! | #DIV/0! | #DIV/0! | #DIV/0! | #DIV/0! |  |  |  | 38.2 | #DIV/0! | #DIV/0! | #DIV/0! | #DIV/0! | #DIV/0! | #DIV/0! | #DIV/0! | #DIV/0! | #DIV/0! | #DIV/0! | #DIV/0! | #DIV/0! | #DIV/0!
[15 empty] | 38.3 | 56.5612 | 71.6189 | 2981.3195 | 4705.3112 | 2981.3195 | 4705.3112 | 16.745 | 19.821 | 1 | 1 | 2981.3195 | 4705.3112 |  |  |  |  | 38.3 | #DIV/0! | #DIV/0! | #DIV/0! | #DIV/0! | #DIV/0! | #DIV/0! | #DIV/0! | #DIV/0! | #DIV/0! | #DIV/0! | #DIV/0! | #DIV/0! | #DIV/0! |  |  |  | 38.3 | #DIV/0! | #DIV/0! | #DIV/0! | #DIV/0! | #DIV/0! | #DIV/0! | #DIV/0! | #DIV/0! | #DIV/0! | #DIV/0! | #DIV/0! | #DIV/0! | #DIV/0! |  |  |  | 38.3 | #DIV/0! | #DIV/0! | #DIV/0! | #DIV/0! | #DIV/0! | #DIV/0! | #DIV/0! | #DIV/0! | #DIV/0! | #DIV/0! | #DIV/0! | #DIV/0! | #DIV/0! |  |  |  | 38.3 | #DIV/0! | #DIV/0! | #DIV/0! | #DIV/0! | #DIV/0! | #DIV/0! | #DIV/0! | #DIV/0! | #DIV/0! | #DIV/0! | #DIV/0! | #DIV/0! | #DIV/0! |  |  |  | 38.3 | #DIV/0! | #DIV/0! | #DIV/0! | #DIV/0! | #DIV/0! | #DIV/0! | #DIV/0! | #DIV/0! | #DIV/0! | #DIV/0! | #DIV/0! | #DIV/0! | #DIV/0! |  |  |  | 38.3 | #DIV/0! | #DIV/0! | #DIV/0! | #DIV/0! | #DIV/0! | #DIV/0! | #DIV/0! | #DIV/0! | #DIV/0! | #DIV/0! | #DIV/0! | #DIV/0! | #DIV/0! |  |  |  | 38.3 | #DIV/0! | #DIV/0! | #DIV/0! | #DIV/0! | #DIV/0! | #DIV/0! | #DIV/0! | #DIV/0! | #DIV/0! | #DIV/0! | #DIV/0! | #DIV/0! | #DIV/0!
[15 empty] | 38.4 | 56.6861 | 71.5201 | 2981.9784 | 4704.352 | 2981.9784 | 4704.352 | 16.7857 | 19.8607 | 1 | 1 | 2981.9784 | 4704.352 |  |  |  |  | 38.4 | #DIV/0! | #DIV/0! | #DIV/0! | #DIV/0! | #DIV/0! | #DIV/0! | #DIV/0! | #DIV/0! | #DIV/0! | #DIV/0! | #DIV/0! | #DIV/0! | #DIV/0! |  |  |  | 38.4 | #DIV/0! | #DIV/0! | #DIV/0! | #DIV/0! | #DIV/0! | #DIV/0! | #DIV/0! | #DIV/0! | #DIV/0! | #DIV/0! | #DIV/0! | #DIV/0! | #DIV/0! |  |  |  | 38.4 | #DIV/0! | #DIV/0! | #DIV/0! | #DIV/0! | #DIV/0! | #DIV/0! | #DIV/0! | #DIV/0! | #DIV/0! | #DIV/0! | #DIV/0! | #DIV/0! | #DIV/0! |  |  |  | 38.4 | #DIV/0! | #DIV/0! | #DIV/0! | #DIV/0! | #DIV/0! | #DIV/0! | #DIV/0! | #DIV/0! | #DIV/0! | #DIV/0! | #DIV/0! | #DIV/0! | #DIV/0! |  |  |  | 38.4 | #DIV/0! | #DIV/0! | #DIV/0! | #DIV/0! | #DIV/0! | #DIV/0! | #DIV/0! | #DIV/0! | #DIV/0! | #DIV/0! | #DIV/0! | #DIV/0! | #DIV/0! |  |  |  | 38.4 | #DIV/0! | #DIV/0! | #DIV/0! | #DIV/0! | #DIV/0! | #DIV/0! | #DIV/0! | #DIV/0! | #DIV/0! | #DIV/0! | #DIV/0! | #DIV/0! | #DIV/0! |  |  |  | 38.4 | #DIV/0! | #DIV/0! | #DIV/0! | #DIV/0! | #DIV/0! | #DIV/0! | #DIV/0! | #DIV/0! | #DIV/0! | #DIV/0! | #DIV/0! | #DIV/0! | #DIV/0!
[15 empty] | 38.5 | 56.8108 | 71.421 | 2982.6391 | 4703.3909 | 2982.6391 | 4703.3909 | 16.8263 | 19.9004 | 1 | 1 | 2982.6391 | 4703.3909 |  |  |  |  | 38.5 | #DIV/0! | #DIV/0! | #DIV/0! | #DIV/0! | #DIV/0! | #DIV/0! | #DIV/0! | #DIV/0! | #DIV/0! | #DIV/0! | #DIV/0! | #DIV/0! | #DIV/0! |  |  |  | 38.5 | #DIV/0! | #DIV/0! | #DIV/0! | #DIV/0! | #DIV/0! | #DIV/0! | #DIV/0! | #DIV/0! | #DIV/0! | #DIV/0! | #DIV/0! | #DIV/0! | #DIV/0! |  |  |  | 38.5 | #DIV/0! | #DIV/0! | #DIV/0! | #DIV/0! | #DIV/0! | #DIV/0! | #DIV/0! | #DIV/0! | #DIV/0! | #DIV/0! | #DIV/0! | #DIV/0! | #DIV/0! |  |  |  | 38.5 | #DIV/0! | #DIV/0! | #DIV/0! | #DIV/0! | #DIV/0! | #DIV/0! | #DIV/0! | #DIV/0! | #DIV/0! | #DIV/0! | #DIV/0! | #DIV/0! | #DIV/0! |  |  |  | 38.5 | #DIV/0! | #DIV/0! | #DIV/0! | #DIV/0! | #DIV/0! | #DIV/0! | #DIV/0! | #DIV/0! | #DIV/0! | #DIV/0! | #DIV/0! | #DIV/0! | #DIV/0! |  |  |  | 38.5 | #DIV/0! | #DIV/0! | #DIV/0! | #DIV/0! | #DIV/0! | #DIV/0! | #DIV/0! | #DIV/0! | #DIV/0! | #DIV/0! | #DIV/0! | #DIV/0! | #DIV/0! |  |  |  | 38.5 | #DIV/0! | #DIV/0! | #DIV/0! | #DIV/0! | #DIV/0! | #DIV/0! | #DIV/0! | #DIV/0! | #DIV/0! | #DIV/0! | #DIV/0! | #DIV/0! | #DIV/0!
[15 empty] | 38.6 | 56.9354 | 71.3218 | 2983.3014 | 4702.4278 | 2983.3014 | 4702.4278 | 16.867 | 19.9399 | 1 | 1 | 2983.3014 | 4702.4278 |  |  |  |  | 38.6 | #DIV/0! | #DIV/0! | #DIV/0! | #DIV/0! | #DIV/0! | #DIV/0! | #DIV/0! | #DIV/0! | #DIV/0! | #DIV/0! | #DIV/0! | #DIV/0! | #DIV/0! |  |  |  | 38.6 | #DIV/0! | #DIV/0! | #DIV/0! | #DIV/0! | #DIV/0! | #DIV/0! | #DIV/0! | #DIV/0! | #DIV/0! | #DIV/0! | #DIV/0! | #DIV/0! | #DIV/0! |  |  |  | 38.6 | #DIV/0! | #DIV/0! | #DIV/0! | #DIV/0! | #DIV/0! | #DIV/0! | #DIV/0! | #DIV/0! | #DIV/0! | #DIV/0! | #DIV/0! | #DIV/0! | #DIV/0! |  |  |  | 38.6 | #DIV/0! | #DIV/0! | #DIV/0! | #DIV/0! | #DIV/0! | #DIV/0! | #DIV/0! | #DIV/0! | #DIV/0! | #DIV/0! | #DIV/0! | #DIV/0! | #DIV/0! |  |  |  | 38.6 | #DIV/0! | #DIV/0! | #DIV/0! | #DIV/0! | #DIV/0! | #DIV/0! | #DIV/0! | #DIV/0! | #DIV/0! | #DIV/0! | #DIV/0! | #DIV/0! | #DIV/0! |  |  |  | 38.6 | #DIV/0! | #DIV/0! | #DIV/0! | #DIV/0! | #DIV/0! | #DIV/0! | #DIV/0! | #DIV/0! | #DIV/0! | #DIV/0! | #DIV/0! | #DIV/0! | #DIV/0! |  |  |  | 38.6 | #DIV/0! | #DIV/0! | #DIV/0! | #DIV/0! | #DIV/0! | #DIV/0! | #DIV/0! | #DIV/0! | #DIV/0! | #DIV/0! | #DIV/0! | #DIV/0! | #DIV/0!
[15 empty] | 38.7 | 57.0598 | 71.2223 | 2983.9654 | 4701.4628 | 2983.9654 | 4701.4628 | 16.9076 | 19.9794 | 1 | 1 | 2983.9654 | 4701.4628 |  |  |  |  | 38.7 | #DIV/0! | #DIV/0! | #DIV/0! | #DIV/0! | #DIV/0! | #DIV/0! | #DIV/0! | #DIV/0! | #DIV/0! | #DIV/0! | #DIV/0! | #DIV/0! | #DIV/0! |  |  |  | 38.7 | #DIV/0! | #DIV/0! | #DIV/0! | #DIV/0! | #DIV/0! | #DIV/0! | #DIV/0! | #DIV/0! | #DIV/0! | #DIV/0! | #DIV/0! | #DIV/0! | #DIV/0! |  |  |  | 38.7 | #DIV/0! | #DIV/0! | #DIV/0! | #DIV/0! | #DIV/0! | #DIV/0! | #DIV/0! | #DIV/0! | #DIV/0! | #DIV/0! | #DIV/0! | #DIV/0! | #DIV/0! |  |  |  | 38.7 | #DIV/0! | #DIV/0! | #DIV/0! | #DIV/0! | #DIV/0! | #DIV/0! | #DIV/0! | #DIV/0! | #DIV/0! | #DIV/0! | #DIV/0! | #DIV/0! | #DIV/0! |  |  |  | 38.7 | #DIV/0! | #DIV/0! | #DIV/0! | #DIV/0! | #DIV/0! | #DIV/0! | #DIV/0! | #DIV/0! | #DIV/0! | #DIV/0! | #DIV/0! | #DIV/0! | #DIV/0! |  |  |  | 38.7 | #DIV/0! | #DIV/0! | #DIV/0! | #DIV/0! | #DIV/0! | #DIV/0! | #DIV/0! | #DIV/0! | #DIV/0! | #DIV/0! | #DIV/0! | #DIV/0! | #DIV/0! |  |  |  | 38.7 | #DIV/0! | #DIV/0! | #DIV/0! | #DIV/0! | #DIV/0! | #DIV/0! | #DIV/0! | #DIV/0! | #DIV/0! | #DIV/0! | #DIV/0! | #DIV/0! | #DIV/0!
[15 empty] | 38.8 | 57.184 | 71.1226 | 2984.631 | 4700.4959 | 2984.631 | 4700.4959 | 16.9482 | 20.0188 | 1 | 1 | 2984.631 | 4700.4959 |  |  |  |  | 38.8 | #DIV/0! | #DIV/0! | #DIV/0! | #DIV/0! | #DIV/0! | #DIV/0! | #DIV/0! | #DIV/0! | #DIV/0! | #DIV/0! | #DIV/0! | #DIV/0! | #DIV/0! |  |  |  | 38.8 | #DIV/0! | #DIV/0! | #DIV/0! | #DIV/0! | #DIV/0! | #DIV/0! | #DIV/0! | #DIV/0! | #DIV/0! | #DIV/0! | #DIV/0! | #DIV/0! | #DIV/0! |  |  |  | 38.8 | #DIV/0! | #DIV/0! | #DIV/0! | #DIV/0! | #DIV/0! | #DIV/0! | #DIV/0! | #DIV/0! | #DIV/0! | #DIV/0! | #DIV/0! | #DIV/0! | #DIV/0! |  |  |  | 38.8 | #DIV/0! | #DIV/0! | #DIV/0! | #DIV/0! | #DIV/0! | #DIV/0! | #DIV/0! | #DIV/0! | #DIV/0! | #DIV/0! | #DIV/0! | #DIV/0! | #DIV/0! |  |  |  | 38.8 | #DIV/0! | #DIV/0! | #DIV/0! | #DIV/0! | #DIV/0! | #DIV/0! | #DIV/0! | #DIV/0! | #DIV/0! | #DIV/0! | #DIV/0! | #DIV/0! | #DIV/0! |  |  |  | 38.8 | #DIV/0! | #DIV/0! | #DIV/0! | #DIV/0! | #DIV/0! | #DIV/0! | #DIV/0! | #DIV/0! | #DIV/0! | #DIV/0! | #DIV/0! | #DIV/0! | #DIV/0! |  |  |  | 38.8 | #DIV/0! | #DIV/0! | #DIV/0! | #DIV/0! | #DIV/0! | #DIV/0! | #DIV/0! | #DIV/0! | #DIV/0! | #DIV/0! | #DIV/0! | #DIV/0! | #DIV/0!
[15 empty] | 38.9 | 57.3081 | 71.0227 | 2985.2983 | 4699.5271 | 2985.2983 | 4699.5271 | 16.9888 | 20.0581 | 1 | 1 | 2985.2983 | 4699.5271 |  |  |  |  | 38.9 | #DIV/0! | #DIV/0! | #DIV/0! | #DIV/0! | #DIV/0! | #DIV/0! | #DIV/0! | #DIV/0! | #DIV/0! | #DIV/0! | #DIV/0! | #DIV/0! | #DIV/0! |  |  |  | 38.9 | #DIV/0! | #DIV/0! | #DIV/0! | #DIV/0! | #DIV/0! | #DIV/0! | #DIV/0! | #DIV/0! | #DIV/0! | #DIV/0! | #DIV/0! | #DIV/0! | #DIV/0! |  |  |  | 38.9 | #DIV/0! | #DIV/0! | #DIV/0! | #DIV/0! | #DIV/0! | #DIV/0! | #DIV/0! | #DIV/0! | #DIV/0! | #DIV/0! | #DIV/0! | #DIV/0! | #DIV/0! |  |  |  | 38.9 | #DIV/0! | #DIV/0! | #DIV/0! | #DIV/0! | #DIV/0! | #DIV/0! | #DIV/0! | #DIV/0! | #DIV/0! | #DIV/0! | #DIV/0! | #DIV/0! | #DIV/0! |  |  |  | 38.9 | #DIV/0! | #DIV/0! | #DIV/0! | #DIV/0! | #DIV/0! | #DIV/0! | #DIV/0! | #DIV/0! | #DIV/0! | #DIV/0! | #DIV/0! | #DIV/0! | #DIV/0! |  |  |  | 38.9 | #DIV/0! | #DIV/0! | #DIV/0! | #DIV/0! | #DIV/0! | #DIV/0! | #DIV/0! | #DIV/0! | #DIV/0! | #DIV/0! | #DIV/0! | #DIV/0! | #DIV/0! |  |  |  | 38.9 | #DIV/0! | #DIV/0! | #DIV/0! | #DIV/0! | #DIV/0! | #DIV/0! | #DIV/0! | #DIV/0! | #DIV/0! | #DIV/0! | #DIV/0! | #DIV/0! | #DIV/0!
[15 empty] | 39 | 57.4319 | 70.9225 | 2985.9673 | 4698.5564 | 2985.9673 | 4698.5564 | 17.0293 | 20.0973 | 1 | 1 | 2985.9673 | 4698.5564 |  |  |  |  | 39 | #DIV/0! | #DIV/0! | #DIV/0! | #DIV/0! | #DIV/0! | #DIV/0! | #DIV/0! | #DIV/0! | #DIV/0! | #DIV/0! | #DIV/0! | #DIV/0! | #DIV/0! |  |  |  | 39 | #DIV/0! | #DIV/0! | #DIV/0! | #DIV/0! | #DIV/0! | #DIV/0! | #DIV/0! | #DIV/0! | #DIV/0! | #DIV/0! | #DIV/0! | #DIV/0! | #DIV/0! |  |  |  | 39 | #DIV/0! | #DIV/0! | #DIV/0! | #DIV/0! | #DIV/0! | #DIV/0! | #DIV/0! | #DIV/0! | #DIV/0! | #DIV/0! | #DIV/0! | #DIV/0! | #DIV/0! |  |  |  | 39 | #DIV/0! | #DIV/0! | #DIV/0! | #DIV/0! | #DIV/0! | #DIV/0! | #DIV/0! | #DIV/0! | #DIV/0! | #DIV/0! | #DIV/0! | #DIV/0! | #DIV/0! |  |  |  | 39 | #DIV/0! | #DIV/0! | #DIV/0! | #DIV/0! | #DIV/0! | #DIV/0! | #DIV/0! | #DIV/0! | #DIV/0! | #DIV/0! | #DIV/0! | #DIV/0! | #DIV/0! |  |  |  | 39 | #DIV/0! | #DIV/0! | #DIV/0! | #DIV/0! | #DIV/0! | #DIV/0! | #DIV/0! | #DIV/0! | #DIV/0! | #DIV/0! | #DIV/0! | #DIV/0! | #DIV/0! |  |  |  | 39 | #DIV/0! | #DIV/0! | #DIV/0! | #DIV/0! | #DIV/0! | #DIV/0! | #DIV/0! | #DIV/0! | #DIV/0! | #DIV/0! | #DIV/0! | #DIV/0! | #DIV/0!
[15 empty] | 39.1 | 57.5556 | 70.8222 | 2986.6379 | 4697.5838 | 2986.6379 | 4697.5838 | 17.0698 | 20.1364 | 1 | 1 | 2986.6379 | 4697.5838 |  |  |  |  | 39.1 | #DIV/0! | #DIV/0! | #DIV/0! | #DIV/0! | #DIV/0! | #DIV/0! | #DIV/0! | #DIV/0! | #DIV/0! | #DIV/0! | #DIV/0! | #DIV/0! | #DIV/0! |  |  |  | 39.1 | #DIV/0! | #DIV/0! | #DIV/0! | #DIV/0! | #DIV/0! | #DIV/0! | #DIV/0! | #DIV/0! | #DIV/0! | #DIV/0! | #DIV/0! | #DIV/0! | #DIV/0! |  |  |  | 39.1 | #DIV/0! | #DIV/0! | #DIV/0! | #DIV/0! | #DIV/0! | #DIV/0! | #DIV/0! | #DIV/0! | #DIV/0! | #DIV/0! | #DIV/0! | #DIV/0! | #DIV/0! |  |  |  | 39.1 | #DIV/0! | #DIV/0! | #DIV/0! | #DIV/0! | #DIV/0! | #DIV/0! | #DIV/0! | #DIV/0! | #DIV/0! | #DIV/0! | #DIV/0! | #DIV/0! | #DIV/0! |  |  |  | 39.1 | #DIV/0! | #DIV/0! | #DIV/0! | #DIV/0! | #DIV/0! | #DIV/0! | #DIV/0! | #DIV/0! | #DIV/0! | #DIV/0! | #DIV/0! | #DIV/0! | #DIV/0! |  |  |  | 39.1 | #DIV/0! | #DIV/0! | #DIV/0! | #DIV/0! | #DIV/0! | #DIV/0! | #DIV/0! | #DIV/0! | #DIV/0! | #DIV/0! | #DIV/0! | #DIV/0! | #DIV/0! |  |  |  | 39.1 | #DIV/0! | #DIV/0! | #DIV/0! | #DIV/0! | #DIV/0! | #DIV/0! | #DIV/0! | #DIV/0! | #DIV/0! | #DIV/0! | #DIV/0! | #DIV/0! | #DIV/0!
[15 empty] | 39.2 | 57.6792 | 70.7216 | 2987.3102 | 4696.6093 | 2987.3102 | 4696.6093 | 17.1103 | 20.1754 | 1 | 1 | 2987.3102 | 4696.6093 |  |  |  |  | 39.2 | #DIV/0! | #DIV/0! | #DIV/0! | #DIV/0! | #DIV/0! | #DIV/0! | #DIV/0! | #DIV/0! | #DIV/0! | #DIV/0! | #DIV/0! | #DIV/0! | #DIV/0! |  |  |  | 39.2 | #DIV/0! | #DIV/0! | #DIV/0! | #DIV/0! | #DIV/0! | #DIV/0! | #DIV/0! | #DIV/0! | #DIV/0! | #DIV/0! | #DIV/0! | #DIV/0! | #DIV/0! |  |  |  | 39.2 | #DIV/0! | #DIV/0! | #DIV/0! | #DIV/0! | #DIV/0! | #DIV/0! | #DIV/0! | #DIV/0! | #DIV/0! | #DIV/0! | #DIV/0! | #DIV/0! | #DIV/0! |  |  |  | 39.2 | #DIV/0! | #DIV/0! | #DIV/0! | #DIV/0! | #DIV/0! | #DIV/0! | #DIV/0! | #DIV/0! | #DIV/0! | #DIV/0! | #DIV/0! | #DIV/0! | #DIV/0! |  |  |  | 39.2 | #DIV/0! | #DIV/0! | #DIV/0! | #DIV/0! | #DIV/0! | #DIV/0! | #DIV/0! | #DIV/0! | #DIV/0! | #DIV/0! | #DIV/0! | #DIV/0! | #DIV/0! |  |  |  | 39.2 | #DIV/0! | #DIV/0! | #DIV/0! | #DIV/0! | #DIV/0! | #DIV/0! | #DIV/0! | #DIV/0! | #DIV/0! | #DIV/0! | #DIV/0! | #DIV/0! | #DIV/0! |  |  |  | 39.2 | #DIV/0! | #DIV/0! | #DIV/0! | #DIV/0! | #DIV/0! | #DIV/0! | #DIV/0! | #DIV/0! | #DIV/0! | #DIV/0! | #DIV/0! | #DIV/0! | #DIV/0!
[15 empty] | 39.3 | 57.8025 | 70.6209 | 2987.9841 | 4695.6329 | 2987.9841 | 4695.6329 | 17.1507 | 20.2144 | 1 | 1 | 2987.9841 | 4695.6329 |  |  |  |  | 39.3 | #DIV/0! | #DIV/0! | #DIV/0! | #DIV/0! | #DIV/0! | #DIV/0! | #DIV/0! | #DIV/0! | #DIV/0! | #DIV/0! | #DIV/0! | #DIV/0! | #DIV/0! |  |  |  | 39.3 | #DIV/0! | #DIV/0! | #DIV/0! | #DIV/0! | #DIV/0! | #DIV/0! | #DIV/0! | #DIV/0! | #DIV/0! | #DIV/0! | #DIV/0! | #DIV/0! | #DIV/0! |  |  |  | 39.3 | #DIV/0! | #DIV/0! | #DIV/0! | #DIV/0! | #DIV/0! | #DIV/0! | #DIV/0! | #DIV/0! | #DIV/0! | #DIV/0! | #DIV/0! | #DIV/0! | #DIV/0! |  |  |  | 39.3 | #DIV/0! | #DIV/0! | #DIV/0! | #DIV/0! | #DIV/0! | #DIV/0! | #DIV/0! | #DIV/0! | #DIV/0! | #DIV/0! | #DIV/0! | #DIV/0! | #DIV/0! |  |  |  | 39.3 | #DIV/0! | #DIV/0! | #DIV/0! | #DIV/0! | #DIV/0! | #DIV/0! | #DIV/0! | #DIV/0! | #DIV/0! | #DIV/0! | #DIV/0! | #DIV/0! | #DIV/0! |  |  |  | 39.3 | #DIV/0! | #DIV/0! | #DIV/0! | #DIV/0! | #DIV/0! | #DIV/0! | #DIV/0! | #DIV/0! | #DIV/0! | #DIV/0! | #DIV/0! | #DIV/0! | #DIV/0! |  |  |  | 39.3 | #DIV/0! | #DIV/0! | #DIV/0! | #DIV/0! | #DIV/0! | #DIV/0! | #DIV/0! | #DIV/0! | #DIV/0! | #DIV/0! | #DIV/0! | #DIV/0! | #DIV/0!
[15 empty] | 39.4 | 57.9257 | 70.5199 | 2988.6597 | 4694.6547 | 2988.6597 | 4694.6547 | 17.1912 | 20.2532 | 1 | 1 | 2988.6597 | 4694.6547 |  |  |  |  | 39.4 | #DIV/0! | #DIV/0! | #DIV/0! | #DIV/0! | #DIV/0! | #DIV/0! | #DIV/0! | #DIV/0! | #DIV/0! | #DIV/0! | #DIV/0! | #DIV/0! | #DIV/0! |  |  |  | 39.4 | #DIV/0! | #DIV/0! | #DIV/0! | #DIV/0! | #DIV/0! | #DIV/0! | #DIV/0! | #DIV/0! | #DIV/0! | #DIV/0! | #DIV/0! | #DIV/0! | #DIV/0! |  |  |  | 39.4 | #DIV/0! | #DIV/0! | #DIV/0! | #DIV/0! | #DIV/0! | #DIV/0! | #DIV/0! | #DIV/0! | #DIV/0! | #DIV/0! | #DIV/0! | #DIV/0! | #DIV/0! |  |  |  | 39.4 | #DIV/0! | #DIV/0! | #DIV/0! | #DIV/0! | #DIV/0! | #DIV/0! | #DIV/0! | #DIV/0! | #DIV/0! | #DIV/0! | #DIV/0! | #DIV/0! | #DIV/0! |  |  |  | 39.4 | #DIV/0! | #DIV/0! | #DIV/0! | #DIV/0! | #DIV/0! | #DIV/0! | #DIV/0! | #DIV/0! | #DIV/0! | #DIV/0! | #DIV/0! | #DIV/0! | #DIV/0! |  |  |  | 39.4 | #DIV/0! | #DIV/0! | #DIV/0! | #DIV/0! | #DIV/0! | #DIV/0! | #DIV/0! | #DIV/0! | #DIV/0! | #DIV/0! | #DIV/0! | #DIV/0! | #DIV/0! |  |  |  | 39.4 | #DIV/0! | #DIV/0! | #DIV/0! | #DIV/0! | #DIV/0! | #DIV/0! | #DIV/0! | #DIV/0! | #DIV/0! | #DIV/0! | #DIV/0! | #DIV/0! | #DIV/0!
[15 empty] | 39.5 | 58.0487 | 70.4187 | 2989.337 | 4693.6745 | 2989.337 | 4693.6745 | 17.2316 | 20.292 | 1 | 1 | 2989.337 | 4693.6745 |  |  |  |  | 39.5 | #DIV/0! | #DIV/0! | #DIV/0! | #DIV/0! | #DIV/0! | #DIV/0! | #DIV/0! | #DIV/0! | #DIV/0! | #DIV/0! | #DIV/0! | #DIV/0! | #DIV/0! |  |  |  | 39.5 | #DIV/0! | #DIV/0! | #DIV/0! | #DIV/0! | #DIV/0! | #DIV/0! | #DIV/0! | #DIV/0! | #DIV/0! | #DIV/0! | #DIV/0! | #DIV/0! | #DIV/0! |  |  |  | 39.5 | #DIV/0! | #DIV/0! | #DIV/0! | #DIV/0! | #DIV/0! | #DIV/0! | #DIV/0! | #DIV/0! | #DIV/0! | #DIV/0! | #DIV/0! | #DIV/0! | #DIV/0! |  |  |  | 39.5 | #DIV/0! | #DIV/0! | #DIV/0! | #DIV/0! | #DIV/0! | #DIV/0! | #DIV/0! | #DIV/0! | #DIV/0! | #DIV/0! | #DIV/0! | #DIV/0! | #DIV/0! |  |  |  | 39.5 | #DIV/0! | #DIV/0! | #DIV/0! | #DIV/0! | #DIV/0! | #DIV/0! | #DIV/0! | #DIV/0! | #DIV/0! | #DIV/0! | #DIV/0! | #DIV/0! | #DIV/0! |  |  |  | 39.5 | #DIV/0! | #DIV/0! | #DIV/0! | #DIV/0! | #DIV/0! | #DIV/0! | #DIV/0! | #DIV/0! | #DIV/0! | #DIV/0! | #DIV/0! | #DIV/0! | #DIV/0! |  |  |  | 39.5 | #DIV/0! | #DIV/0! | #DIV/0! | #DIV/0! | #DIV/0! | #DIV/0! | #DIV/0! | #DIV/0! | #DIV/0! | #DIV/0! | #DIV/0! | #DIV/0! | #DIV/0!
[15 empty] | 39.6 | 58.1715 | 70.3172 | 2990.0159 | 4692.6924 | 2990.0159 | 4692.6924 | 17.272 | 20.3307 | 1 | 1 | 2990.0159 | 4692.6924 |  |  |  |  | 39.6 | #DIV/0! | #DIV/0! | #DIV/0! | #DIV/0! | #DIV/0! | #DIV/0! | #DIV/0! | #DIV/0! | #DIV/0! | #DIV/0! | #DIV/0! | #DIV/0! | #DIV/0! |  |  |  | 39.6 | #DIV/0! | #DIV/0! | #DIV/0! | #DIV/0! | #DIV/0! | #DIV/0! | #DIV/0! | #DIV/0! | #DIV/0! | #DIV/0! | #DIV/0! | #DIV/0! | #DIV/0! |  |  |  | 39.6 | #DIV/0! | #DIV/0! | #DIV/0! | #DIV/0! | #DIV/0! | #DIV/0! | #DIV/0! | #DIV/0! | #DIV/0! | #DIV/0! | #DIV/0! | #DIV/0! | #DIV/0! |  |  |  | 39.6 | #DIV/0! | #DIV/0! | #DIV/0! | #DIV/0! | #DIV/0! | #DIV/0! | #DIV/0! | #DIV/0! | #DIV/0! | #DIV/0! | #DIV/0! | #DIV/0! | #DIV/0! |  |  |  | 39.6 | #DIV/0! | #DIV/0! | #DIV/0! | #DIV/0! | #DIV/0! | #DIV/0! | #DIV/0! | #DIV/0! | #DIV/0! | #DIV/0! | #DIV/0! | #DIV/0! | #DIV/0! |  |  |  | 39.6 | #DIV/0! | #DIV/0! | #DIV/0! | #DIV/0! | #DIV/0! | #DIV/0! | #DIV/0! | #DIV/0! | #DIV/0! | #DIV/0! | #DIV/0! | #DIV/0! | #DIV/0! |  |  |  | 39.6 | #DIV/0! | #DIV/0! | #DIV/0! | #DIV/0! | #DIV/0! | #DIV/0! | #DIV/0! | #DIV/0! | #DIV/0! | #DIV/0! | #DIV/0! | #DIV/0! | #DIV/0!
[15 empty] | 39.7 | 58.2941 | 70.2156 | 2990.6965 | 4691.7085 | 2990.6965 | 4691.7085 | 17.3123 | 20.3692 | 1 | 1 | 2990.6965 | 4691.7085 |  |  |  |  | 39.7 | #DIV/0! | #DIV/0! | #DIV/0! | #DIV/0! | #DIV/0! | #DIV/0! | #DIV/0! | #DIV/0! | #DIV/0! | #DIV/0! | #DIV/0! | #DIV/0! | #DIV/0! |  |  |  | 39.7 | #DIV/0! | #DIV/0! | #DIV/0! | #DIV/0! | #DIV/0! | #DIV/0! | #DIV/0! | #DIV/0! | #DIV/0! | #DIV/0! | #DIV/0! | #DIV/0! | #DIV/0! |  |  |  | 39.7 | #DIV/0! | #DIV/0! | #DIV/0! | #DIV/0! | #DIV/0! | #DIV/0! | #DIV/0! | #DIV/0! | #DIV/0! | #DIV/0! | #DIV/0! | #DIV/0! | #DIV/0! |  |  |  | 39.7 | #DIV/0! | #DIV/0! | #DIV/0! | #DIV/0! | #DIV/0! | #DIV/0! | #DIV/0! | #DIV/0! | #DIV/0! | #DIV/0! | #DIV/0! | #DIV/0! | #DIV/0! |  |  |  | 39.7 | #DIV/0! | #DIV/0! | #DIV/0! | #DIV/0! | #DIV/0! | #DIV/0! | #DIV/0! | #DIV/0! | #DIV/0! | #DIV/0! | #DIV/0! | #DIV/0! | #DIV/0! |  |  |  | 39.7 | #DIV/0! | #DIV/0! | #DIV/0! | #DIV/0! | #DIV/0! | #DIV/0! | #DIV/0! | #DIV/0! | #DIV/0! | #DIV/0! | #DIV/0! | #DIV/0! | #DIV/0! |  |  |  | 39.7 | #DIV/0! | #DIV/0! | #DIV/0! | #DIV/0! | #DIV/0! | #DIV/0! | #DIV/0! | #DIV/0! | #DIV/0! | #DIV/0! | #DIV/0! | #DIV/0! | #DIV/0!
[15 empty] | 39.8 | 58.4166 | 70.1138 | 2991.3787 | 4690.7227 | 2991.3787 | 4690.7227 | 17.3526 | 20.4077 | 1 | 1 | 2991.3787 | 4690.7227 |  |  |  |  | 39.8 | #DIV/0! | #DIV/0! | #DIV/0! | #DIV/0! | #DIV/0! | #DIV/0! | #DIV/0! | #DIV/0! | #DIV/0! | #DIV/0! | #DIV/0! | #DIV/0! | #DIV/0! |  |  |  | 39.8 | #DIV/0! | #DIV/0! | #DIV/0! | #DIV/0! | #DIV/0! | #DIV/0! | #DIV/0! | #DIV/0! | #DIV/0! | #DIV/0! | #DIV/0! | #DIV/0! | #DIV/0! |  |  |  | 39.8 | #DIV/0! | #DIV/0! | #DIV/0! | #DIV/0! | #DIV/0! | #DIV/0! | #DIV/0! | #DIV/0! | #DIV/0! | #DIV/0! | #DIV/0! | #DIV/0! | #DIV/0! |  |  |  | 39.8 | #DIV/0! | #DIV/0! | #DIV/0! | #DIV/0! | #DIV/0! | #DIV/0! | #DIV/0! | #DIV/0! | #DIV/0! | #DIV/0! | #DIV/0! | #DIV/0! | #DIV/0! |  |  |  | 39.8 | #DIV/0! | #DIV/0! | #DIV/0! | #DIV/0! | #DIV/0! | #DIV/0! | #DIV/0! | #DIV/0! | #DIV/0! | #DIV/0! | #DIV/0! | #DIV/0! | #DIV/0! |  |  |  | 39.8 | #DIV/0! | #DIV/0! | #DIV/0! | #DIV/0! | #DIV/0! | #DIV/0! | #DIV/0! | #DIV/0! | #DIV/0! | #DIV/0! | #DIV/0! | #DIV/0! | #DIV/0! |  |  |  | 39.8 | #DIV/0! | #DIV/0! | #DIV/0! | #DIV/0! | #DIV/0! | #DIV/0! | #DIV/0! | #DIV/0! | #DIV/0! | #DIV/0! | #DIV/0! | #DIV/0! | #DIV/0!
[15 empty] | 39.9 | 58.5389 | 70.0117 | 2992.0627 | 4689.735 | 2992.0627 | 4689.735 | 17.3929 | 20.4462 | 1 | 1 | 2992.0627 | 4689.735 |  |  |  |  | 39.9 | #DIV/0! | #DIV/0! | #DIV/0! | #DIV/0! | #DIV/0! | #DIV/0! | #DIV/0! | #DIV/0! | #DIV/0! | #DIV/0! | #DIV/0! | #DIV/0! | #DIV/0! |  |  |  | 39.9 | #DIV/0! | #DIV/0! | #DIV/0! | #DIV/0! | #DIV/0! | #DIV/0! | #DIV/0! | #DIV/0! | #DIV/0! | #DIV/0! | #DIV/0! | #DIV/0! | #DIV/0! |  |  |  | 39.9 | #DIV/0! | #DIV/0! | #DIV/0! | #DIV/0! | #DIV/0! | #DIV/0! | #DIV/0! | #DIV/0! | #DIV/0! | #DIV/0! | #DIV/0! | #DIV/0! | #DIV/0! |  |  |  | 39.9 | #DIV/0! | #DIV/0! | #DIV/0! | #DIV/0! | #DIV/0! | #DIV/0! | #DIV/0! | #DIV/0! | #DIV/0! | #DIV/0! | #DIV/0! | #DIV/0! | #DIV/0! |  |  |  | 39.9 | #DIV/0! | #DIV/0! | #DIV/0! | #DIV/0! | #DIV/0! | #DIV/0! | #DIV/0! | #DIV/0! | #DIV/0! | #DIV/0! | #DIV/0! | #DIV/0! | #DIV/0! |  |  |  | 39.9 | #DIV/0! | #DIV/0! | #DIV/0! | #DIV/0! | #DIV/0! | #DIV/0! | #DIV/0! | #DIV/0! | #DIV/0! | #DIV/0! | #DIV/0! | #DIV/0! | #DIV/0! |  |  |  | 39.9 | #DIV/0! | #DIV/0! | #DIV/0! | #DIV/0! | #DIV/0! | #DIV/0! | #DIV/0! | #DIV/0! | #DIV/0! | #DIV/0! | #DIV/0! | #DIV/0! | #DIV/0!
[15 empty] | 40 | 58.661 | 69.9094 | 2992.7482 | 4688.7455 | 2992.7482 | 4688.7455 | 17.4332 | 20.4845 | 1 | 1 | 2992.7482 | 4688.7455 |  |  |  |  | 40 | #DIV/0! | #DIV/0! | #DIV/0! | #DIV/0! | #DIV/0! | #DIV/0! | #DIV/0! | #DIV/0! | #DIV/0! | #DIV/0! | #DIV/0! | #DIV/0! | #DIV/0! |  |  |  | 40 | #DIV/0! | #DIV/0! | #DIV/0! | #DIV/0! | #DIV/0! | #DIV/0! | #DIV/0! | #DIV/0! | #DIV/0! | #DIV/0! | #DIV/0! | #DIV/0! | #DIV/0! |  |  |  | 40 | #DIV/0! | #DIV/0! | #DIV/0! | #DIV/0! | #DIV/0! | #DIV/0! | #DIV/0! | #DIV/0! | #DIV/0! | #DIV/0! | #DIV/0! | #DIV/0! | #DIV/0! |  |  |  | 40 | #DIV/0! | #DIV/0! | #DIV/0! | #DIV/0! | #DIV/0! | #DIV/0! | #DIV/0! | #DIV/0! | #DIV/0! | #DIV/0! | #DIV/0! | #DIV/0! | #DIV/0! |  |  |  | 40 | #DIV/0! | #DIV/0! | #DIV/0! | #DIV/0! | #DIV/0! | #DIV/0! | #DIV/0! | #DIV/0! | #DIV/0! | #DIV/0! | #DIV/0! | #DIV/0! | #DIV/0! |  |  |  | 40 | #DIV/0! | #DIV/0! | #DIV/0! | #DIV/0! | #DIV/0! | #DIV/0! | #DIV/0! | #DIV/0! | #DIV/0! | #DIV/0! | #DIV/0! | #DIV/0! | #DIV/0! |  |  |  | 40 | #DIV/0! | #DIV/0! | #DIV/0! | #DIV/0! | #DIV/0! | #DIV/0! | #DIV/0! | #DIV/0! | #DIV/0! | #DIV/0! | #DIV/0! | #DIV/0! | #DIV/0!
[15 empty] | 40.1 | 58.7829 | 69.8069 | 2993.4354 | 4687.7541 | 2993.4354 | 4687.7541 | 17.4735 | 20.5227 | 1 | 1 | 2993.4354 | 4687.7541 |  |  |  |  | 40.1 | #DIV/0! | #DIV/0! | #DIV/0! | #DIV/0! | #DIV/0! | #DIV/0! | #DIV/0! | #DIV/0! | #DIV/0! | #DIV/0! | #DIV/0! | #DIV/0! | #DIV/0! |  |  |  | 40.1 | #DIV/0! | #DIV/0! | #DIV/0! | #DIV/0! | #DIV/0! | #DIV/0! | #DIV/0! | #DIV/0! | #DIV/0! | #DIV/0! | #DIV/0! | #DIV/0! | #DIV/0! |  |  |  | 40.1 | #DIV/0! | #DIV/0! | #DIV/0! | #DIV/0! | #DIV/0! | #DIV/0! | #DIV/0! | #DIV/0! | #DIV/0! | #DIV/0! | #DIV/0! | #DIV/0! | #DIV/0! |  |  |  | 40.1 | #DIV/0! | #DIV/0! | #DIV/0! | #DIV/0! | #DIV/0! | #DIV/0! | #DIV/0! | #DIV/0! | #DIV/0! | #DIV/0! | #DIV/0! | #DIV/0! | #DIV/0! |  |  |  | 40.1 | #DIV/0! | #DIV/0! | #DIV/0! | #DIV/0! | #DIV/0! | #DIV/0! | #DIV/0! | #DIV/0! | #DIV/0! | #DIV/0! | #DIV/0! | #DIV/0! | #DIV/0! |  |  |  | 40.1 | #DIV/0! | #DIV/0! | #DIV/0! | #DIV/0! | #DIV/0! | #DIV/0! | #DIV/0! | #DIV/0! | #DIV/0! | #DIV/0! | #DIV/0! | #DIV/0! | #DIV/0! |  |  |  | 40.1 | #DIV/0! | #DIV/0! | #DIV/0! | #DIV/0! | #DIV/0! | #DIV/0! | #DIV/0! | #DIV/0! | #DIV/0! | #DIV/0! | #DIV/0! | #DIV/0! | #DIV/0!
[15 empty] | 40.2 | 58.9046 | 69.7042 | 2994.1243 | 4686.7609 | 2994.1243 | 4686.7609 | 17.5137 | 20.5609 | 1 | 1 | 2994.1243 | 4686.7609 |  |  |  |  | 40.2 | #DIV/0! | #DIV/0! | #DIV/0! | #DIV/0! | #DIV/0! | #DIV/0! | #DIV/0! | #DIV/0! | #DIV/0! | #DIV/0! | #DIV/0! | #DIV/0! | #DIV/0! |  |  |  | 40.2 | #DIV/0! | #DIV/0! | #DIV/0! | #DIV/0! | #DIV/0! | #DIV/0! | #DIV/0! | #DIV/0! | #DIV/0! | #DIV/0! | #DIV/0! | #DIV/0! | #DIV/0! |  |  |  | 40.2 | #DIV/0! | #DIV/0! | #DIV/0! | #DIV/0! | #DIV/0! | #DIV/0! | #DIV/0! | #DIV/0! | #DIV/0! | #DIV/0! | #DIV/0! | #DIV/0! | #DIV/0! |  |  |  | 40.2 | #DIV/0! | #DIV/0! | #DIV/0! | #DIV/0! | #DIV/0! | #DIV/0! | #DIV/0! | #DIV/0! | #DIV/0! | #DIV/0! | #DIV/0! | #DIV/0! | #DIV/0! |  |  |  | 40.2 | #DIV/0! | #DIV/0! | #DIV/0! | #DIV/0! | #DIV/0! | #DIV/0! | #DIV/0! | #DIV/0! | #DIV/0! | #DIV/0! | #DIV/0! | #DIV/0! | #DIV/0! |  |  |  | 40.2 | #DIV/0! | #DIV/0! | #DIV/0! | #DIV/0! | #DIV/0! | #DIV/0! | #DIV/0! | #DIV/0! | #DIV/0! | #DIV/0! | #DIV/0! | #DIV/0! | #DIV/0! |  |  |  | 40.2 | #DIV/0! | #DIV/0! | #DIV/0! | #DIV/0! | #DIV/0! | #DIV/0! | #DIV/0! | #DIV/0! | #DIV/0! | #DIV/0! | #DIV/0! | #DIV/0! | #DIV/0!
[15 empty] | 40.3 | 59.0262 | 69.6013 | 2994.8148 | 4685.7658 | 2994.8148 | 4685.7658 | 17.5539 | 20.5989 | 1 | 1 | 2994.8148 | 4685.7658 |  |  |  |  | 40.3 | #DIV/0! | #DIV/0! | #DIV/0! | #DIV/0! | #DIV/0! | #DIV/0! | #DIV/0! | #DIV/0! | #DIV/0! | #DIV/0! | #DIV/0! | #DIV/0! | #DIV/0! |  |  |  | 40.3 | #DIV/0! | #DIV/0! | #DIV/0! | #DIV/0! | #DIV/0! | #DIV/0! | #DIV/0! | #DIV/0! | #DIV/0! | #DIV/0! | #DIV/0! | #DIV/0! | #DIV/0! |  |  |  | 40.3 | #DIV/0! | #DIV/0! | #DIV/0! | #DIV/0! | #DIV/0! | #DIV/0! | #DIV/0! | #DIV/0! | #DIV/0! | #DIV/0! | #DIV/0! | #DIV/0! | #DIV/0! |  |  |  | 40.3 | #DIV/0! | #DIV/0! | #DIV/0! | #DIV/0! | #DIV/0! | #DIV/0! | #DIV/0! | #DIV/0! | #DIV/0! | #DIV/0! | #DIV/0! | #DIV/0! | #DIV/0! |  |  |  | 40.3 | #DIV/0! | #DIV/0! | #DIV/0! | #DIV/0! | #DIV/0! | #DIV/0! | #DIV/0! | #DIV/0! | #DIV/0! | #DIV/0! | #DIV/0! | #DIV/0! | #DIV/0! |  |  |  | 40.3 | #DIV/0! | #DIV/0! | #DIV/0! | #DIV/0! | #DIV/0! | #DIV/0! | #DIV/0! | #DIV/0! | #DIV/0! | #DIV/0! | #DIV/0! | #DIV/0! | #DIV/0! |  |  |  | 40.3 | #DIV/0! | #DIV/0! | #DIV/0! | #DIV/0! | #DIV/0! | #DIV/0! | #DIV/0! | #DIV/0! | #DIV/0! | #DIV/0! | #DIV/0! | #DIV/0! | #DIV/0!
[15 empty] | 40.4 | 59.1476 | 69.4982 | 2995.507 | 4684.7688 | 2995.507 | 4684.7688 | 17.594 | 20.6369 | 1 | 1 | 2995.507 | 4684.7688 |  |  |  |  | 40.4 | #DIV/0! | #DIV/0! | #DIV/0! | #DIV/0! | #DIV/0! | #DIV/0! | #DIV/0! | #DIV/0! | #DIV/0! | #DIV/0! | #DIV/0! | #DIV/0! | #DIV/0! |  |  |  | 40.4 | #DIV/0! | #DIV/0! | #DIV/0! | #DIV/0! | #DIV/0! | #DIV/0! | #DIV/0! | #DIV/0! | #DIV/0! | #DIV/0! | #DIV/0! | #DIV/0! | #DIV/0! |  |  |  | 40.4 | #DIV/0! | #DIV/0! | #DIV/0! | #DIV/0! | #DIV/0! | #DIV/0! | #DIV/0! | #DIV/0! | #DIV/0! | #DIV/0! | #DIV/0! | #DIV/0! | #DIV/0! |  |  |  | 40.4 | #DIV/0! | #DIV/0! | #DIV/0! | #DIV/0! | #DIV/0! | #DIV/0! | #DIV/0! | #DIV/0! | #DIV/0! | #DIV/0! | #DIV/0! | #DIV/0! | #DIV/0! |  |  |  | 40.4 | #DIV/0! | #DIV/0! | #DIV/0! | #DIV/0! | #DIV/0! | #DIV/0! | #DIV/0! | #DIV/0! | #DIV/0! | #DIV/0! | #DIV/0! | #DIV/0! | #DIV/0! |  |  |  | 40.4 | #DIV/0! | #DIV/0! | #DIV/0! | #DIV/0! | #DIV/0! | #DIV/0! | #DIV/0! | #DIV/0! | #DIV/0! | #DIV/0! | #DIV/0! | #DIV/0! | #DIV/0! |  |  |  | 40.4 | #DIV/0! | #DIV/0! | #DIV/0! | #DIV/0! | #DIV/0! | #DIV/0! | #DIV/0! | #DIV/0! | #DIV/0! | #DIV/0! | #DIV/0! | #DIV/0! | #DIV/0!
[15 empty] | 40.5 | 59.2688 | 69.3948 | 2996.2009 | 4683.7701 | 2996.2009 | 4683.7701 | 17.6342 | 20.6748 | 1 | 1 | 2996.2009 | 4683.7701 |  |  |  |  | 40.5 | #DIV/0! | #DIV/0! | #DIV/0! | #DIV/0! | #DIV/0! | #DIV/0! | #DIV/0! | #DIV/0! | #DIV/0! | #DIV/0! | #DIV/0! | #DIV/0! | #DIV/0! |  |  |  | 40.5 | #DIV/0! | #DIV/0! | #DIV/0! | #DIV/0! | #DIV/0! | #DIV/0! | #DIV/0! | #DIV/0! | #DIV/0! | #DIV/0! | #DIV/0! | #DIV/0! | #DIV/0! |  |  |  | 40.5 | #DIV/0! | #DIV/0! | #DIV/0! | #DIV/0! | #DIV/0! | #DIV/0! | #DIV/0! | #DIV/0! | #DIV/0! | #DIV/0! | #DIV/0! | #DIV/0! | #DIV/0! |  |  |  | 40.5 | #DIV/0! | #DIV/0! | #DIV/0! | #DIV/0! | #DIV/0! | #DIV/0! | #DIV/0! | #DIV/0! | #DIV/0! | #DIV/0! | #DIV/0! | #DIV/0! | #DIV/0! |  |  |  | 40.5 | #DIV/0! | #DIV/0! | #DIV/0! | #DIV/0! | #DIV/0! | #DIV/0! | #DIV/0! | #DIV/0! | #DIV/0! | #DIV/0! | #DIV/0! | #DIV/0! | #DIV/0! |  |  |  | 40.5 | #DIV/0! | #DIV/0! | #DIV/0! | #DIV/0! | #DIV/0! | #DIV/0! | #DIV/0! | #DIV/0! | #DIV/0! | #DIV/0! | #DIV/0! | #DIV/0! | #DIV/0! |  |  |  | 40.5 | #DIV/0! | #DIV/0! | #DIV/0! | #DIV/0! | #DIV/0! | #DIV/0! | #DIV/0! | #DIV/0! | #DIV/0! | #DIV/0! | #DIV/0! | #DIV/0! | #DIV/0!
[15 empty] | 40.6 | 59.3898 | 69.2913 | 2996.8963 | 4682.7694 | 2996.8963 | 4682.7694 | 17.6743 | 20.7126 | 1 | 1 | 2996.8963 | 4682.7694 |  |  |  |  | 40.6 | #DIV/0! | #DIV/0! | #DIV/0! | #DIV/0! | #DIV/0! | #DIV/0! | #DIV/0! | #DIV/0! | #DIV/0! | #DIV/0! | #DIV/0! | #DIV/0! | #DIV/0! |  |  |  | 40.6 | #DIV/0! | #DIV/0! | #DIV/0! | #DIV/0! | #DIV/0! | #DIV/0! | #DIV/0! | #DIV/0! | #DIV/0! | #DIV/0! | #DIV/0! | #DIV/0! | #DIV/0! |  |  |  | 40.6 | #DIV/0! | #DIV/0! | #DIV/0! | #DIV/0! | #DIV/0! | #DIV/0! | #DIV/0! | #DIV/0! | #DIV/0! | #DIV/0! | #DIV/0! | #DIV/0! | #DIV/0! |  |  |  | 40.6 | #DIV/0! | #DIV/0! | #DIV/0! | #DIV/0! | #DIV/0! | #DIV/0! | #DIV/0! | #DIV/0! | #DIV/0! | #DIV/0! | #DIV/0! | #DIV/0! | #DIV/0! |  |  |  | 40.6 | #DIV/0! | #DIV/0! | #DIV/0! | #DIV/0! | #DIV/0! | #DIV/0! | #DIV/0! | #DIV/0! | #DIV/0! | #DIV/0! | #DIV/0! | #DIV/0! | #DIV/0! |  |  |  | 40.6 | #DIV/0! | #DIV/0! | #DIV/0! | #DIV/0! | #DIV/0! | #DIV/0! | #DIV/0! | #DIV/0! | #DIV/0! | #DIV/0! | #DIV/0! | #DIV/0! | #DIV/0! |  |  |  | 40.6 | #DIV/0! | #DIV/0! | #DIV/0! | #DIV/0! | #DIV/0! | #DIV/0! | #DIV/0! | #DIV/0! | #DIV/0! | #DIV/0! | #DIV/0! | #DIV/0! | #DIV/0!
[15 empty] | 40.7 | 59.5107 | 69.1875 | 2997.5935 | 4681.767 | 2997.5935 | 4681.767 | 17.7144 | 20.7503 | 1 | 1 | 2997.5935 | 4681.767 |  |  |  |  | 40.7 | #DIV/0! | #DIV/0! | #DIV/0! | #DIV/0! | #DIV/0! | #DIV/0! | #DIV/0! | #DIV/0! | #DIV/0! | #DIV/0! | #DIV/0! | #DIV/0! | #DIV/0! |  |  |  | 40.7 | #DIV/0! | #DIV/0! | #DIV/0! | #DIV/0! | #DIV/0! | #DIV/0! | #DIV/0! | #DIV/0! | #DIV/0! | #DIV/0! | #DIV/0! | #DIV/0! | #DIV/0! |  |  |  | 40.7 | #DIV/0! | #DIV/0! | #DIV/0! | #DIV/0! | #DIV/0! | #DIV/0! | #DIV/0! | #DIV/0! | #DIV/0! | #DIV/0! | #DIV/0! | #DIV/0! | #DIV/0! |  |  |  | 40.7 | #DIV/0! | #DIV/0! | #DIV/0! | #DIV/0! | #DIV/0! | #DIV/0! | #DIV/0! | #DIV/0! | #DIV/0! | #DIV/0! | #DIV/0! | #DIV/0! | #DIV/0! |  |  |  | 40.7 | #DIV/0! | #DIV/0! | #DIV/0! | #DIV/0! | #DIV/0! | #DIV/0! | #DIV/0! | #DIV/0! | #DIV/0! | #DIV/0! | #DIV/0! | #DIV/0! | #DIV/0! |  |  |  | 40.7 | #DIV/0! | #DIV/0! | #DIV/0! | #DIV/0! | #DIV/0! | #DIV/0! | #DIV/0! | #DIV/0! | #DIV/0! | #DIV/0! | #DIV/0! | #DIV/0! | #DIV/0! |  |  |  | 40.7 | #DIV/0! | #DIV/0! | #DIV/0! | #DIV/0! | #DIV/0! | #DIV/0! | #DIV/0! | #DIV/0! | #DIV/0! | #DIV/0! | #DIV/0! | #DIV/0! | #DIV/0!
[15 empty] | 40.8 | 59.6313 | 69.0836 | 2998.2923 | 4680.7627 | 2998.2923 | 4680.7627 | 17.7544 | 20.7879 | 1 | 1 | 2998.2923 | 4680.7627 |  |  |  |  | 40.8 | #DIV/0! | #DIV/0! | #DIV/0! | #DIV/0! | #DIV/0! | #DIV/0! | #DIV/0! | #DIV/0! | #DIV/0! | #DIV/0! | #DIV/0! | #DIV/0! | #DIV/0! |  |  |  | 40.8 | #DIV/0! | #DIV/0! | #DIV/0! | #DIV/0! | #DIV/0! | #DIV/0! | #DIV/0! | #DIV/0! | #DIV/0! | #DIV/0! | #DIV/0! | #DIV/0! | #DIV/0! |  |  |  | 40.8 | #DIV/0! | #DIV/0! | #DIV/0! | #DIV/0! | #DIV/0! | #DIV/0! | #DIV/0! | #DIV/0! | #DIV/0! | #DIV/0! | #DIV/0! | #DIV/0! | #DIV/0! |  |  |  | 40.8 | #DIV/0! | #DIV/0! | #DIV/0! | #DIV/0! | #DIV/0! | #DIV/0! | #DIV/0! | #DIV/0! | #DIV/0! | #DIV/0! | #DIV/0! | #DIV/0! | #DIV/0! |  |  |  | 40.8 | #DIV/0! | #DIV/0! | #DIV/0! | #DIV/0! | #DIV/0! | #DIV/0! | #DIV/0! | #DIV/0! | #DIV/0! | #DIV/0! | #DIV/0! | #DIV/0! | #DIV/0! |  |  |  | 40.8 | #DIV/0! | #DIV/0! | #DIV/0! | #DIV/0! | #DIV/0! | #DIV/0! | #DIV/0! | #DIV/0! | #DIV/0! | #DIV/0! | #DIV/0! | #DIV/0! | #DIV/0! |  |  |  | 40.8 | #DIV/0! | #DIV/0! | #DIV/0! | #DIV/0! | #DIV/0! | #DIV/0! | #DIV/0! | #DIV/0! | #DIV/0! | #DIV/0! | #DIV/0! | #DIV/0! | #DIV/0!
[15 empty] | 40.9 | 59.7518 | 68.9794 | 2998.9927 | 4679.7566 | 2998.9927 | 4679.7566 | 17.7944 | 20.8254 | 1 | 1 | 2998.9927 | 4679.7566 |  |  |  |  | 40.9 | #DIV/0! | #DIV/0! | #DIV/0! | #DIV/0! | #DIV/0! | #DIV/0! | #DIV/0! | #DIV/0! | #DIV/0! | #DIV/0! | #DIV/0! | #DIV/0! | #DIV/0! |  |  |  | 40.9 | #DIV/0! | #DIV/0! | #DIV/0! | #DIV/0! | #DIV/0! | #DIV/0! | #DIV/0! | #DIV/0! | #DIV/0! | #DIV/0! | #DIV/0! | #DIV/0! | #DIV/0! |  |  |  | 40.9 | #DIV/0! | #DIV/0! | #DIV/0! | #DIV/0! | #DIV/0! | #DIV/0! | #DIV/0! | #DIV/0! | #DIV/0! | #DIV/0! | #DIV/0! | #DIV/0! | #DIV/0! |  |  |  | 40.9 | #DIV/0! | #DIV/0! | #DIV/0! | #DIV/0! | #DIV/0! | #DIV/0! | #DIV/0! | #DIV/0! | #DIV/0! | #DIV/0! | #DIV/0! | #DIV/0! | #DIV/0! |  |  |  | 40.9 | #DIV/0! | #DIV/0! | #DIV/0! | #DIV/0! | #DIV/0! | #DIV/0! | #DIV/0! | #DIV/0! | #DIV/0! | #DIV/0! | #DIV/0! | #DIV/0! | #DIV/0! |  |  |  | 40.9 | #DIV/0! | #DIV/0! | #DIV/0! | #DIV/0! | #DIV/0! | #DIV/0! | #DIV/0! | #DIV/0! | #DIV/0! | #DIV/0! | #DIV/0! | #DIV/0! | #DIV/0! |  |  |  | 40.9 | #DIV/0! | #DIV/0! | #DIV/0! | #DIV/0! | #DIV/0! | #DIV/0! | #DIV/0! | #DIV/0! | #DIV/0! | #DIV/0! | #DIV/0! | #DIV/0! | #DIV/0!
[15 empty] | 41 | 59.8721 | 68.875 | 2999.6948 | 4678.7487 | 2999.6948 | 4678.7487 | 17.8344 | 20.8628 | 1 | 1 | 2999.6948 | 4678.7487 |  |  |  |  | 41 | #DIV/0! | #DIV/0! | #DIV/0! | #DIV/0! | #DIV/0! | #DIV/0! | #DIV/0! | #DIV/0! | #DIV/0! | #DIV/0! | #DIV/0! | #DIV/0! | #DIV/0! |  |  |  | 41 | #DIV/0! | #DIV/0! | #DIV/0! | #DIV/0! | #DIV/0! | #DIV/0! | #DIV/0! | #DIV/0! | #DIV/0! | #DIV/0! | #DIV/0! | #DIV/0! | #DIV/0! |  |  |  | 41 | #DIV/0! | #DIV/0! | #DIV/0! | #DIV/0! | #DIV/0! | #DIV/0! | #DIV/0! | #DIV/0! | #DIV/0! | #DIV/0! | #DIV/0! | #DIV/0! | #DIV/0! |  |  |  | 41 | #DIV/0! | #DIV/0! | #DIV/0! | #DIV/0! | #DIV/0! | #DIV/0! | #DIV/0! | #DIV/0! | #DIV/0! | #DIV/0! | #DIV/0! | #DIV/0! | #DIV/0! |  |  |  | 41 | #DIV/0! | #DIV/0! | #DIV/0! | #DIV/0! | #DIV/0! | #DIV/0! | #DIV/0! | #DIV/0! | #DIV/0! | #DIV/0! | #DIV/0! | #DIV/0! | #DIV/0! |  |  |  | 41 | #DIV/0! | #DIV/0! | #DIV/0! | #DIV/0! | #DIV/0! | #DIV/0! | #DIV/0! | #DIV/0! | #DIV/0! | #DIV/0! | #DIV/0! | #DIV/0! | #DIV/0! |  |  |  | 41 | #DIV/0! | #DIV/0! | #DIV/0! | #DIV/0! | #DIV/0! | #DIV/0! | #DIV/0! | #DIV/0! | #DIV/0! | #DIV/0! | #DIV/0! | #DIV/0! | #DIV/0!
[15 empty] | 41.1 | 59.9922 | 68.7704 | 3000.3986 | 4677.7389 | 3000.3986 | 4677.7389 | 17.8744 | 20.9002 | 1 | 1 | 3000.3986 | 4677.7389 |  |  |  |  | 41.1 | #DIV/0! | #DIV/0! | #DIV/0! | #DIV/0! | #DIV/0! | #DIV/0! | #DIV/0! | #DIV/0! | #DIV/0! | #DIV/0! | #DIV/0! | #DIV/0! | #DIV/0! |  |  |  | 41.1 | #DIV/0! | #DIV/0! | #DIV/0! | #DIV/0! | #DIV/0! | #DIV/0! | #DIV/0! | #DIV/0! | #DIV/0! | #DIV/0! | #DIV/0! | #DIV/0! | #DIV/0! |  |  |  | 41.1 | #DIV/0! | #DIV/0! | #DIV/0! | #DIV/0! | #DIV/0! | #DIV/0! | #DIV/0! | #DIV/0! | #DIV/0! | #DIV/0! | #DIV/0! | #DIV/0! | #DIV/0! |  |  |  | 41.1 | #DIV/0! | #DIV/0! | #DIV/0! | #DIV/0! | #DIV/0! | #DIV/0! | #DIV/0! | #DIV/0! | #DIV/0! | #DIV/0! | #DIV/0! | #DIV/0! | #DIV/0! |  |  |  | 41.1 | #DIV/0! | #DIV/0! | #DIV/0! | #DIV/0! | #DIV/0! | #DIV/0! | #DIV/0! | #DIV/0! | #DIV/0! | #DIV/0! | #DIV/0! | #DIV/0! | #DIV/0! |  |  |  | 41.1 | #DIV/0! | #DIV/0! | #DIV/0! | #DIV/0! | #DIV/0! | #DIV/0! | #DIV/0! | #DIV/0! | #DIV/0! | #DIV/0! | #DIV/0! | #DIV/0! | #DIV/0! |  |  |  | 41.1 | #DIV/0! | #DIV/0! | #DIV/0! | #DIV/0! | #DIV/0! | #DIV/0! | #DIV/0! | #DIV/0! | #DIV/0! | #DIV/0! | #DIV/0! | #DIV/0! | #DIV/0!
[15 empty] | 41.2 | 60.1122 | 68.6656 | 3001.104 | 4676.7274 | 3001.104 | 4676.7274 | 17.9144 | 20.9374 | 1 | 1 | 3001.104 | 4676.7274 |  |  |  |  | 41.2 | #DIV/0! | #DIV/0! | #DIV/0! | #DIV/0! | #DIV/0! | #DIV/0! | #DIV/0! | #DIV/0! | #DIV/0! | #DIV/0! | #DIV/0! | #DIV/0! | #DIV/0! |  |  |  | 41.2 | #DIV/0! | #DIV/0! | #DIV/0! | #DIV/0! | #DIV/0! | #DIV/0! | #DIV/0! | #DIV/0! | #DIV/0! | #DIV/0! | #DIV/0! | #DIV/0! | #DIV/0! |  |  |  | 41.2 | #DIV/0! | #DIV/0! | #DIV/0! | #DIV/0! | #DIV/0! | #DIV/0! | #DIV/0! | #DIV/0! | #DIV/0! | #DIV/0! | #DIV/0! | #DIV/0! | #DIV/0! |  |  |  | 41.2 | #DIV/0! | #DIV/0! | #DIV/0! | #DIV/0! | #DIV/0! | #DIV/0! | #DIV/0! | #DIV/0! | #DIV/0! | #DIV/0! | #DIV/0! | #DIV/0! | #DIV/0! |  |  |  | 41.2 | #DIV/0! | #DIV/0! | #DIV/0! | #DIV/0! | #DIV/0! | #DIV/0! | #DIV/0! | #DIV/0! | #DIV/0! | #DIV/0! | #DIV/0! | #DIV/0! | #DIV/0! |  |  |  | 41.2 | #DIV/0! | #DIV/0! | #DIV/0! | #DIV/0! | #DIV/0! | #DIV/0! | #DIV/0! | #DIV/0! | #DIV/0! | #DIV/0! | #DIV/0! | #DIV/0! | #DIV/0! |  |  |  | 41.2 | #DIV/0! | #DIV/0! | #DIV/0! | #DIV/0! | #DIV/0! | #DIV/0! | #DIV/0! | #DIV/0! | #DIV/0! | #DIV/0! | #DIV/0! | #DIV/0! | #DIV/0!
[15 empty] | 41.3 | 60.2319 | 68.5606 | 3001.811 | 4675.714 | 3001.811 | 4675.714 | 17.9543 | 20.9746 | 1 | 1 | 3001.811 | 4675.714 |  |  |  |  | 41.3 | #DIV/0! | #DIV/0! | #DIV/0! | #DIV/0! | #DIV/0! | #DIV/0! | #DIV/0! | #DIV/0! | #DIV/0! | #DIV/0! | #DIV/0! | #DIV/0! | #DIV/0! |  |  |  | 41.3 | #DIV/0! | #DIV/0! | #DIV/0! | #DIV/0! | #DIV/0! | #DIV/0! | #DIV/0! | #DIV/0! | #DIV/0! | #DIV/0! | #DIV/0! | #DIV/0! | #DIV/0! |  |  |  | 41.3 | #DIV/0! | #DIV/0! | #DIV/0! | #DIV/0! | #DIV/0! | #DIV/0! | #DIV/0! | #DIV/0! | #DIV/0! | #DIV/0! | #DIV/0! | #DIV/0! | #DIV/0! |  |  |  | 41.3 | #DIV/0! | #DIV/0! | #DIV/0! | #DIV/0! | #DIV/0! | #DIV/0! | #DIV/0! | #DIV/0! | #DIV/0! | #DIV/0! | #DIV/0! | #DIV/0! | #DIV/0! |  |  |  | 41.3 | #DIV/0! | #DIV/0! | #DIV/0! | #DIV/0! | #DIV/0! | #DIV/0! | #DIV/0! | #DIV/0! | #DIV/0! | #DIV/0! | #DIV/0! | #DIV/0! | #DIV/0! |  |  |  | 41.3 | #DIV/0! | #DIV/0! | #DIV/0! | #DIV/0! | #DIV/0! | #DIV/0! | #DIV/0! | #DIV/0! | #DIV/0! | #DIV/0! | #DIV/0! | #DIV/0! | #DIV/0! |  |  |  | 41.3 | #DIV/0! | #DIV/0! | #DIV/0! | #DIV/0! | #DIV/0! | #DIV/0! | #DIV/0! | #DIV/0! | #DIV/0! | #DIV/0! | #DIV/0! | #DIV/0! | #DIV/0!
[15 empty] | 41.4 | 60.3515 | 68.4553 | 3002.5197 | 4674.6989 | 3002.5197 | 4674.6989 | 17.9942 | 21.0117 | 1 | 1 | 3002.5197 | 4674.6989 |  |  |  |  | 41.4 | #DIV/0! | #DIV/0! | #DIV/0! | #DIV/0! | #DIV/0! | #DIV/0! | #DIV/0! | #DIV/0! | #DIV/0! | #DIV/0! | #DIV/0! | #DIV/0! | #DIV/0! |  |  |  | 41.4 | #DIV/0! | #DIV/0! | #DIV/0! | #DIV/0! | #DIV/0! | #DIV/0! | #DIV/0! | #DIV/0! | #DIV/0! | #DIV/0! | #DIV/0! | #DIV/0! | #DIV/0! |  |  |  | 41.4 | #DIV/0! | #DIV/0! | #DIV/0! | #DIV/0! | #DIV/0! | #DIV/0! | #DIV/0! | #DIV/0! | #DIV/0! | #DIV/0! | #DIV/0! | #DIV/0! | #DIV/0! |  |  |  | 41.4 | #DIV/0! | #DIV/0! | #DIV/0! | #DIV/0! | #DIV/0! | #DIV/0! | #DIV/0! | #DIV/0! | #DIV/0! | #DIV/0! | #DIV/0! | #DIV/0! | #DIV/0! |  |  |  | 41.4 | #DIV/0! | #DIV/0! | #DIV/0! | #DIV/0! | #DIV/0! | #DIV/0! | #DIV/0! | #DIV/0! | #DIV/0! | #DIV/0! | #DIV/0! | #DIV/0! | #DIV/0! |  |  |  | 41.4 | #DIV/0! | #DIV/0! | #DIV/0! | #DIV/0! | #DIV/0! | #DIV/0! | #DIV/0! | #DIV/0! | #DIV/0! | #DIV/0! | #DIV/0! | #DIV/0! | #DIV/0! |  |  |  | 41.4 | #DIV/0! | #DIV/0! | #DIV/0! | #DIV/0! | #DIV/0! | #DIV/0! | #DIV/0! | #DIV/0! | #DIV/0! | #DIV/0! | #DIV/0! | #DIV/0! | #DIV/0!
[15 empty] | 41.5 | 60.4709 | 68.3499 | 3003.2301 | 4673.6819 | 3003.2301 | 4673.6819 | 18.034 | 21.0487 | 1 | 1 | 3003.2301 | 4673.6819 |  |  |  |  | 41.5 | #DIV/0! | #DIV/0! | #DIV/0! | #DIV/0! | #DIV/0! | #DIV/0! | #DIV/0! | #DIV/0! | #DIV/0! | #DIV/0! | #DIV/0! | #DIV/0! | #DIV/0! |  |  |  | 41.5 | #DIV/0! | #DIV/0! | #DIV/0! | #DIV/0! | #DIV/0! | #DIV/0! | #DIV/0! | #DIV/0! | #DIV/0! | #DIV/0! | #DIV/0! | #DIV/0! | #DIV/0! |  |  |  | 41.5 | #DIV/0! | #DIV/0! | #DIV/0! | #DIV/0! | #DIV/0! | #DIV/0! | #DIV/0! | #DIV/0! | #DIV/0! | #DIV/0! | #DIV/0! | #DIV/0! | #DIV/0! |  |  |  | 41.5 | #DIV/0! | #DIV/0! | #DIV/0! | #DIV/0! | #DIV/0! | #DIV/0! | #DIV/0! | #DIV/0! | #DIV/0! | #DIV/0! | #DIV/0! | #DIV/0! | #DIV/0! |  |  |  | 41.5 | #DIV/0! | #DIV/0! | #DIV/0! | #DIV/0! | #DIV/0! | #DIV/0! | #DIV/0! | #DIV/0! | #DIV/0! | #DIV/0! | #DIV/0! | #DIV/0! | #DIV/0! |  |  |  | 41.5 | #DIV/0! | #DIV/0! | #DIV/0! | #DIV/0! | #DIV/0! | #DIV/0! | #DIV/0! | #DIV/0! | #DIV/0! | #DIV/0! | #DIV/0! | #DIV/0! | #DIV/0! |  |  |  | 41.5 | #DIV/0! | #DIV/0! | #DIV/0! | #DIV/0! | #DIV/0! | #DIV/0! | #DIV/0! | #DIV/0! | #DIV/0! | #DIV/0! | #DIV/0! | #DIV/0! | #DIV/0!
[15 empty] | 41.6 | 60.5901 | 68.2442 | 3003.9421 | 4672.6632 | 3003.9421 | 4672.6632 | 18.0739 | 21.0856 | 1 | 1 | 3003.9421 | 4672.6632 |  |  |  |  | 41.6 | #DIV/0! | #DIV/0! | #DIV/0! | #DIV/0! | #DIV/0! | #DIV/0! | #DIV/0! | #DIV/0! | #DIV/0! | #DIV/0! | #DIV/0! | #DIV/0! | #DIV/0! |  |  |  | 41.6 | #DIV/0! | #DIV/0! | #DIV/0! | #DIV/0! | #DIV/0! | #DIV/0! | #DIV/0! | #DIV/0! | #DIV/0! | #DIV/0! | #DIV/0! | #DIV/0! | #DIV/0! |  |  |  | 41.6 | #DIV/0! | #DIV/0! | #DIV/0! | #DIV/0! | #DIV/0! | #DIV/0! | #DIV/0! | #DIV/0! | #DIV/0! | #DIV/0! | #DIV/0! | #DIV/0! | #DIV/0! |  |  |  | 41.6 | #DIV/0! | #DIV/0! | #DIV/0! | #DIV/0! | #DIV/0! | #DIV/0! | #DIV/0! | #DIV/0! | #DIV/0! | #DIV/0! | #DIV/0! | #DIV/0! | #DIV/0! |  |  |  | 41.6 | #DIV/0! | #DIV/0! | #DIV/0! | #DIV/0! | #DIV/0! | #DIV/0! | #DIV/0! | #DIV/0! | #DIV/0! | #DIV/0! | #DIV/0! | #DIV/0! | #DIV/0! |  |  |  | 41.6 | #DIV/0! | #DIV/0! | #DIV/0! | #DIV/0! | #DIV/0! | #DIV/0! | #DIV/0! | #DIV/0! | #DIV/0! | #DIV/0! | #DIV/0! | #DIV/0! | #DIV/0! |  |  |  | 41.6 | #DIV/0! | #DIV/0! | #DIV/0! | #DIV/0! | #DIV/0! | #DIV/0! | #DIV/0! | #DIV/0! | #DIV/0! | #DIV/0! | #DIV/0! | #DIV/0! | #DIV/0!
[15 empty] | 41.7 | 60.7091 | 68.1384 | 3004.6557 | 4671.6426 | 3004.6557 | 4671.6426 | 18.1137 | 21.1224 | 1 | 1 | 3004.6557 | 4671.6426 |  |  |  |  | 41.7 | #DIV/0! | #DIV/0! | #DIV/0! | #DIV/0! | #DIV/0! | #DIV/0! | #DIV/0! | #DIV/0! | #DIV/0! | #DIV/0! | #DIV/0! | #DIV/0! | #DIV/0! |  |  |  | 41.7 | #DIV/0! | #DIV/0! | #DIV/0! | #DIV/0! | #DIV/0! | #DIV/0! | #DIV/0! | #DIV/0! | #DIV/0! | #DIV/0! | #DIV/0! | #DIV/0! | #DIV/0! |  |  |  | 41.7 | #DIV/0! | #DIV/0! | #DIV/0! | #DIV/0! | #DIV/0! | #DIV/0! | #DIV/0! | #DIV/0! | #DIV/0! | #DIV/0! | #DIV/0! | #DIV/0! | #DIV/0! |  |  |  | 41.7 | #DIV/0! | #DIV/0! | #DIV/0! | #DIV/0! | #DIV/0! | #DIV/0! | #DIV/0! | #DIV/0! | #DIV/0! | #DIV/0! | #DIV/0! | #DIV/0! | #DIV/0! |  |  |  | 41.7 | #DIV/0! | #DIV/0! | #DIV/0! | #DIV/0! | #DIV/0! | #DIV/0! | #DIV/0! | #DIV/0! | #DIV/0! | #DIV/0! | #DIV/0! | #DIV/0! | #DIV/0! |  |  |  | 41.7 | #DIV/0! | #DIV/0! | #DIV/0! | #DIV/0! | #DIV/0! | #DIV/0! | #DIV/0! | #DIV/0! | #DIV/0! | #DIV/0! | #DIV/0! | #DIV/0! | #DIV/0! |  |  |  | 41.7 | #DIV/0! | #DIV/0! | #DIV/0! | #DIV/0! | #DIV/0! | #DIV/0! | #DIV/0! | #DIV/0! | #DIV/0! | #DIV/0! | #DIV/0! | #DIV/0! | #DIV/0!
[15 empty] | 41.8 | 60.8279 | 68.0323 | 3005.371 | 4670.6203 | 3005.371 | 4670.6203 | 18.1534 | 21.1591 | 1 | 1 | 3005.371 | 4670.6203 |  |  |  |  | 41.8 | #DIV/0! | #DIV/0! | #DIV/0! | #DIV/0! | #DIV/0! | #DIV/0! | #DIV/0! | #DIV/0! | #DIV/0! | #DIV/0! | #DIV/0! | #DIV/0! | #DIV/0! |  |  |  | 41.8 | #DIV/0! | #DIV/0! | #DIV/0! | #DIV/0! | #DIV/0! | #DIV/0! | #DIV/0! | #DIV/0! | #DIV/0! | #DIV/0! | #DIV/0! | #DIV/0! | #DIV/0! |  |  |  | 41.8 | #DIV/0! | #DIV/0! | #DIV/0! | #DIV/0! | #DIV/0! | #DIV/0! | #DIV/0! | #DIV/0! | #DIV/0! | #DIV/0! | #DIV/0! | #DIV/0! | #DIV/0! |  |  |  | 41.8 | #DIV/0! | #DIV/0! | #DIV/0! | #DIV/0! | #DIV/0! | #DIV/0! | #DIV/0! | #DIV/0! | #DIV/0! | #DIV/0! | #DIV/0! | #DIV/0! | #DIV/0! |  |  |  | 41.8 | #DIV/0! | #DIV/0! | #DIV/0! | #DIV/0! | #DIV/0! | #DIV/0! | #DIV/0! | #DIV/0! | #DIV/0! | #DIV/0! | #DIV/0! | #DIV/0! | #DIV/0! |  |  |  | 41.8 | #DIV/0! | #DIV/0! | #DIV/0! | #DIV/0! | #DIV/0! | #DIV/0! | #DIV/0! | #DIV/0! | #DIV/0! | #DIV/0! | #DIV/0! | #DIV/0! | #DIV/0! |  |  |  | 41.8 | #DIV/0! | #DIV/0! | #DIV/0! | #DIV/0! | #DIV/0! | #DIV/0! | #DIV/0! | #DIV/0! | #DIV/0! | #DIV/0! | #DIV/0! | #DIV/0! | #DIV/0!
[15 empty] | 41.9 | 60.9466 | 67.9261 | 3006.0879 | 4669.5962 | 3006.0879 | 4669.5962 | 18.1932 | 21.1957 | 1 | 1 | 3006.0879 | 4669.5962 |  |  |  |  | 41.9 | #DIV/0! | #DIV/0! | #DIV/0! | #DIV/0! | #DIV/0! | #DIV/0! | #DIV/0! | #DIV/0! | #DIV/0! | #DIV/0! | #DIV/0! | #DIV/0! | #DIV/0! |  |  |  | 41.9 | #DIV/0! | #DIV/0! | #DIV/0! | #DIV/0! | #DIV/0! | #DIV/0! | #DIV/0! | #DIV/0! | #DIV/0! | #DIV/0! | #DIV/0! | #DIV/0! | #DIV/0! |  |  |  | 41.9 | #DIV/0! | #DIV/0! | #DIV/0! | #DIV/0! | #DIV/0! | #DIV/0! | #DIV/0! | #DIV/0! | #DIV/0! | #DIV/0! | #DIV/0! | #DIV/0! | #DIV/0! |  |  |  | 41.9 | #DIV/0! | #DIV/0! | #DIV/0! | #DIV/0! | #DIV/0! | #DIV/0! | #DIV/0! | #DIV/0! | #DIV/0! | #DIV/0! | #DIV/0! | #DIV/0! | #DIV/0! |  |  |  | 41.9 | #DIV/0! | #DIV/0! | #DIV/0! | #DIV/0! | #DIV/0! | #DIV/0! | #DIV/0! | #DIV/0! | #DIV/0! | #DIV/0! | #DIV/0! | #DIV/0! | #DIV/0! |  |  |  | 41.9 | #DIV/0! | #DIV/0! | #DIV/0! | #DIV/0! | #DIV/0! | #DIV/0! | #DIV/0! | #DIV/0! | #DIV/0! | #DIV/0! | #DIV/0! | #DIV/0! | #DIV/0! |  |  |  | 41.9 | #DIV/0! | #DIV/0! | #DIV/0! | #DIV/0! | #DIV/0! | #DIV/0! | #DIV/0! | #DIV/0! | #DIV/0! | #DIV/0! | #DIV/0! | #DIV/0! | #DIV/0!
[15 empty] | 42 | 61.065 | 67.8196 | 3006.8065 | 4668.5703 | 3006.8065 | 4668.5703 | 18.2329 | 21.2322 | 1 | 1 | 3006.8065 | 4668.5703 |  |  |  |  | 42 | #DIV/0! | #DIV/0! | #DIV/0! | #DIV/0! | #DIV/0! | #DIV/0! | #DIV/0! | #DIV/0! | #DIV/0! | #DIV/0! | #DIV/0! | #DIV/0! | #DIV/0! |  |  |  | 42 | #DIV/0! | #DIV/0! | #DIV/0! | #DIV/0! | #DIV/0! | #DIV/0! | #DIV/0! | #DIV/0! | #DIV/0! | #DIV/0! | #DIV/0! | #DIV/0! | #DIV/0! |  |  |  | 42 | #DIV/0! | #DIV/0! | #DIV/0! | #DIV/0! | #DIV/0! | #DIV/0! | #DIV/0! | #DIV/0! | #DIV/0! | #DIV/0! | #DIV/0! | #DIV/0! | #DIV/0! |  |  |  | 42 | #DIV/0! | #DIV/0! | #DIV/0! | #DIV/0! | #DIV/0! | #DIV/0! | #DIV/0! | #DIV/0! | #DIV/0! | #DIV/0! | #DIV/0! | #DIV/0! | #DIV/0! |  |  |  | 42 | #DIV/0! | #DIV/0! | #DIV/0! | #DIV/0! | #DIV/0! | #DIV/0! | #DIV/0! | #DIV/0! | #DIV/0! | #DIV/0! | #DIV/0! | #DIV/0! | #DIV/0! |  |  |  | 42 | #DIV/0! | #DIV/0! | #DIV/0! | #DIV/0! | #DIV/0! | #DIV/0! | #DIV/0! | #DIV/0! | #DIV/0! | #DIV/0! | #DIV/0! | #DIV/0! | #DIV/0! |  |  |  | 42 | #DIV/0! | #DIV/0! | #DIV/0! | #DIV/0! | #DIV/0! | #DIV/0! | #DIV/0! | #DIV/0! | #DIV/0! | #DIV/0! | #DIV/0! | #DIV/0! | #DIV/0!
[15 empty] | 42.1 | 61.1833 | 67.7129 | 3007.5267 | 4667.5426 | 3007.5267 | 4667.5426 | 18.2726 | 21.2687 | 1 | 1 | 3007.5267 | 4667.5426 |  |  |  |  | 42.1 | #DIV/0! | #DIV/0! | #DIV/0! | #DIV/0! | #DIV/0! | #DIV/0! | #DIV/0! | #DIV/0! | #DIV/0! | #DIV/0! | #DIV/0! | #DIV/0! | #DIV/0! |  |  |  | 42.1 | #DIV/0! | #DIV/0! | #DIV/0! | #DIV/0! | #DIV/0! | #DIV/0! | #DIV/0! | #DIV/0! | #DIV/0! | #DIV/0! | #DIV/0! | #DIV/0! | #DIV/0! |  |  |  | 42.1 | #DIV/0! | #DIV/0! | #DIV/0! | #DIV/0! | #DIV/0! | #DIV/0! | #DIV/0! | #DIV/0! | #DIV/0! | #DIV/0! | #DIV/0! | #DIV/0! | #DIV/0! |  |  |  | 42.1 | #DIV/0! | #DIV/0! | #DIV/0! | #DIV/0! | #DIV/0! | #DIV/0! | #DIV/0! | #DIV/0! | #DIV/0! | #DIV/0! | #DIV/0! | #DIV/0! | #DIV/0! |  |  |  | 42.1 | #DIV/0! | #DIV/0! | #DIV/0! | #DIV/0! | #DIV/0! | #DIV/0! | #DIV/0! | #DIV/0! | #DIV/0! | #DIV/0! | #DIV/0! | #DIV/0! | #DIV/0! |  |  |  | 42.1 | #DIV/0! | #DIV/0! | #DIV/0! | #DIV/0! | #DIV/0! | #DIV/0! | #DIV/0! | #DIV/0! | #DIV/0! | #DIV/0! | #DIV/0! | #DIV/0! | #DIV/0! |  |  |  | 42.1 | #DIV/0! | #DIV/0! | #DIV/0! | #DIV/0! | #DIV/0! | #DIV/0! | #DIV/0! | #DIV/0! | #DIV/0! | #DIV/0! | #DIV/0! | #DIV/0! | #DIV/0!
[15 empty] | 42.2 | 61.3014 | 67.606 | 3008.2485 | 4666.5132 | 3008.2485 | 4666.5132 | 18.3123 | 21.305 | 1 | 1 | 3008.2485 | 4666.5132 |  |  |  |  | 42.2 | #DIV/0! | #DIV/0! | #DIV/0! | #DIV/0! | #DIV/0! | #DIV/0! | #DIV/0! | #DIV/0! | #DIV/0! | #DIV/0! | #DIV/0! | #DIV/0! | #DIV/0! |  |  |  | 42.2 | #DIV/0! | #DIV/0! | #DIV/0! | #DIV/0! | #DIV/0! | #DIV/0! | #DIV/0! | #DIV/0! | #DIV/0! | #DIV/0! | #DIV/0! | #DIV/0! | #DIV/0! |  |  |  | 42.2 | #DIV/0! | #DIV/0! | #DIV/0! | #DIV/0! | #DIV/0! | #DIV/0! | #DIV/0! | #DIV/0! | #DIV/0! | #DIV/0! | #DIV/0! | #DIV/0! | #DIV/0! |  |  |  | 42.2 | #DIV/0! | #DIV/0! | #DIV/0! | #DIV/0! | #DIV/0! | #DIV/0! | #DIV/0! | #DIV/0! | #DIV/0! | #DIV/0! | #DIV/0! | #DIV/0! | #DIV/0! |  |  |  | 42.2 | #DIV/0! | #DIV/0! | #DIV/0! | #DIV/0! | #DIV/0! | #DIV/0! | #DIV/0! | #DIV/0! | #DIV/0! | #DIV/0! | #DIV/0! | #DIV/0! | #DIV/0! |  |  |  | 42.2 | #DIV/0! | #DIV/0! | #DIV/0! | #DIV/0! | #DIV/0! | #DIV/0! | #DIV/0! | #DIV/0! | #DIV/0! | #DIV/0! | #DIV/0! | #DIV/0! | #DIV/0! |  |  |  | 42.2 | #DIV/0! | #DIV/0! | #DIV/0! | #DIV/0! | #DIV/0! | #DIV/0! | #DIV/0! | #DIV/0! | #DIV/0! | #DIV/0! | #DIV/0! | #DIV/0! | #DIV/0!
[15 empty] | 42.3 | 61.4193 | 67.4989 | 3008.972 | 4665.482 | 3008.972 | 4665.482 | 18.3519 | 21.3413 | 1 | 1 | 3008.972 | 4665.482 |  |  |  |  | 42.3 | #DIV/0! | #DIV/0! | #DIV/0! | #DIV/0! | #DIV/0! | #DIV/0! | #DIV/0! | #DIV/0! | #DIV/0! | #DIV/0! | #DIV/0! | #DIV/0! | #DIV/0! |  |  |  | 42.3 | #DIV/0! | #DIV/0! | #DIV/0! | #DIV/0! | #DIV/0! | #DIV/0! | #DIV/0! | #DIV/0! | #DIV/0! | #DIV/0! | #DIV/0! | #DIV/0! | #DIV/0! |  |  |  | 42.3 | #DIV/0! | #DIV/0! | #DIV/0! | #DIV/0! | #DIV/0! | #DIV/0! | #DIV/0! | #DIV/0! | #DIV/0! | #DIV/0! | #DIV/0! | #DIV/0! | #DIV/0! |  |  |  | 42.3 | #DIV/0! | #DIV/0! | #DIV/0! | #DIV/0! | #DIV/0! | #DIV/0! | #DIV/0! | #DIV/0! | #DIV/0! | #DIV/0! | #DIV/0! | #DIV/0! | #DIV/0! |  |  |  | 42.3 | #DIV/0! | #DIV/0! | #DIV/0! | #DIV/0! | #DIV/0! | #DIV/0! | #DIV/0! | #DIV/0! | #DIV/0! | #DIV/0! | #DIV/0! | #DIV/0! | #DIV/0! |  |  |  | 42.3 | #DIV/0! | #DIV/0! | #DIV/0! | #DIV/0! | #DIV/0! | #DIV/0! | #DIV/0! | #DIV/0! | #DIV/0! | #DIV/0! | #DIV/0! | #DIV/0! | #DIV/0! |  |  |  | 42.3 | #DIV/0! | #DIV/0! | #DIV/0! | #DIV/0! | #DIV/0! | #DIV/0! | #DIV/0! | #DIV/0! | #DIV/0! | #DIV/0! | #DIV/0! | #DIV/0! | #DIV/0!
[15 empty] | 42.4 | 61.537 | 67.3916 | 3009.6972 | 4664.4491 | 3009.6972 | 4664.4491 | 18.3915 | 21.3775 | 1 | 1 | 3009.6972 | 4664.4491 |  |  |  |  | 42.4 | #DIV/0! | #DIV/0! | #DIV/0! | #DIV/0! | #DIV/0! | #DIV/0! | #DIV/0! | #DIV/0! | #DIV/0! | #DIV/0! | #DIV/0! | #DIV/0! | #DIV/0! |  |  |  | 42.4 | #DIV/0! | #DIV/0! | #DIV/0! | #DIV/0! | #DIV/0! | #DIV/0! | #DIV/0! | #DIV/0! | #DIV/0! | #DIV/0! | #DIV/0! | #DIV/0! | #DIV/0! |  |  |  | 42.4 | #DIV/0! | #DIV/0! | #DIV/0! | #DIV/0! | #DIV/0! | #DIV/0! | #DIV/0! | #DIV/0! | #DIV/0! | #DIV/0! | #DIV/0! | #DIV/0! | #DIV/0! |  |  |  | 42.4 | #DIV/0! | #DIV/0! | #DIV/0! | #DIV/0! | #DIV/0! | #DIV/0! | #DIV/0! | #DIV/0! | #DIV/0! | #DIV/0! | #DIV/0! | #DIV/0! | #DIV/0! |  |  |  | 42.4 | #DIV/0! | #DIV/0! | #DIV/0! | #DIV/0! | #DIV/0! | #DIV/0! | #DIV/0! | #DIV/0! | #DIV/0! | #DIV/0! | #DIV/0! | #DIV/0! | #DIV/0! |  |  |  | 42.4 | #DIV/0! | #DIV/0! | #DIV/0! | #DIV/0! | #DIV/0! | #DIV/0! | #DIV/0! | #DIV/0! | #DIV/0! | #DIV/0! | #DIV/0! | #DIV/0! | #DIV/0! |  |  |  | 42.4 | #DIV/0! | #DIV/0! | #DIV/0! | #DIV/0! | #DIV/0! | #DIV/0! | #DIV/0! | #DIV/0! | #DIV/0! | #DIV/0! | #DIV/0! | #DIV/0! | #DIV/0!
[15 empty] | 42.5 | 61.6545 | 67.2841 | 3010.424 | 4663.4144 | 3010.424 | 4663.4144 | 18.4311 | 21.4135 | 1 | 1 | 3010.424 | 4663.4144 |  |  |  |  | 42.5 | #DIV/0! | #DIV/0! | #DIV/0! | #DIV/0! | #DIV/0! | #DIV/0! | #DIV/0! | #DIV/0! | #DIV/0! | #DIV/0! | #DIV/0! | #DIV/0! | #DIV/0! |  |  |  | 42.5 | #DIV/0! | #DIV/0! | #DIV/0! | #DIV/0! | #DIV/0! | #DIV/0! | #DIV/0! | #DIV/0! | #DIV/0! | #DIV/0! | #DIV/0! | #DIV/0! | #DIV/0! |  |  |  | 42.5 | #DIV/0! | #DIV/0! | #DIV/0! | #DIV/0! | #DIV/0! | #DIV/0! | #DIV/0! | #DIV/0! | #DIV/0! | #DIV/0! | #DIV/0! | #DIV/0! | #DIV/0! |  |  |  | 42.5 | #DIV/0! | #DIV/0! | #DIV/0! | #DIV/0! | #DIV/0! | #DIV/0! | #DIV/0! | #DIV/0! | #DIV/0! | #DIV/0! | #DIV/0! | #DIV/0! | #DIV/0! |  |  |  | 42.5 | #DIV/0! | #DIV/0! | #DIV/0! | #DIV/0! | #DIV/0! | #DIV/0! | #DIV/0! | #DIV/0! | #DIV/0! | #DIV/0! | #DIV/0! | #DIV/0! | #DIV/0! |  |  |  | 42.5 | #DIV/0! | #DIV/0! | #DIV/0! | #DIV/0! | #DIV/0! | #DIV/0! | #DIV/0! | #DIV/0! | #DIV/0! | #DIV/0! | #DIV/0! | #DIV/0! | #DIV/0! |  |  |  | 42.5 | #DIV/0! | #DIV/0! | #DIV/0! | #DIV/0! | #DIV/0! | #DIV/0! | #DIV/0! | #DIV/0! | #DIV/0! | #DIV/0! | #DIV/0! | #DIV/0! | #DIV/0!
[15 empty] | 42.6 | 61.7719 | 67.1764 | 3011.1524 | 4662.3779 | 3011.1524 | 4662.3779 | 18.4706 | 21.4495 | 1 | 1 | 3011.1524 | 4662.3779 |  |  |  |  | 42.6 | #DIV/0! | #DIV/0! | #DIV/0! | #DIV/0! | #DIV/0! | #DIV/0! | #DIV/0! | #DIV/0! | #DIV/0! | #DIV/0! | #DIV/0! | #DIV/0! | #DIV/0! |  |  |  | 42.6 | #DIV/0! | #DIV/0! | #DIV/0! | #DIV/0! | #DIV/0! | #DIV/0! | #DIV/0! | #DIV/0! | #DIV/0! | #DIV/0! | #DIV/0! | #DIV/0! | #DIV/0! |  |  |  | 42.6 | #DIV/0! | #DIV/0! | #DIV/0! | #DIV/0! | #DIV/0! | #DIV/0! | #DIV/0! | #DIV/0! | #DIV/0! | #DIV/0! | #DIV/0! | #DIV/0! | #DIV/0! |  |  |  | 42.6 | #DIV/0! | #DIV/0! | #DIV/0! | #DIV/0! | #DIV/0! | #DIV/0! | #DIV/0! | #DIV/0! | #DIV/0! | #DIV/0! | #DIV/0! | #DIV/0! | #DIV/0! |  |  |  | 42.6 | #DIV/0! | #DIV/0! | #DIV/0! | #DIV/0! | #DIV/0! | #DIV/0! | #DIV/0! | #DIV/0! | #DIV/0! | #DIV/0! | #DIV/0! | #DIV/0! | #DIV/0! |  |  |  | 42.6 | #DIV/0! | #DIV/0! | #DIV/0! | #DIV/0! | #DIV/0! | #DIV/0! | #DIV/0! | #DIV/0! | #DIV/0! | #DIV/0! | #DIV/0! | #DIV/0! | #DIV/0! |  |  |  | 42.6 | #DIV/0! | #DIV/0! | #DIV/0! | #DIV/0! | #DIV/0! | #DIV/0! | #DIV/0! | #DIV/0! | #DIV/0! | #DIV/0! | #DIV/0! | #DIV/0! | #DIV/0!
[15 empty] | 42.7 | 61.889 | 67.0685 | 3011.8824 | 4661.3398 | 3011.8824 | 4661.3398 | 18.5101 | 21.4854 | 1 | 1 | 3011.8824 | 4661.3398 |  |  |  |  | 42.7 | #DIV/0! | #DIV/0! | #DIV/0! | #DIV/0! | #DIV/0! | #DIV/0! | #DIV/0! | #DIV/0! | #DIV/0! | #DIV/0! | #DIV/0! | #DIV/0! | #DIV/0! |  |  |  | 42.7 | #DIV/0! | #DIV/0! | #DIV/0! | #DIV/0! | #DIV/0! | #DIV/0! | #DIV/0! | #DIV/0! | #DIV/0! | #DIV/0! | #DIV/0! | #DIV/0! | #DIV/0! |  |  |  | 42.7 | #DIV/0! | #DIV/0! | #DIV/0! | #DIV/0! | #DIV/0! | #DIV/0! | #DIV/0! | #DIV/0! | #DIV/0! | #DIV/0! | #DIV/0! | #DIV/0! | #DIV/0! |  |  |  | 42.7 | #DIV/0! | #DIV/0! | #DIV/0! | #DIV/0! | #DIV/0! | #DIV/0! | #DIV/0! | #DIV/0! | #DIV/0! | #DIV/0! | #DIV/0! | #DIV/0! | #DIV/0! |  |  |  | 42.7 | #DIV/0! | #DIV/0! | #DIV/0! | #DIV/0! | #DIV/0! | #DIV/0! | #DIV/0! | #DIV/0! | #DIV/0! | #DIV/0! | #DIV/0! | #DIV/0! | #DIV/0! |  |  |  | 42.7 | #DIV/0! | #DIV/0! | #DIV/0! | #DIV/0! | #DIV/0! | #DIV/0! | #DIV/0! | #DIV/0! | #DIV/0! | #DIV/0! | #DIV/0! | #DIV/0! | #DIV/0! |  |  |  | 42.7 | #DIV/0! | #DIV/0! | #DIV/0! | #DIV/0! | #DIV/0! | #DIV/0! | #DIV/0! | #DIV/0! | #DIV/0! | #DIV/0! | #DIV/0! | #DIV/0! | #DIV/0!
[15 empty] | 42.8 | 62.006 | 66.9604 | 3012.6141 | 4660.2998 | 3012.6141 | 4660.2998 | 18.5496 | 21.5212 | 1 | 1 | 3012.6141 | 4660.2998 |  |  |  |  | 42.8 | #DIV/0! | #DIV/0! | #DIV/0! | #DIV/0! | #DIV/0! | #DIV/0! | #DIV/0! | #DIV/0! | #DIV/0! | #DIV/0! | #DIV/0! | #DIV/0! | #DIV/0! |  |  |  | 42.8 | #DIV/0! | #DIV/0! | #DIV/0! | #DIV/0! | #DIV/0! | #DIV/0! | #DIV/0! | #DIV/0! | #DIV/0! | #DIV/0! | #DIV/0! | #DIV/0! | #DIV/0! |  |  |  | 42.8 | #DIV/0! | #DIV/0! | #DIV/0! | #DIV/0! | #DIV/0! | #DIV/0! | #DIV/0! | #DIV/0! | #DIV/0! | #DIV/0! | #DIV/0! | #DIV/0! | #DIV/0! |  |  |  | 42.8 | #DIV/0! | #DIV/0! | #DIV/0! | #DIV/0! | #DIV/0! | #DIV/0! | #DIV/0! | #DIV/0! | #DIV/0! | #DIV/0! | #DIV/0! | #DIV/0! | #DIV/0! |  |  |  | 42.8 | #DIV/0! | #DIV/0! | #DIV/0! | #DIV/0! | #DIV/0! | #DIV/0! | #DIV/0! | #DIV/0! | #DIV/0! | #DIV/0! | #DIV/0! | #DIV/0! | #DIV/0! |  |  |  | 42.8 | #DIV/0! | #DIV/0! | #DIV/0! | #DIV/0! | #DIV/0! | #DIV/0! | #DIV/0! | #DIV/0! | #DIV/0! | #DIV/0! | #DIV/0! | #DIV/0! | #DIV/0! |  |  |  | 42.8 | #DIV/0! | #DIV/0! | #DIV/0! | #DIV/0! | #DIV/0! | #DIV/0! | #DIV/0! | #DIV/0! | #DIV/0! | #DIV/0! | #DIV/0! | #DIV/0! | #DIV/0!
[15 empty] | 42.9 | 62.1228 | 66.8521 | 3013.3475 | 4659.2581 | 3013.3475 | 4659.2581 | 18.5891 | 21.5569 | 1 | 1 | 3013.3475 | 4659.2581 |  |  |  |  | 42.9 | #DIV/0! | #DIV/0! | #DIV/0! | #DIV/0! | #DIV/0! | #DIV/0! | #DIV/0! | #DIV/0! | #DIV/0! | #DIV/0! | #DIV/0! | #DIV/0! | #DIV/0! |  |  |  | 42.9 | #DIV/0! | #DIV/0! | #DIV/0! | #DIV/0! | #DIV/0! | #DIV/0! | #DIV/0! | #DIV/0! | #DIV/0! | #DIV/0! | #DIV/0! | #DIV/0! | #DIV/0! |  |  |  | 42.9 | #DIV/0! | #DIV/0! | #DIV/0! | #DIV/0! | #DIV/0! | #DIV/0! | #DIV/0! | #DIV/0! | #DIV/0! | #DIV/0! | #DIV/0! | #DIV/0! | #DIV/0! |  |  |  | 42.9 | #DIV/0! | #DIV/0! | #DIV/0! | #DIV/0! | #DIV/0! | #DIV/0! | #DIV/0! | #DIV/0! | #DIV/0! | #DIV/0! | #DIV/0! | #DIV/0! | #DIV/0! |  |  |  | 42.9 | #DIV/0! | #DIV/0! | #DIV/0! | #DIV/0! | #DIV/0! | #DIV/0! | #DIV/0! | #DIV/0! | #DIV/0! | #DIV/0! | #DIV/0! | #DIV/0! | #DIV/0! |  |  |  | 42.9 | #DIV/0! | #DIV/0! | #DIV/0! | #DIV/0! | #DIV/0! | #DIV/0! | #DIV/0! | #DIV/0! | #DIV/0! | #DIV/0! | #DIV/0! | #DIV/0! | #DIV/0! |  |  |  | 42.9 | #DIV/0! | #DIV/0! | #DIV/0! | #DIV/0! | #DIV/0! | #DIV/0! | #DIV/0! | #DIV/0! | #DIV/0! | #DIV/0! | #DIV/0! | #DIV/0! | #DIV/0!
[15 empty] | 43 | 62.2393 | 66.7435 | 3014.0824 | 4658.2147 | 3014.0824 | 4658.2147 | 18.6285 | 21.5925 | 1 | 1 | 3014.0824 | 4658.2147 |  |  |  |  | 43 | #DIV/0! | #DIV/0! | #DIV/0! | #DIV/0! | #DIV/0! | #DIV/0! | #DIV/0! | #DIV/0! | #DIV/0! | #DIV/0! | #DIV/0! | #DIV/0! | #DIV/0! |  |  |  | 43 | #DIV/0! | #DIV/0! | #DIV/0! | #DIV/0! | #DIV/0! | #DIV/0! | #DIV/0! | #DIV/0! | #DIV/0! | #DIV/0! | #DIV/0! | #DIV/0! | #DIV/0! |  |  |  | 43 | #DIV/0! | #DIV/0! | #DIV/0! | #DIV/0! | #DIV/0! | #DIV/0! | #DIV/0! | #DIV/0! | #DIV/0! | #DIV/0! | #DIV/0! | #DIV/0! | #DIV/0! |  |  |  | 43 | #DIV/0! | #DIV/0! | #DIV/0! | #DIV/0! | #DIV/0! | #DIV/0! | #DIV/0! | #DIV/0! | #DIV/0! | #DIV/0! | #DIV/0! | #DIV/0! | #DIV/0! |  |  |  | 43 | #DIV/0! | #DIV/0! | #DIV/0! | #DIV/0! | #DIV/0! | #DIV/0! | #DIV/0! | #DIV/0! | #DIV/0! | #DIV/0! | #DIV/0! | #DIV/0! | #DIV/0! |  |  |  | 43 | #DIV/0! | #DIV/0! | #DIV/0! | #DIV/0! | #DIV/0! | #DIV/0! | #DIV/0! | #DIV/0! | #DIV/0! | #DIV/0! | #DIV/0! | #DIV/0! | #DIV/0! |  |  |  | 43 | #DIV/0! | #DIV/0! | #DIV/0! | #DIV/0! | #DIV/0! | #DIV/0! | #DIV/0! | #DIV/0! | #DIV/0! | #DIV/0! | #DIV/0! | #DIV/0! | #DIV/0!
[15 empty] | 43.1 | 62.3557 | 66.6348 | 3014.819 | 4657.1696 | 3014.819 | 4657.1696 | 18.6679 | 21.6281 | 1 | 1 | 3014.819 | 4657.1696 |  |  |  |  | 43.1 | #DIV/0! | #DIV/0! | #DIV/0! | #DIV/0! | #DIV/0! | #DIV/0! | #DIV/0! | #DIV/0! | #DIV/0! | #DIV/0! | #DIV/0! | #DIV/0! | #DIV/0! |  |  |  | 43.1 | #DIV/0! | #DIV/0! | #DIV/0! | #DIV/0! | #DIV/0! | #DIV/0! | #DIV/0! | #DIV/0! | #DIV/0! | #DIV/0! | #DIV/0! | #DIV/0! | #DIV/0! |  |  |  | 43.1 | #DIV/0! | #DIV/0! | #DIV/0! | #DIV/0! | #DIV/0! | #DIV/0! | #DIV/0! | #DIV/0! | #DIV/0! | #DIV/0! | #DIV/0! | #DIV/0! | #DIV/0! |  |  |  | 43.1 | #DIV/0! | #DIV/0! | #DIV/0! | #DIV/0! | #DIV/0! | #DIV/0! | #DIV/0! | #DIV/0! | #DIV/0! | #DIV/0! | #DIV/0! | #DIV/0! | #DIV/0! |  |  |  | 43.1 | #DIV/0! | #DIV/0! | #DIV/0! | #DIV/0! | #DIV/0! | #DIV/0! | #DIV/0! | #DIV/0! | #DIV/0! | #DIV/0! | #DIV/0! | #DIV/0! | #DIV/0! |  |  |  | 43.1 | #DIV/0! | #DIV/0! | #DIV/0! | #DIV/0! | #DIV/0! | #DIV/0! | #DIV/0! | #DIV/0! | #DIV/0! | #DIV/0! | #DIV/0! | #DIV/0! | #DIV/0! |  |  |  | 43.1 | #DIV/0! | #DIV/0! | #DIV/0! | #DIV/0! | #DIV/0! | #DIV/0! | #DIV/0! | #DIV/0! | #DIV/0! | #DIV/0! | #DIV/0! | #DIV/0! | #DIV/0!
[15 empty] | 43.2 | 62.4719 | 66.5259 | 3015.5573 | 4656.1228 | 3015.5573 | 4656.1228 | 18.7073 | 21.6635 | 1 | 1 | 3015.5573 | 4656.1228 |  |  |  |  | 43.2 | #DIV/0! | #DIV/0! | #DIV/0! | #DIV/0! | #DIV/0! | #DIV/0! | #DIV/0! | #DIV/0! | #DIV/0! | #DIV/0! | #DIV/0! | #DIV/0! | #DIV/0! |  |  |  | 43.2 | #DIV/0! | #DIV/0! | #DIV/0! | #DIV/0! | #DIV/0! | #DIV/0! | #DIV/0! | #DIV/0! | #DIV/0! | #DIV/0! | #DIV/0! | #DIV/0! | #DIV/0! |  |  |  | 43.2 | #DIV/0! | #DIV/0! | #DIV/0! | #DIV/0! | #DIV/0! | #DIV/0! | #DIV/0! | #DIV/0! | #DIV/0! | #DIV/0! | #DIV/0! | #DIV/0! | #DIV/0! |  |  |  | 43.2 | #DIV/0! | #DIV/0! | #DIV/0! | #DIV/0! | #DIV/0! | #DIV/0! | #DIV/0! | #DIV/0! | #DIV/0! | #DIV/0! | #DIV/0! | #DIV/0! | #DIV/0! |  |  |  | 43.2 | #DIV/0! | #DIV/0! | #DIV/0! | #DIV/0! | #DIV/0! | #DIV/0! | #DIV/0! | #DIV/0! | #DIV/0! | #DIV/0! | #DIV/0! | #DIV/0! | #DIV/0! |  |  |  | 43.2 | #DIV/0! | #DIV/0! | #DIV/0! | #DIV/0! | #DIV/0! | #DIV/0! | #DIV/0! | #DIV/0! | #DIV/0! | #DIV/0! | #DIV/0! | #DIV/0! | #DIV/0! |  |  |  | 43.2 | #DIV/0! | #DIV/0! | #DIV/0! | #DIV/0! | #DIV/0! | #DIV/0! | #DIV/0! | #DIV/0! | #DIV/0! | #DIV/0! | #DIV/0! | #DIV/0! | #DIV/0!
[15 empty] | 43.3 | 62.588 | 66.4167 | 3016.2972 | 4655.0742 | 3016.2972 | 4655.0742 | 18.7466 | 21.6988 | 1 | 1 | 3016.2972 | 4655.0742 |  |  |  |  | 43.3 | #DIV/0! | #DIV/0! | #DIV/0! | #DIV/0! | #DIV/0! | #DIV/0! | #DIV/0! | #DIV/0! | #DIV/0! | #DIV/0! | #DIV/0! | #DIV/0! | #DIV/0! |  |  |  | 43.3 | #DIV/0! | #DIV/0! | #DIV/0! | #DIV/0! | #DIV/0! | #DIV/0! | #DIV/0! | #DIV/0! | #DIV/0! | #DIV/0! | #DIV/0! | #DIV/0! | #DIV/0! |  |  |  | 43.3 | #DIV/0! | #DIV/0! | #DIV/0! | #DIV/0! | #DIV/0! | #DIV/0! | #DIV/0! | #DIV/0! | #DIV/0! | #DIV/0! | #DIV/0! | #DIV/0! | #DIV/0! |  |  |  | 43.3 | #DIV/0! | #DIV/0! | #DIV/0! | #DIV/0! | #DIV/0! | #DIV/0! | #DIV/0! | #DIV/0! | #DIV/0! | #DIV/0! | #DIV/0! | #DIV/0! | #DIV/0! |  |  |  | 43.3 | #DIV/0! | #DIV/0! | #DIV/0! | #DIV/0! | #DIV/0! | #DIV/0! | #DIV/0! | #DIV/0! | #DIV/0! | #DIV/0! | #DIV/0! | #DIV/0! | #DIV/0! |  |  |  | 43.3 | #DIV/0! | #DIV/0! | #DIV/0! | #DIV/0! | #DIV/0! | #DIV/0! | #DIV/0! | #DIV/0! | #DIV/0! | #DIV/0! | #DIV/0! | #DIV/0! | #DIV/0! |  |  |  | 43.3 | #DIV/0! | #DIV/0! | #DIV/0! | #DIV/0! | #DIV/0! | #DIV/0! | #DIV/0! | #DIV/0! | #DIV/0! | #DIV/0! | #DIV/0! | #DIV/0! | #DIV/0!
[15 empty] | 43.4 | 62.7038 | 66.3074 | 3017.0387 | 4654.0239 | 3017.0387 | 4654.0239 | 18.7859 | 21.7341 | 1 | 1 | 3017.0387 | 4654.0239 |  |  |  |  | 43.4 | #DIV/0! | #DIV/0! | #DIV/0! | #DIV/0! | #DIV/0! | #DIV/0! | #DIV/0! | #DIV/0! | #DIV/0! | #DIV/0! | #DIV/0! | #DIV/0! | #DIV/0! |  |  |  | 43.4 | #DIV/0! | #DIV/0! | #DIV/0! | #DIV/0! | #DIV/0! | #DIV/0! | #DIV/0! | #DIV/0! | #DIV/0! | #DIV/0! | #DIV/0! | #DIV/0! | #DIV/0! |  |  |  | 43.4 | #DIV/0! | #DIV/0! | #DIV/0! | #DIV/0! | #DIV/0! | #DIV/0! | #DIV/0! | #DIV/0! | #DIV/0! | #DIV/0! | #DIV/0! | #DIV/0! | #DIV/0! |  |  |  | 43.4 | #DIV/0! | #DIV/0! | #DIV/0! | #DIV/0! | #DIV/0! | #DIV/0! | #DIV/0! | #DIV/0! | #DIV/0! | #DIV/0! | #DIV/0! | #DIV/0! | #DIV/0! |  |  |  | 43.4 | #DIV/0! | #DIV/0! | #DIV/0! | #DIV/0! | #DIV/0! | #DIV/0! | #DIV/0! | #DIV/0! | #DIV/0! | #DIV/0! | #DIV/0! | #DIV/0! | #DIV/0! |  |  |  | 43.4 | #DIV/0! | #DIV/0! | #DIV/0! | #DIV/0! | #DIV/0! | #DIV/0! | #DIV/0! | #DIV/0! | #DIV/0! | #DIV/0! | #DIV/0! | #DIV/0! | #DIV/0! |  |  |  | 43.4 | #DIV/0! | #DIV/0! | #DIV/0! | #DIV/0! | #DIV/0! | #DIV/0! | #DIV/0! | #DIV/0! | #DIV/0! | #DIV/0! | #DIV/0! | #DIV/0! | #DIV/0!
[15 empty] | 43.5 | 62.8194 | 66.1979 | 3017.7818 | 4652.9719 | 3017.7818 | 4652.9719 | 18.8252 | 21.7693 | 1 | 1 | 3017.7818 | 4652.9719 |  |  |  |  | 43.5 | #DIV/0! | #DIV/0! | #DIV/0! | #DIV/0! | #DIV/0! | #DIV/0! | #DIV/0! | #DIV/0! | #DIV/0! | #DIV/0! | #DIV/0! | #DIV/0! | #DIV/0! |  |  |  | 43.5 | #DIV/0! | #DIV/0! | #DIV/0! | #DIV/0! | #DIV/0! | #DIV/0! | #DIV/0! | #DIV/0! | #DIV/0! | #DIV/0! | #DIV/0! | #DIV/0! | #DIV/0! |  |  |  | 43.5 | #DIV/0! | #DIV/0! | #DIV/0! | #DIV/0! | #DIV/0! | #DIV/0! | #DIV/0! | #DIV/0! | #DIV/0! | #DIV/0! | #DIV/0! | #DIV/0! | #DIV/0! |  |  |  | 43.5 | #DIV/0! | #DIV/0! | #DIV/0! | #DIV/0! | #DIV/0! | #DIV/0! | #DIV/0! | #DIV/0! | #DIV/0! | #DIV/0! | #DIV/0! | #DIV/0! | #DIV/0! |  |  |  | 43.5 | #DIV/0! | #DIV/0! | #DIV/0! | #DIV/0! | #DIV/0! | #DIV/0! | #DIV/0! | #DIV/0! | #DIV/0! | #DIV/0! | #DIV/0! | #DIV/0! | #DIV/0! |  |  |  | 43.5 | #DIV/0! | #DIV/0! | #DIV/0! | #DIV/0! | #DIV/0! | #DIV/0! | #DIV/0! | #DIV/0! | #DIV/0! | #DIV/0! | #DIV/0! | #DIV/0! | #DIV/0! |  |  |  | 43.5 | #DIV/0! | #DIV/0! | #DIV/0! | #DIV/0! | #DIV/0! | #DIV/0! | #DIV/0! | #DIV/0! | #DIV/0! | #DIV/0! | #DIV/0! | #DIV/0! | #DIV/0!
[15 empty] | 43.6 | 62.9349 | 66.0881 | 3018.5266 | 4651.9182 | 3018.5266 | 4651.9182 | 18.8645 | 21.8043 | 1 | 1 | 3018.5266 | 4651.9182 |  |  |  |  | 43.6 | #DIV/0! | #DIV/0! | #DIV/0! | #DIV/0! | #DIV/0! | #DIV/0! | #DIV/0! | #DIV/0! | #DIV/0! | #DIV/0! | #DIV/0! | #DIV/0! | #DIV/0! |  |  |  | 43.6 | #DIV/0! | #DIV/0! | #DIV/0! | #DIV/0! | #DIV/0! | #DIV/0! | #DIV/0! | #DIV/0! | #DIV/0! | #DIV/0! | #DIV/0! | #DIV/0! | #DIV/0! |  |  |  | 43.6 | #DIV/0! | #DIV/0! | #DIV/0! | #DIV/0! | #DIV/0! | #DIV/0! | #DIV/0! | #DIV/0! | #DIV/0! | #DIV/0! | #DIV/0! | #DIV/0! | #DIV/0! |  |  |  | 43.6 | #DIV/0! | #DIV/0! | #DIV/0! | #DIV/0! | #DIV/0! | #DIV/0! | #DIV/0! | #DIV/0! | #DIV/0! | #DIV/0! | #DIV/0! | #DIV/0! | #DIV/0! |  |  |  | 43.6 | #DIV/0! | #DIV/0! | #DIV/0! | #DIV/0! | #DIV/0! | #DIV/0! | #DIV/0! | #DIV/0! | #DIV/0! | #DIV/0! | #DIV/0! | #DIV/0! | #DIV/0! |  |  |  | 43.6 | #DIV/0! | #DIV/0! | #DIV/0! | #DIV/0! | #DIV/0! | #DIV/0! | #DIV/0! | #DIV/0! | #DIV/0! | #DIV/0! | #DIV/0! | #DIV/0! | #DIV/0! |  |  |  | 43.6 | #DIV/0! | #DIV/0! | #DIV/0! | #DIV/0! | #DIV/0! | #DIV/0! | #DIV/0! | #DIV/0! | #DIV/0! | #DIV/0! | #DIV/0! | #DIV/0! | #DIV/0!
[15 empty] | 43.7 | 63.0501 | 65.9782 | 3019.273 | 4650.8628 | 3019.273 | 4650.8628 | 18.9037 | 21.8393 | 1 | 1 | 3019.273 | 4650.8628 |  |  |  |  | 43.7 | #DIV/0! | #DIV/0! | #DIV/0! | #DIV/0! | #DIV/0! | #DIV/0! | #DIV/0! | #DIV/0! | #DIV/0! | #DIV/0! | #DIV/0! | #DIV/0! | #DIV/0! |  |  |  | 43.7 | #DIV/0! | #DIV/0! | #DIV/0! | #DIV/0! | #DIV/0! | #DIV/0! | #DIV/0! | #DIV/0! | #DIV/0! | #DIV/0! | #DIV/0! | #DIV/0! | #DIV/0! |  |  |  | 43.7 | #DIV/0! | #DIV/0! | #DIV/0! | #DIV/0! | #DIV/0! | #DIV/0! | #DIV/0! | #DIV/0! | #DIV/0! | #DIV/0! | #DIV/0! | #DIV/0! | #DIV/0! |  |  |  | 43.7 | #DIV/0! | #DIV/0! | #DIV/0! | #DIV/0! | #DIV/0! | #DIV/0! | #DIV/0! | #DIV/0! | #DIV/0! | #DIV/0! | #DIV/0! | #DIV/0! | #DIV/0! |  |  |  | 43.7 | #DIV/0! | #DIV/0! | #DIV/0! | #DIV/0! | #DIV/0! | #DIV/0! | #DIV/0! | #DIV/0! | #DIV/0! | #DIV/0! | #DIV/0! | #DIV/0! | #DIV/0! |  |  |  | 43.7 | #DIV/0! | #DIV/0! | #DIV/0! | #DIV/0! | #DIV/0! | #DIV/0! | #DIV/0! | #DIV/0! | #DIV/0! | #DIV/0! | #DIV/0! | #DIV/0! | #DIV/0! |  |  |  | 43.7 | #DIV/0! | #DIV/0! | #DIV/0! | #DIV/0! | #DIV/0! | #DIV/0! | #DIV/0! | #DIV/0! | #DIV/0! | #DIV/0! | #DIV/0! | #DIV/0! | #DIV/0!
[15 empty] | 43.8 | 63.1652 | 65.868 | 3020.0211 | 4649.8057 | 3020.0211 | 4649.8057 | 18.9429 | 21.8742 | 1 | 1 | 3020.0211 | 4649.8057 |  |  |  |  | 43.8 | #DIV/0! | #DIV/0! | #DIV/0! | #DIV/0! | #DIV/0! | #DIV/0! | #DIV/0! | #DIV/0! | #DIV/0! | #DIV/0! | #DIV/0! | #DIV/0! | #DIV/0! |  |  |  | 43.8 | #DIV/0! | #DIV/0! | #DIV/0! | #DIV/0! | #DIV/0! | #DIV/0! | #DIV/0! | #DIV/0! | #DIV/0! | #DIV/0! | #DIV/0! | #DIV/0! | #DIV/0! |  |  |  | 43.8 | #DIV/0! | #DIV/0! | #DIV/0! | #DIV/0! | #DIV/0! | #DIV/0! | #DIV/0! | #DIV/0! | #DIV/0! | #DIV/0! | #DIV/0! | #DIV/0! | #DIV/0! |  |  |  | 43.8 | #DIV/0! | #DIV/0! | #DIV/0! | #DIV/0! | #DIV/0! | #DIV/0! | #DIV/0! | #DIV/0! | #DIV/0! | #DIV/0! | #DIV/0! | #DIV/0! | #DIV/0! |  |  |  | 43.8 | #DIV/0! | #DIV/0! | #DIV/0! | #DIV/0! | #DIV/0! | #DIV/0! | #DIV/0! | #DIV/0! | #DIV/0! | #DIV/0! | #DIV/0! | #DIV/0! | #DIV/0! |  |  |  | 43.8 | #DIV/0! | #DIV/0! | #DIV/0! | #DIV/0! | #DIV/0! | #DIV/0! | #DIV/0! | #DIV/0! | #DIV/0! | #DIV/0! | #DIV/0! | #DIV/0! | #DIV/0! |  |  |  | 43.8 | #DIV/0! | #DIV/0! | #DIV/0! | #DIV/0! | #DIV/0! | #DIV/0! | #DIV/0! | #DIV/0! | #DIV/0! | #DIV/0! | #DIV/0! | #DIV/0! | #DIV/0!
[15 empty] | 43.9 | 63.28 | 65.7577 | 3020.7707 | 4648.747 | 3020.7707 | 4648.747 | 18.982 | 21.909 | 1 | 1 | 3020.7707 | 4648.747 |  |  |  |  | 43.9 | #DIV/0! | #DIV/0! | #DIV/0! | #DIV/0! | #DIV/0! | #DIV/0! | #DIV/0! | #DIV/0! | #DIV/0! | #DIV/0! | #DIV/0! | #DIV/0! | #DIV/0! |  |  |  | 43.9 | #DIV/0! | #DIV/0! | #DIV/0! | #DIV/0! | #DIV/0! | #DIV/0! | #DIV/0! | #DIV/0! | #DIV/0! | #DIV/0! | #DIV/0! | #DIV/0! | #DIV/0! |  |  |  | 43.9 | #DIV/0! | #DIV/0! | #DIV/0! | #DIV/0! | #DIV/0! | #DIV/0! | #DIV/0! | #DIV/0! | #DIV/0! | #DIV/0! | #DIV/0! | #DIV/0! | #DIV/0! |  |  |  | 43.9 | #DIV/0! | #DIV/0! | #DIV/0! | #DIV/0! | #DIV/0! | #DIV/0! | #DIV/0! | #DIV/0! | #DIV/0! | #DIV/0! | #DIV/0! | #DIV/0! | #DIV/0! |  |  |  | 43.9 | #DIV/0! | #DIV/0! | #DIV/0! | #DIV/0! | #DIV/0! | #DIV/0! | #DIV/0! | #DIV/0! | #DIV/0! | #DIV/0! | #DIV/0! | #DIV/0! | #DIV/0! |  |  |  | 43.9 | #DIV/0! | #DIV/0! | #DIV/0! | #DIV/0! | #DIV/0! | #DIV/0! | #DIV/0! | #DIV/0! | #DIV/0! | #DIV/0! | #DIV/0! | #DIV/0! | #DIV/0! |  |  |  | 43.9 | #DIV/0! | #DIV/0! | #DIV/0! | #DIV/0! | #DIV/0! | #DIV/0! | #DIV/0! | #DIV/0! | #DIV/0! | #DIV/0! | #DIV/0! | #DIV/0! | #DIV/0!
[15 empty] | 44 | 63.3947 | 65.6471 | 3021.522 | 4647.6865 | 3021.522 | 4647.6865 | 19.0211 | 21.9437 | 1 | 1 | 3021.522 | 4647.6865 |  |  |  |  | 44 | #DIV/0! | #DIV/0! | #DIV/0! | #DIV/0! | #DIV/0! | #DIV/0! | #DIV/0! | #DIV/0! | #DIV/0! | #DIV/0! | #DIV/0! | #DIV/0! | #DIV/0! |  |  |  | 44 | #DIV/0! | #DIV/0! | #DIV/0! | #DIV/0! | #DIV/0! | #DIV/0! | #DIV/0! | #DIV/0! | #DIV/0! | #DIV/0! | #DIV/0! | #DIV/0! | #DIV/0! |  |  |  | 44 | #DIV/0! | #DIV/0! | #DIV/0! | #DIV/0! | #DIV/0! | #DIV/0! | #DIV/0! | #DIV/0! | #DIV/0! | #DIV/0! | #DIV/0! | #DIV/0! | #DIV/0! |  |  |  | 44 | #DIV/0! | #DIV/0! | #DIV/0! | #DIV/0! | #DIV/0! | #DIV/0! | #DIV/0! | #DIV/0! | #DIV/0! | #DIV/0! | #DIV/0! | #DIV/0! | #DIV/0! |  |  |  | 44 | #DIV/0! | #DIV/0! | #DIV/0! | #DIV/0! | #DIV/0! | #DIV/0! | #DIV/0! | #DIV/0! | #DIV/0! | #DIV/0! | #DIV/0! | #DIV/0! | #DIV/0! |  |  |  | 44 | #DIV/0! | #DIV/0! | #DIV/0! | #DIV/0! | #DIV/0! | #DIV/0! | #DIV/0! | #DIV/0! | #DIV/0! | #DIV/0! | #DIV/0! | #DIV/0! | #DIV/0! |  |  |  | 44 | #DIV/0! | #DIV/0! | #DIV/0! | #DIV/0! | #DIV/0! | #DIV/0! | #DIV/0! | #DIV/0! | #DIV/0! | #DIV/0! | #DIV/0! | #DIV/0! | #DIV/0!
[15 empty] | 44.1 | 63.5092 | 65.5364 | 3022.275 | 4646.6243 | 3022.275 | 4646.6243 | 19.0602 | 21.9783 | 1 | 1 | 3022.275 | 4646.6243 |  |  |  |  | 44.1 | #DIV/0! | #DIV/0! | #DIV/0! | #DIV/0! | #DIV/0! | #DIV/0! | #DIV/0! | #DIV/0! | #DIV/0! | #DIV/0! | #DIV/0! | #DIV/0! | #DIV/0! |  |  |  | 44.1 | #DIV/0! | #DIV/0! | #DIV/0! | #DIV/0! | #DIV/0! | #DIV/0! | #DIV/0! | #DIV/0! | #DIV/0! | #DIV/0! | #DIV/0! | #DIV/0! | #DIV/0! |  |  |  | 44.1 | #DIV/0! | #DIV/0! | #DIV/0! | #DIV/0! | #DIV/0! | #DIV/0! | #DIV/0! | #DIV/0! | #DIV/0! | #DIV/0! | #DIV/0! | #DIV/0! | #DIV/0! |  |  |  | 44.1 | #DIV/0! | #DIV/0! | #DIV/0! | #DIV/0! | #DIV/0! | #DIV/0! | #DIV/0! | #DIV/0! | #DIV/0! | #DIV/0! | #DIV/0! | #DIV/0! | #DIV/0! |  |  |  | 44.1 | #DIV/0! | #DIV/0! | #DIV/0! | #DIV/0! | #DIV/0! | #DIV/0! | #DIV/0! | #DIV/0! | #DIV/0! | #DIV/0! | #DIV/0! | #DIV/0! | #DIV/0! |  |  |  | 44.1 | #DIV/0! | #DIV/0! | #DIV/0! | #DIV/0! | #DIV/0! | #DIV/0! | #DIV/0! | #DIV/0! | #DIV/0! | #DIV/0! | #DIV/0! | #DIV/0! | #DIV/0! |  |  |  | 44.1 | #DIV/0! | #DIV/0! | #DIV/0! | #DIV/0! | #DIV/0! | #DIV/0! | #DIV/0! | #DIV/0! | #DIV/0! | #DIV/0! | #DIV/0! | #DIV/0! | #DIV/0!
[15 empty] | 44.2 | 63.6235 | 65.4254 | 3023.0295 | 4645.5605 | 3023.0295 | 4645.5605 | 19.0993 | 22.0128 | 1 | 1 | 3023.0295 | 4645.5605 |  |  |  |  | 44.2 | #DIV/0! | #DIV/0! | #DIV/0! | #DIV/0! | #DIV/0! | #DIV/0! | #DIV/0! | #DIV/0! | #DIV/0! | #DIV/0! | #DIV/0! | #DIV/0! | #DIV/0! |  |  |  | 44.2 | #DIV/0! | #DIV/0! | #DIV/0! | #DIV/0! | #DIV/0! | #DIV/0! | #DIV/0! | #DIV/0! | #DIV/0! | #DIV/0! | #DIV/0! | #DIV/0! | #DIV/0! |  |  |  | 44.2 | #DIV/0! | #DIV/0! | #DIV/0! | #DIV/0! | #DIV/0! | #DIV/0! | #DIV/0! | #DIV/0! | #DIV/0! | #DIV/0! | #DIV/0! | #DIV/0! | #DIV/0! |  |  |  | 44.2 | #DIV/0! | #DIV/0! | #DIV/0! | #DIV/0! | #DIV/0! | #DIV/0! | #DIV/0! | #DIV/0! | #DIV/0! | #DIV/0! | #DIV/0! | #DIV/0! | #DIV/0! |  |  |  | 44.2 | #DIV/0! | #DIV/0! | #DIV/0! | #DIV/0! | #DIV/0! | #DIV/0! | #DIV/0! | #DIV/0! | #DIV/0! | #DIV/0! | #DIV/0! | #DIV/0! | #DIV/0! |  |  |  | 44.2 | #DIV/0! | #DIV/0! | #DIV/0! | #DIV/0! | #DIV/0! | #DIV/0! | #DIV/0! | #DIV/0! | #DIV/0! | #DIV/0! | #DIV/0! | #DIV/0! | #DIV/0! |  |  |  | 44.2 | #DIV/0! | #DIV/0! | #DIV/0! | #DIV/0! | #DIV/0! | #DIV/0! | #DIV/0! | #DIV/0! | #DIV/0! | #DIV/0! | #DIV/0! | #DIV/0! | #DIV/0!
[15 empty] | 44.3 | 63.7376 | 65.3143 | 3023.7857 | 4644.495 | 3023.7857 | 4644.495 | 19.1383 | 22.0472 | 1 | 1 | 3023.7857 | 4644.495 |  |  |  |  | 44.3 | #DIV/0! | #DIV/0! | #DIV/0! | #DIV/0! | #DIV/0! | #DIV/0! | #DIV/0! | #DIV/0! | #DIV/0! | #DIV/0! | #DIV/0! | #DIV/0! | #DIV/0! |  |  |  | 44.3 | #DIV/0! | #DIV/0! | #DIV/0! | #DIV/0! | #DIV/0! | #DIV/0! | #DIV/0! | #DIV/0! | #DIV/0! | #DIV/0! | #DIV/0! | #DIV/0! | #DIV/0! |  |  |  | 44.3 | #DIV/0! | #DIV/0! | #DIV/0! | #DIV/0! | #DIV/0! | #DIV/0! | #DIV/0! | #DIV/0! | #DIV/0! | #DIV/0! | #DIV/0! | #DIV/0! | #DIV/0! |  |  |  | 44.3 | #DIV/0! | #DIV/0! | #DIV/0! | #DIV/0! | #DIV/0! | #DIV/0! | #DIV/0! | #DIV/0! | #DIV/0! | #DIV/0! | #DIV/0! | #DIV/0! | #DIV/0! |  |  |  | 44.3 | #DIV/0! | #DIV/0! | #DIV/0! | #DIV/0! | #DIV/0! | #DIV/0! | #DIV/0! | #DIV/0! | #DIV/0! | #DIV/0! | #DIV/0! | #DIV/0! | #DIV/0! |  |  |  | 44.3 | #DIV/0! | #DIV/0! | #DIV/0! | #DIV/0! | #DIV/0! | #DIV/0! | #DIV/0! | #DIV/0! | #DIV/0! | #DIV/0! | #DIV/0! | #DIV/0! | #DIV/0! |  |  |  | 44.3 | #DIV/0! | #DIV/0! | #DIV/0! | #DIV/0! | #DIV/0! | #DIV/0! | #DIV/0! | #DIV/0! | #DIV/0! | #DIV/0! | #DIV/0! | #DIV/0! | #DIV/0!
[15 empty] | 44.4 | 63.8515 | 65.203 | 3024.5435 | 4643.4278 | 3024.5435 | 4643.4278 | 19.1773 | 22.0815 | 1 | 1 | 3024.5435 | 4643.4278 |  |  |  |  | 44.4 | #DIV/0! | #DIV/0! | #DIV/0! | #DIV/0! | #DIV/0! | #DIV/0! | #DIV/0! | #DIV/0! | #DIV/0! | #DIV/0! | #DIV/0! | #DIV/0! | #DIV/0! |  |  |  | 44.4 | #DIV/0! | #DIV/0! | #DIV/0! | #DIV/0! | #DIV/0! | #DIV/0! | #DIV/0! | #DIV/0! | #DIV/0! | #DIV/0! | #DIV/0! | #DIV/0! | #DIV/0! |  |  |  | 44.4 | #DIV/0! | #DIV/0! | #DIV/0! | #DIV/0! | #DIV/0! | #DIV/0! | #DIV/0! | #DIV/0! | #DIV/0! | #DIV/0! | #DIV/0! | #DIV/0! | #DIV/0! |  |  |  | 44.4 | #DIV/0! | #DIV/0! | #DIV/0! | #DIV/0! | #DIV/0! | #DIV/0! | #DIV/0! | #DIV/0! | #DIV/0! | #DIV/0! | #DIV/0! | #DIV/0! | #DIV/0! |  |  |  | 44.4 | #DIV/0! | #DIV/0! | #DIV/0! | #DIV/0! | #DIV/0! | #DIV/0! | #DIV/0! | #DIV/0! | #DIV/0! | #DIV/0! | #DIV/0! | #DIV/0! | #DIV/0! |  |  |  | 44.4 | #DIV/0! | #DIV/0! | #DIV/0! | #DIV/0! | #DIV/0! | #DIV/0! | #DIV/0! | #DIV/0! | #DIV/0! | #DIV/0! | #DIV/0! | #DIV/0! | #DIV/0! |  |  |  | 44.4 | #DIV/0! | #DIV/0! | #DIV/0! | #DIV/0! | #DIV/0! | #DIV/0! | #DIV/0! | #DIV/0! | #DIV/0! | #DIV/0! | #DIV/0! | #DIV/0! | #DIV/0!
[15 empty] | 44.5 | 63.9652 | 65.0914 | 3025.3029 | 4642.359 | 3025.3029 | 4642.359 | 19.2163 | 22.1157 | 1 | 1 | 3025.3029 | 4642.359 |  |  |  |  | 44.5 | #DIV/0! | #DIV/0! | #DIV/0! | #DIV/0! | #DIV/0! | #DIV/0! | #DIV/0! | #DIV/0! | #DIV/0! | #DIV/0! | #DIV/0! | #DIV/0! | #DIV/0! |  |  |  | 44.5 | #DIV/0! | #DIV/0! | #DIV/0! | #DIV/0! | #DIV/0! | #DIV/0! | #DIV/0! | #DIV/0! | #DIV/0! | #DIV/0! | #DIV/0! | #DIV/0! | #DIV/0! |  |  |  | 44.5 | #DIV/0! | #DIV/0! | #DIV/0! | #DIV/0! | #DIV/0! | #DIV/0! | #DIV/0! | #DIV/0! | #DIV/0! | #DIV/0! | #DIV/0! | #DIV/0! | #DIV/0! |  |  |  | 44.5 | #DIV/0! | #DIV/0! | #DIV/0! | #DIV/0! | #DIV/0! | #DIV/0! | #DIV/0! | #DIV/0! | #DIV/0! | #DIV/0! | #DIV/0! | #DIV/0! | #DIV/0! |  |  |  | 44.5 | #DIV/0! | #DIV/0! | #DIV/0! | #DIV/0! | #DIV/0! | #DIV/0! | #DIV/0! | #DIV/0! | #DIV/0! | #DIV/0! | #DIV/0! | #DIV/0! | #DIV/0! |  |  |  | 44.5 | #DIV/0! | #DIV/0! | #DIV/0! | #DIV/0! | #DIV/0! | #DIV/0! | #DIV/0! | #DIV/0! | #DIV/0! | #DIV/0! | #DIV/0! | #DIV/0! | #DIV/0! |  |  |  | 44.5 | #DIV/0! | #DIV/0! | #DIV/0! | #DIV/0! | #DIV/0! | #DIV/0! | #DIV/0! | #DIV/0! | #DIV/0! | #DIV/0! | #DIV/0! | #DIV/0! | #DIV/0!
[15 empty] | 44.6 | 64.0787 | 64.9797 | 3026.064 | 4641.2885 | 3026.064 | 4641.2885 | 19.2553 | 22.1499 | 1 | 1 | 3026.064 | 4641.2885 |  |  |  |  | 44.6 | #DIV/0! | #DIV/0! | #DIV/0! | #DIV/0! | #DIV/0! | #DIV/0! | #DIV/0! | #DIV/0! | #DIV/0! | #DIV/0! | #DIV/0! | #DIV/0! | #DIV/0! |  |  |  | 44.6 | #DIV/0! | #DIV/0! | #DIV/0! | #DIV/0! | #DIV/0! | #DIV/0! | #DIV/0! | #DIV/0! | #DIV/0! | #DIV/0! | #DIV/0! | #DIV/0! | #DIV/0! |  |  |  | 44.6 | #DIV/0! | #DIV/0! | #DIV/0! | #DIV/0! | #DIV/0! | #DIV/0! | #DIV/0! | #DIV/0! | #DIV/0! | #DIV/0! | #DIV/0! | #DIV/0! | #DIV/0! |  |  |  | 44.6 | #DIV/0! | #DIV/0! | #DIV/0! | #DIV/0! | #DIV/0! | #DIV/0! | #DIV/0! | #DIV/0! | #DIV/0! | #DIV/0! | #DIV/0! | #DIV/0! | #DIV/0! |  |  |  | 44.6 | #DIV/0! | #DIV/0! | #DIV/0! | #DIV/0! | #DIV/0! | #DIV/0! | #DIV/0! | #DIV/0! | #DIV/0! | #DIV/0! | #DIV/0! | #DIV/0! | #DIV/0! |  |  |  | 44.6 | #DIV/0! | #DIV/0! | #DIV/0! | #DIV/0! | #DIV/0! | #DIV/0! | #DIV/0! | #DIV/0! | #DIV/0! | #DIV/0! | #DIV/0! | #DIV/0! | #DIV/0! |  |  |  | 44.6 | #DIV/0! | #DIV/0! | #DIV/0! | #DIV/0! | #DIV/0! | #DIV/0! | #DIV/0! | #DIV/0! | #DIV/0! | #DIV/0! | #DIV/0! | #DIV/0! | #DIV/0!
[15 empty] | 44.7 | 64.192 | 64.8677 | 3026.8267 | 4640.2163 | 3026.8267 | 4640.2163 | 19.2942 | 22.1839 | 1 | 1 | 3026.8267 | 4640.2163 |  |  |  |  | 44.7 | #DIV/0! | #DIV/0! | #DIV/0! | #DIV/0! | #DIV/0! | #DIV/0! | #DIV/0! | #DIV/0! | #DIV/0! | #DIV/0! | #DIV/0! | #DIV/0! | #DIV/0! |  |  |  | 44.7 | #DIV/0! | #DIV/0! | #DIV/0! | #DIV/0! | #DIV/0! | #DIV/0! | #DIV/0! | #DIV/0! | #DIV/0! | #DIV/0! | #DIV/0! | #DIV/0! | #DIV/0! |  |  |  | 44.7 | #DIV/0! | #DIV/0! | #DIV/0! | #DIV/0! | #DIV/0! | #DIV/0! | #DIV/0! | #DIV/0! | #DIV/0! | #DIV/0! | #DIV/0! | #DIV/0! | #DIV/0! |  |  |  | 44.7 | #DIV/0! | #DIV/0! | #DIV/0! | #DIV/0! | #DIV/0! | #DIV/0! | #DIV/0! | #DIV/0! | #DIV/0! | #DIV/0! | #DIV/0! | #DIV/0! | #DIV/0! |  |  |  | 44.7 | #DIV/0! | #DIV/0! | #DIV/0! | #DIV/0! | #DIV/0! | #DIV/0! | #DIV/0! | #DIV/0! | #DIV/0! | #DIV/0! | #DIV/0! | #DIV/0! | #DIV/0! |  |  |  | 44.7 | #DIV/0! | #DIV/0! | #DIV/0! | #DIV/0! | #DIV/0! | #DIV/0! | #DIV/0! | #DIV/0! | #DIV/0! | #DIV/0! | #DIV/0! | #DIV/0! | #DIV/0! |  |  |  | 44.7 | #DIV/0! | #DIV/0! | #DIV/0! | #DIV/0! | #DIV/0! | #DIV/0! | #DIV/0! | #DIV/0! | #DIV/0! | #DIV/0! | #DIV/0! | #DIV/0! | #DIV/0!
[15 empty] | 44.8 | 64.3051 | 64.7556 | 3027.591 | 4639.1426 | 3027.591 | 4639.1426 | 19.3331 | 22.2179 | 1 | 1 | 3027.591 | 4639.1426 |  |  |  |  | 44.8 | #DIV/0! | #DIV/0! | #DIV/0! | #DIV/0! | #DIV/0! | #DIV/0! | #DIV/0! | #DIV/0! | #DIV/0! | #DIV/0! | #DIV/0! | #DIV/0! | #DIV/0! |  |  |  | 44.8 | #DIV/0! | #DIV/0! | #DIV/0! | #DIV/0! | #DIV/0! | #DIV/0! | #DIV/0! | #DIV/0! | #DIV/0! | #DIV/0! | #DIV/0! | #DIV/0! | #DIV/0! |  |  |  | 44.8 | #DIV/0! | #DIV/0! | #DIV/0! | #DIV/0! | #DIV/0! | #DIV/0! | #DIV/0! | #DIV/0! | #DIV/0! | #DIV/0! | #DIV/0! | #DIV/0! | #DIV/0! |  |  |  | 44.8 | #DIV/0! | #DIV/0! | #DIV/0! | #DIV/0! | #DIV/0! | #DIV/0! | #DIV/0! | #DIV/0! | #DIV/0! | #DIV/0! | #DIV/0! | #DIV/0! | #DIV/0! |  |  |  | 44.8 | #DIV/0! | #DIV/0! | #DIV/0! | #DIV/0! | #DIV/0! | #DIV/0! | #DIV/0! | #DIV/0! | #DIV/0! | #DIV/0! | #DIV/0! | #DIV/0! | #DIV/0! |  |  |  | 44.8 | #DIV/0! | #DIV/0! | #DIV/0! | #DIV/0! | #DIV/0! | #DIV/0! | #DIV/0! | #DIV/0! | #DIV/0! | #DIV/0! | #DIV/0! | #DIV/0! | #DIV/0! |  |  |  | 44.8 | #DIV/0! | #DIV/0! | #DIV/0! | #DIV/0! | #DIV/0! | #DIV/0! | #DIV/0! | #DIV/0! | #DIV/0! | #DIV/0! | #DIV/0! | #DIV/0! | #DIV/0!
[15 empty] | 44.9 | 64.418 | 64.6433 | 3028.3569 | 4638.0671 | 3028.3569 | 4638.0671 | 19.3719 | 22.2517 | 1 | 1 | 3028.3569 | 4638.0671 |  |  |  |  | 44.9 | #DIV/0! | #DIV/0! | #DIV/0! | #DIV/0! | #DIV/0! | #DIV/0! | #DIV/0! | #DIV/0! | #DIV/0! | #DIV/0! | #DIV/0! | #DIV/0! | #DIV/0! |  |  |  | 44.9 | #DIV/0! | #DIV/0! | #DIV/0! | #DIV/0! | #DIV/0! | #DIV/0! | #DIV/0! | #DIV/0! | #DIV/0! | #DIV/0! | #DIV/0! | #DIV/0! | #DIV/0! |  |  |  | 44.9 | #DIV/0! | #DIV/0! | #DIV/0! | #DIV/0! | #DIV/0! | #DIV/0! | #DIV/0! | #DIV/0! | #DIV/0! | #DIV/0! | #DIV/0! | #DIV/0! | #DIV/0! |  |  |  | 44.9 | #DIV/0! | #DIV/0! | #DIV/0! | #DIV/0! | #DIV/0! | #DIV/0! | #DIV/0! | #DIV/0! | #DIV/0! | #DIV/0! | #DIV/0! | #DIV/0! | #DIV/0! |  |  |  | 44.9 | #DIV/0! | #DIV/0! | #DIV/0! | #DIV/0! | #DIV/0! | #DIV/0! | #DIV/0! | #DIV/0! | #DIV/0! | #DIV/0! | #DIV/0! | #DIV/0! | #DIV/0! |  |  |  | 44.9 | #DIV/0! | #DIV/0! | #DIV/0! | #DIV/0! | #DIV/0! | #DIV/0! | #DIV/0! | #DIV/0! | #DIV/0! | #DIV/0! | #DIV/0! | #DIV/0! | #DIV/0! |  |  |  | 44.9 | #DIV/0! | #DIV/0! | #DIV/0! | #DIV/0! | #DIV/0! | #DIV/0! | #DIV/0! | #DIV/0! | #DIV/0! | #DIV/0! | #DIV/0! | #DIV/0! | #DIV/0!
[15 empty] | 45 | 64.5307 | 64.5307 | 3029.1245 | 4636.99 | 3029.1245 | 4636.99 | 19.4107 | 22.2855 | 1 | 1 | 3029.1245 | 4636.99 |  |  |  |  | 45 | #DIV/0! | #DIV/0! | #DIV/0! | #DIV/0! | #DIV/0! | #DIV/0! | #DIV/0! | #DIV/0! | #DIV/0! | #DIV/0! | #DIV/0! | #DIV/0! | #DIV/0! |  |  |  | 45 | #DIV/0! | #DIV/0! | #DIV/0! | #DIV/0! | #DIV/0! | #DIV/0! | #DIV/0! | #DIV/0! | #DIV/0! | #DIV/0! | #DIV/0! | #DIV/0! | #DIV/0! |  |  |  | 45 | #DIV/0! | #DIV/0! | #DIV/0! | #DIV/0! | #DIV/0! | #DIV/0! | #DIV/0! | #DIV/0! | #DIV/0! | #DIV/0! | #DIV/0! | #DIV/0! | #DIV/0! |  |  |  | 45 | #DIV/0! | #DIV/0! | #DIV/0! | #DIV/0! | #DIV/0! | #DIV/0! | #DIV/0! | #DIV/0! | #DIV/0! | #DIV/0! | #DIV/0! | #DIV/0! | #DIV/0! |  |  |  | 45 | #DIV/0! | #DIV/0! | #DIV/0! | #DIV/0! | #DIV/0! | #DIV/0! | #DIV/0! | #DIV/0! | #DIV/0! | #DIV/0! | #DIV/0! | #DIV/0! | #DIV/0! |  |  |  | 45 | #DIV/0! | #DIV/0! | #DIV/0! | #DIV/0! | #DIV/0! | #DIV/0! | #DIV/0! | #DIV/0! | #DIV/0! | #DIV/0! | #DIV/0! | #DIV/0! | #DIV/0! |  |  |  | 45 | #DIV/0! | #DIV/0! | #DIV/0! | #DIV/0! | #DIV/0! | #DIV/0! | #DIV/0! | #DIV/0! | #DIV/0! | #DIV/0! | #DIV/0! | #DIV/0! | #DIV/0!
[15 empty] | 45.1 | 64.6433 | 64.418 | 3029.8936 | 4635.9113 | 3029.8936 | 4635.9113 | 19.4495 | 22.3192 | 1 | 1 | 3029.8936 | 4635.9113 |  |  |  |  | 45.1 | #DIV/0! | #DIV/0! | #DIV/0! | #DIV/0! | #DIV/0! | #DIV/0! | #DIV/0! | #DIV/0! | #DIV/0! | #DIV/0! | #DIV/0! | #DIV/0! | #DIV/0! |  |  |  | 45.1 | #DIV/0! | #DIV/0! | #DIV/0! | #DIV/0! | #DIV/0! | #DIV/0! | #DIV/0! | #DIV/0! | #DIV/0! | #DIV/0! | #DIV/0! | #DIV/0! | #DIV/0! |  |  |  | 45.1 | #DIV/0! | #DIV/0! | #DIV/0! | #DIV/0! | #DIV/0! | #DIV/0! | #DIV/0! | #DIV/0! | #DIV/0! | #DIV/0! | #DIV/0! | #DIV/0! | #DIV/0! |  |  |  | 45.1 | #DIV/0! | #DIV/0! | #DIV/0! | #DIV/0! | #DIV/0! | #DIV/0! | #DIV/0! | #DIV/0! | #DIV/0! | #DIV/0! | #DIV/0! | #DIV/0! | #DIV/0! |  |  |  | 45.1 | #DIV/0! | #DIV/0! | #DIV/0! | #DIV/0! | #DIV/0! | #DIV/0! | #DIV/0! | #DIV/0! | #DIV/0! | #DIV/0! | #DIV/0! | #DIV/0! | #DIV/0! |  |  |  | 45.1 | #DIV/0! | #DIV/0! | #DIV/0! | #DIV/0! | #DIV/0! | #DIV/0! | #DIV/0! | #DIV/0! | #DIV/0! | #DIV/0! | #DIV/0! | #DIV/0! | #DIV/0! |  |  |  | 45.1 | #DIV/0! | #DIV/0! | #DIV/0! | #DIV/0! | #DIV/0! | #DIV/0! | #DIV/0! | #DIV/0! | #DIV/0! | #DIV/0! | #DIV/0! | #DIV/0! | #DIV/0!
[15 empty] | 45.2 | 64.7556 | 64.3051 | 3030.6644 | 4634.8309 | 3030.6644 | 4634.8309 | 19.4883 | 22.3527 | 1 | 1 | 3030.6644 | 4634.8309 |  |  |  |  | 45.2 | #DIV/0! | #DIV/0! | #DIV/0! | #DIV/0! | #DIV/0! | #DIV/0! | #DIV/0! | #DIV/0! | #DIV/0! | #DIV/0! | #DIV/0! | #DIV/0! | #DIV/0! |  |  |  | 45.2 | #DIV/0! | #DIV/0! | #DIV/0! | #DIV/0! | #DIV/0! | #DIV/0! | #DIV/0! | #DIV/0! | #DIV/0! | #DIV/0! | #DIV/0! | #DIV/0! | #DIV/0! |  |  |  | 45.2 | #DIV/0! | #DIV/0! | #DIV/0! | #DIV/0! | #DIV/0! | #DIV/0! | #DIV/0! | #DIV/0! | #DIV/0! | #DIV/0! | #DIV/0! | #DIV/0! | #DIV/0! |  |  |  | 45.2 | #DIV/0! | #DIV/0! | #DIV/0! | #DIV/0! | #DIV/0! | #DIV/0! | #DIV/0! | #DIV/0! | #DIV/0! | #DIV/0! | #DIV/0! | #DIV/0! | #DIV/0! |  |  |  | 45.2 | #DIV/0! | #DIV/0! | #DIV/0! | #DIV/0! | #DIV/0! | #DIV/0! | #DIV/0! | #DIV/0! | #DIV/0! | #DIV/0! | #DIV/0! | #DIV/0! | #DIV/0! |  |  |  | 45.2 | #DIV/0! | #DIV/0! | #DIV/0! | #DIV/0! | #DIV/0! | #DIV/0! | #DIV/0! | #DIV/0! | #DIV/0! | #DIV/0! | #DIV/0! | #DIV/0! | #DIV/0! |  |  |  | 45.2 | #DIV/0! | #DIV/0! | #DIV/0! | #DIV/0! | #DIV/0! | #DIV/0! | #DIV/0! | #DIV/0! | #DIV/0! | #DIV/0! | #DIV/0! | #DIV/0! | #DIV/0!
[15 empty] | 45.3 | 64.8677 | 64.192 | 3031.4368 | 4633.749 | 3031.4368 | 4633.749 | 19.527 | 22.3862 | 1 | 1 | 3031.4368 | 4633.749 |  |  |  |  | 45.3 | #DIV/0! | #DIV/0! | #DIV/0! | #DIV/0! | #DIV/0! | #DIV/0! | #DIV/0! | #DIV/0! | #DIV/0! | #DIV/0! | #DIV/0! | #DIV/0! | #DIV/0! |  |  |  | 45.3 | #DIV/0! | #DIV/0! | #DIV/0! | #DIV/0! | #DIV/0! | #DIV/0! | #DIV/0! | #DIV/0! | #DIV/0! | #DIV/0! | #DIV/0! | #DIV/0! | #DIV/0! |  |  |  | 45.3 | #DIV/0! | #DIV/0! | #DIV/0! | #DIV/0! | #DIV/0! | #DIV/0! | #DIV/0! | #DIV/0! | #DIV/0! | #DIV/0! | #DIV/0! | #DIV/0! | #DIV/0! |  |  |  | 45.3 | #DIV/0! | #DIV/0! | #DIV/0! | #DIV/0! | #DIV/0! | #DIV/0! | #DIV/0! | #DIV/0! | #DIV/0! | #DIV/0! | #DIV/0! | #DIV/0! | #DIV/0! |  |  |  | 45.3 | #DIV/0! | #DIV/0! | #DIV/0! | #DIV/0! | #DIV/0! | #DIV/0! | #DIV/0! | #DIV/0! | #DIV/0! | #DIV/0! | #DIV/0! | #DIV/0! | #DIV/0! |  |  |  | 45.3 | #DIV/0! | #DIV/0! | #DIV/0! | #DIV/0! | #DIV/0! | #DIV/0! | #DIV/0! | #DIV/0! | #DIV/0! | #DIV/0! | #DIV/0! | #DIV/0! | #DIV/0! |  |  |  | 45.3 | #DIV/0! | #DIV/0! | #DIV/0! | #DIV/0! | #DIV/0! | #DIV/0! | #DIV/0! | #DIV/0! | #DIV/0! | #DIV/0! | #DIV/0! | #DIV/0! | #DIV/0!
[15 empty] | 45.4 | 64.9797 | 64.0787 | 3032.2108 | 4632.6654 | 3032.2108 | 4632.6654 | 19.5657 | 22.4196 | 1 | 1 | 3032.2108 | 4632.6654 |  |  |  |  | 45.4 | #DIV/0! | #DIV/0! | #DIV/0! | #DIV/0! | #DIV/0! | #DIV/0! | #DIV/0! | #DIV/0! | #DIV/0! | #DIV/0! | #DIV/0! | #DIV/0! | #DIV/0! |  |  |  | 45.4 | #DIV/0! | #DIV/0! | #DIV/0! | #DIV/0! | #DIV/0! | #DIV/0! | #DIV/0! | #DIV/0! | #DIV/0! | #DIV/0! | #DIV/0! | #DIV/0! | #DIV/0! |  |  |  | 45.4 | #DIV/0! | #DIV/0! | #DIV/0! | #DIV/0! | #DIV/0! | #DIV/0! | #DIV/0! | #DIV/0! | #DIV/0! | #DIV/0! | #DIV/0! | #DIV/0! | #DIV/0! |  |  |  | 45.4 | #DIV/0! | #DIV/0! | #DIV/0! | #DIV/0! | #DIV/0! | #DIV/0! | #DIV/0! | #DIV/0! | #DIV/0! | #DIV/0! | #DIV/0! | #DIV/0! | #DIV/0! |  |  |  | 45.4 | #DIV/0! | #DIV/0! | #DIV/0! | #DIV/0! | #DIV/0! | #DIV/0! | #DIV/0! | #DIV/0! | #DIV/0! | #DIV/0! | #DIV/0! | #DIV/0! | #DIV/0! |  |  |  | 45.4 | #DIV/0! | #DIV/0! | #DIV/0! | #DIV/0! | #DIV/0! | #DIV/0! | #DIV/0! | #DIV/0! | #DIV/0! | #DIV/0! | #DIV/0! | #DIV/0! | #DIV/0! |  |  |  | 45.4 | #DIV/0! | #DIV/0! | #DIV/0! | #DIV/0! | #DIV/0! | #DIV/0! | #DIV/0! | #DIV/0! | #DIV/0! | #DIV/0! | #DIV/0! | #DIV/0! | #DIV/0!
[15 empty] | 45.5 | 65.0914 | 63.9652 | 3032.9865 | 4631.5801 | 3032.9865 | 4631.5801 | 19.6043 | 22.4529 | 1 | 1 | 3032.9865 | 4631.5801 |  |  |  |  | 45.5 | #DIV/0! | #DIV/0! | #DIV/0! | #DIV/0! | #DIV/0! | #DIV/0! | #DIV/0! | #DIV/0! | #DIV/0! | #DIV/0! | #DIV/0! | #DIV/0! | #DIV/0! |  |  |  | 45.5 | #DIV/0! | #DIV/0! | #DIV/0! | #DIV/0! | #DIV/0! | #DIV/0! | #DIV/0! | #DIV/0! | #DIV/0! | #DIV/0! | #DIV/0! | #DIV/0! | #DIV/0! |  |  |  | 45.5 | #DIV/0! | #DIV/0! | #DIV/0! | #DIV/0! | #DIV/0! | #DIV/0! | #DIV/0! | #DIV/0! | #DIV/0! | #DIV/0! | #DIV/0! | #DIV/0! | #DIV/0! |  |  |  | 45.5 | #DIV/0! | #DIV/0! | #DIV/0! | #DIV/0! | #DIV/0! | #DIV/0! | #DIV/0! | #DIV/0! | #DIV/0! | #DIV/0! | #DIV/0! | #DIV/0! | #DIV/0! |  |  |  | 45.5 | #DIV/0! | #DIV/0! | #DIV/0! | #DIV/0! | #DIV/0! | #DIV/0! | #DIV/0! | #DIV/0! | #DIV/0! | #DIV/0! | #DIV/0! | #DIV/0! | #DIV/0! |  |  |  | 45.5 | #DIV/0! | #DIV/0! | #DIV/0! | #DIV/0! | #DIV/0! | #DIV/0! | #DIV/0! | #DIV/0! | #DIV/0! | #DIV/0! | #DIV/0! | #DIV/0! | #DIV/0! |  |  |  | 45.5 | #DIV/0! | #DIV/0! | #DIV/0! | #DIV/0! | #DIV/0! | #DIV/0! | #DIV/0! | #DIV/0! | #DIV/0! | #DIV/0! | #DIV/0! | #DIV/0! | #DIV/0!
[15 empty] | 45.6 | 65.203 | 63.8515 | 3033.7638 | 4630.4933 | 3033.7638 | 4630.4933 | 19.643 | 22.4861 | 1 | 1 | 3033.7638 | 4630.4933 |  |  |  |  | 45.6 | #DIV/0! | #DIV/0! | #DIV/0! | #DIV/0! | #DIV/0! | #DIV/0! | #DIV/0! | #DIV/0! | #DIV/0! | #DIV/0! | #DIV/0! | #DIV/0! | #DIV/0! |  |  |  | 45.6 | #DIV/0! | #DIV/0! | #DIV/0! | #DIV/0! | #DIV/0! | #DIV/0! | #DIV/0! | #DIV/0! | #DIV/0! | #DIV/0! | #DIV/0! | #DIV/0! | #DIV/0! |  |  |  | 45.6 | #DIV/0! | #DIV/0! | #DIV/0! | #DIV/0! | #DIV/0! | #DIV/0! | #DIV/0! | #DIV/0! | #DIV/0! | #DIV/0! | #DIV/0! | #DIV/0! | #DIV/0! |  |  |  | 45.6 | #DIV/0! | #DIV/0! | #DIV/0! | #DIV/0! | #DIV/0! | #DIV/0! | #DIV/0! | #DIV/0! | #DIV/0! | #DIV/0! | #DIV/0! | #DIV/0! | #DIV/0! |  |  |  | 45.6 | #DIV/0! | #DIV/0! | #DIV/0! | #DIV/0! | #DIV/0! | #DIV/0! | #DIV/0! | #DIV/0! | #DIV/0! | #DIV/0! | #DIV/0! | #DIV/0! | #DIV/0! |  |  |  | 45.6 | #DIV/0! | #DIV/0! | #DIV/0! | #DIV/0! | #DIV/0! | #DIV/0! | #DIV/0! | #DIV/0! | #DIV/0! | #DIV/0! | #DIV/0! | #DIV/0! | #DIV/0! |  |  |  | 45.6 | #DIV/0! | #DIV/0! | #DIV/0! | #DIV/0! | #DIV/0! | #DIV/0! | #DIV/0! | #DIV/0! | #DIV/0! | #DIV/0! | #DIV/0! | #DIV/0! | #DIV/0!
[15 empty] | 45.7 | 65.3143 | 63.7376 | 3034.5426 | 4629.4049 | 3034.5426 | 4629.4049 | 19.6816 | 22.5192 | 1 | 1 | 3034.5426 | 4629.4049 |  |  |  |  | 45.7 | #DIV/0! | #DIV/0! | #DIV/0! | #DIV/0! | #DIV/0! | #DIV/0! | #DIV/0! | #DIV/0! | #DIV/0! | #DIV/0! | #DIV/0! | #DIV/0! | #DIV/0! |  |  |  | 45.7 | #DIV/0! | #DIV/0! | #DIV/0! | #DIV/0! | #DIV/0! | #DIV/0! | #DIV/0! | #DIV/0! | #DIV/0! | #DIV/0! | #DIV/0! | #DIV/0! | #DIV/0! |  |  |  | 45.7 | #DIV/0! | #DIV/0! | #DIV/0! | #DIV/0! | #DIV/0! | #DIV/0! | #DIV/0! | #DIV/0! | #DIV/0! | #DIV/0! | #DIV/0! | #DIV/0! | #DIV/0! |  |  |  | 45.7 | #DIV/0! | #DIV/0! | #DIV/0! | #DIV/0! | #DIV/0! | #DIV/0! | #DIV/0! | #DIV/0! | #DIV/0! | #DIV/0! | #DIV/0! | #DIV/0! | #DIV/0! |  |  |  | 45.7 | #DIV/0! | #DIV/0! | #DIV/0! | #DIV/0! | #DIV/0! | #DIV/0! | #DIV/0! | #DIV/0! | #DIV/0! | #DIV/0! | #DIV/0! | #DIV/0! | #DIV/0! |  |  |  | 45.7 | #DIV/0! | #DIV/0! | #DIV/0! | #DIV/0! | #DIV/0! | #DIV/0! | #DIV/0! | #DIV/0! | #DIV/0! | #DIV/0! | #DIV/0! | #DIV/0! | #DIV/0! |  |  |  | 45.7 | #DIV/0! | #DIV/0! | #DIV/0! | #DIV/0! | #DIV/0! | #DIV/0! | #DIV/0! | #DIV/0! | #DIV/0! | #DIV/0! | #DIV/0! | #DIV/0! | #DIV/0!
[15 empty] | 45.8 | 65.4254 | 63.6235 | 3035.3231 | 4628.3148 | 3035.3231 | 4628.3148 | 19.7201 | 22.5522 | 1 | 1 | 3035.3231 | 4628.3148 |  |  |  |  | 45.8 | #DIV/0! | #DIV/0! | #DIV/0! | #DIV/0! | #DIV/0! | #DIV/0! | #DIV/0! | #DIV/0! | #DIV/0! | #DIV/0! | #DIV/0! | #DIV/0! | #DIV/0! |  |  |  | 45.8 | #DIV/0! | #DIV/0! | #DIV/0! | #DIV/0! | #DIV/0! | #DIV/0! | #DIV/0! | #DIV/0! | #DIV/0! | #DIV/0! | #DIV/0! | #DIV/0! | #DIV/0! |  |  |  | 45.8 | #DIV/0! | #DIV/0! | #DIV/0! | #DIV/0! | #DIV/0! | #DIV/0! | #DIV/0! | #DIV/0! | #DIV/0! | #DIV/0! | #DIV/0! | #DIV/0! | #DIV/0! |  |  |  | 45.8 | #DIV/0! | #DIV/0! | #DIV/0! | #DIV/0! | #DIV/0! | #DIV/0! | #DIV/0! | #DIV/0! | #DIV/0! | #DIV/0! | #DIV/0! | #DIV/0! | #DIV/0! |  |  |  | 45.8 | #DIV/0! | #DIV/0! | #DIV/0! | #DIV/0! | #DIV/0! | #DIV/0! | #DIV/0! | #DIV/0! | #DIV/0! | #DIV/0! | #DIV/0! | #DIV/0! | #DIV/0! |  |  |  | 45.8 | #DIV/0! | #DIV/0! | #DIV/0! | #DIV/0! | #DIV/0! | #DIV/0! | #DIV/0! | #DIV/0! | #DIV/0! | #DIV/0! | #DIV/0! | #DIV/0! | #DIV/0! |  |  |  | 45.8 | #DIV/0! | #DIV/0! | #DIV/0! | #DIV/0! | #DIV/0! | #DIV/0! | #DIV/0! | #DIV/0! | #DIV/0! | #DIV/0! | #DIV/0! | #DIV/0! | #DIV/0!
[15 empty] | 45.9 | 65.5364 | 63.5092 | 3036.1052 | 4627.2232 | 3036.1052 | 4627.2232 | 19.7586 | 22.5851 | 1 | 1 | 3036.1052 | 4627.2232 |  |  |  |  | 45.9 | #DIV/0! | #DIV/0! | #DIV/0! | #DIV/0! | #DIV/0! | #DIV/0! | #DIV/0! | #DIV/0! | #DIV/0! | #DIV/0! | #DIV/0! | #DIV/0! | #DIV/0! |  |  |  | 45.9 | #DIV/0! | #DIV/0! | #DIV/0! | #DIV/0! | #DIV/0! | #DIV/0! | #DIV/0! | #DIV/0! | #DIV/0! | #DIV/0! | #DIV/0! | #DIV/0! | #DIV/0! |  |  |  | 45.9 | #DIV/0! | #DIV/0! | #DIV/0! | #DIV/0! | #DIV/0! | #DIV/0! | #DIV/0! | #DIV/0! | #DIV/0! | #DIV/0! | #DIV/0! | #DIV/0! | #DIV/0! |  |  |  | 45.9 | #DIV/0! | #DIV/0! | #DIV/0! | #DIV/0! | #DIV/0! | #DIV/0! | #DIV/0! | #DIV/0! | #DIV/0! | #DIV/0! | #DIV/0! | #DIV/0! | #DIV/0! |  |  |  | 45.9 | #DIV/0! | #DIV/0! | #DIV/0! | #DIV/0! | #DIV/0! | #DIV/0! | #DIV/0! | #DIV/0! | #DIV/0! | #DIV/0! | #DIV/0! | #DIV/0! | #DIV/0! |  |  |  | 45.9 | #DIV/0! | #DIV/0! | #DIV/0! | #DIV/0! | #DIV/0! | #DIV/0! | #DIV/0! | #DIV/0! | #DIV/0! | #DIV/0! | #DIV/0! | #DIV/0! | #DIV/0! |  |  |  | 45.9 | #DIV/0! | #DIV/0! | #DIV/0! | #DIV/0! | #DIV/0! | #DIV/0! | #DIV/0! | #DIV/0! | #DIV/0! | #DIV/0! | #DIV/0! | #DIV/0! | #DIV/0!
[15 empty] | 46 | 65.6471 | 63.3947 | 3036.8889 | 4626.1299 | 3036.8889 | 4626.1299 | 19.7971 | 22.6179 | 1 | 1 | 3036.8889 | 4626.1299 |  |  |  |  | 46 | #DIV/0! | #DIV/0! | #DIV/0! | #DIV/0! | #DIV/0! | #DIV/0! | #DIV/0! | #DIV/0! | #DIV/0! | #DIV/0! | #DIV/0! | #DIV/0! | #DIV/0! |  |  |  | 46 | #DIV/0! | #DIV/0! | #DIV/0! | #DIV/0! | #DIV/0! | #DIV/0! | #DIV/0! | #DIV/0! | #DIV/0! | #DIV/0! | #DIV/0! | #DIV/0! | #DIV/0! |  |  |  | 46 | #DIV/0! | #DIV/0! | #DIV/0! | #DIV/0! | #DIV/0! | #DIV/0! | #DIV/0! | #DIV/0! | #DIV/0! | #DIV/0! | #DIV/0! | #DIV/0! | #DIV/0! |  |  |  | 46 | #DIV/0! | #DIV/0! | #DIV/0! | #DIV/0! | #DIV/0! | #DIV/0! | #DIV/0! | #DIV/0! | #DIV/0! | #DIV/0! | #DIV/0! | #DIV/0! | #DIV/0! |  |  |  | 46 | #DIV/0! | #DIV/0! | #DIV/0! | #DIV/0! | #DIV/0! | #DIV/0! | #DIV/0! | #DIV/0! | #DIV/0! | #DIV/0! | #DIV/0! | #DIV/0! | #DIV/0! |  |  |  | 46 | #DIV/0! | #DIV/0! | #DIV/0! | #DIV/0! | #DIV/0! | #DIV/0! | #DIV/0! | #DIV/0! | #DIV/0! | #DIV/0! | #DIV/0! | #DIV/0! | #DIV/0! |  |  |  | 46 | #DIV/0! | #DIV/0! | #DIV/0! | #DIV/0! | #DIV/0! | #DIV/0! | #DIV/0! | #DIV/0! | #DIV/0! | #DIV/0! | #DIV/0! | #DIV/0! | #DIV/0!
[15 empty] | 46.1 | 65.7577 | 63.28 | 3037.6743 | 4625.0351 | 3037.6743 | 4625.0351 | 19.8356 | 22.6507 | 1 | 1 | 3037.6743 | 4625.0351 |  |  |  |  | 46.1 | #DIV/0! | #DIV/0! | #DIV/0! | #DIV/0! | #DIV/0! | #DIV/0! | #DIV/0! | #DIV/0! | #DIV/0! | #DIV/0! | #DIV/0! | #DIV/0! | #DIV/0! |  |  |  | 46.1 | #DIV/0! | #DIV/0! | #DIV/0! | #DIV/0! | #DIV/0! | #DIV/0! | #DIV/0! | #DIV/0! | #DIV/0! | #DIV/0! | #DIV/0! | #DIV/0! | #DIV/0! |  |  |  | 46.1 | #DIV/0! | #DIV/0! | #DIV/0! | #DIV/0! | #DIV/0! | #DIV/0! | #DIV/0! | #DIV/0! | #DIV/0! | #DIV/0! | #DIV/0! | #DIV/0! | #DIV/0! |  |  |  | 46.1 | #DIV/0! | #DIV/0! | #DIV/0! | #DIV/0! | #DIV/0! | #DIV/0! | #DIV/0! | #DIV/0! | #DIV/0! | #DIV/0! | #DIV/0! | #DIV/0! | #DIV/0! |  |  |  | 46.1 | #DIV/0! | #DIV/0! | #DIV/0! | #DIV/0! | #DIV/0! | #DIV/0! | #DIV/0! | #DIV/0! | #DIV/0! | #DIV/0! | #DIV/0! | #DIV/0! | #DIV/0! |  |  |  | 46.1 | #DIV/0! | #DIV/0! | #DIV/0! | #DIV/0! | #DIV/0! | #DIV/0! | #DIV/0! | #DIV/0! | #DIV/0! | #DIV/0! | #DIV/0! | #DIV/0! | #DIV/0! |  |  |  | 46.1 | #DIV/0! | #DIV/0! | #DIV/0! | #DIV/0! | #DIV/0! | #DIV/0! | #DIV/0! | #DIV/0! | #DIV/0! | #DIV/0! | #DIV/0! | #DIV/0! | #DIV/0!
[15 empty] | 46.2 | 65.868 | 63.1652 | 3038.4612 | 4623.9387 | 3038.4612 | 4623.9387 | 19.874 | 22.6833 | 1 | 1 | 3038.4612 | 4623.9387 |  |  |  |  | 46.2 | #DIV/0! | #DIV/0! | #DIV/0! | #DIV/0! | #DIV/0! | #DIV/0! | #DIV/0! | #DIV/0! | #DIV/0! | #DIV/0! | #DIV/0! | #DIV/0! | #DIV/0! |  |  |  | 46.2 | #DIV/0! | #DIV/0! | #DIV/0! | #DIV/0! | #DIV/0! | #DIV/0! | #DIV/0! | #DIV/0! | #DIV/0! | #DIV/0! | #DIV/0! | #DIV/0! | #DIV/0! |  |  |  | 46.2 | #DIV/0! | #DIV/0! | #DIV/0! | #DIV/0! | #DIV/0! | #DIV/0! | #DIV/0! | #DIV/0! | #DIV/0! | #DIV/0! | #DIV/0! | #DIV/0! | #DIV/0! |  |  |  | 46.2 | #DIV/0! | #DIV/0! | #DIV/0! | #DIV/0! | #DIV/0! | #DIV/0! | #DIV/0! | #DIV/0! | #DIV/0! | #DIV/0! | #DIV/0! | #DIV/0! | #DIV/0! |  |  |  | 46.2 | #DIV/0! | #DIV/0! | #DIV/0! | #DIV/0! | #DIV/0! | #DIV/0! | #DIV/0! | #DIV/0! | #DIV/0! | #DIV/0! | #DIV/0! | #DIV/0! | #DIV/0! |  |  |  | 46.2 | #DIV/0! | #DIV/0! | #DIV/0! | #DIV/0! | #DIV/0! | #DIV/0! | #DIV/0! | #DIV/0! | #DIV/0! | #DIV/0! | #DIV/0! | #DIV/0! | #DIV/0! |  |  |  | 46.2 | #DIV/0! | #DIV/0! | #DIV/0! | #DIV/0! | #DIV/0! | #DIV/0! | #DIV/0! | #DIV/0! | #DIV/0! | #DIV/0! | #DIV/0! | #DIV/0! | #DIV/0!
[15 empty] | 46.3 | 65.9782 | 63.0501 | 3039.2497 | 4622.8407 | 3039.2497 | 4622.8407 | 19.9124 | 22.7158 | 1 | 1 | 3039.2497 | 4622.8407 |  |  |  |  | 46.3 | #DIV/0! | #DIV/0! | #DIV/0! | #DIV/0! | #DIV/0! | #DIV/0! | #DIV/0! | #DIV/0! | #DIV/0! | #DIV/0! | #DIV/0! | #DIV/0! | #DIV/0! |  |  |  | 46.3 | #DIV/0! | #DIV/0! | #DIV/0! | #DIV/0! | #DIV/0! | #DIV/0! | #DIV/0! | #DIV/0! | #DIV/0! | #DIV/0! | #DIV/0! | #DIV/0! | #DIV/0! |  |  |  | 46.3 | #DIV/0! | #DIV/0! | #DIV/0! | #DIV/0! | #DIV/0! | #DIV/0! | #DIV/0! | #DIV/0! | #DIV/0! | #DIV/0! | #DIV/0! | #DIV/0! | #DIV/0! |  |  |  | 46.3 | #DIV/0! | #DIV/0! | #DIV/0! | #DIV/0! | #DIV/0! | #DIV/0! | #DIV/0! | #DIV/0! | #DIV/0! | #DIV/0! | #DIV/0! | #DIV/0! | #DIV/0! |  |  |  | 46.3 | #DIV/0! | #DIV/0! | #DIV/0! | #DIV/0! | #DIV/0! | #DIV/0! | #DIV/0! | #DIV/0! | #DIV/0! | #DIV/0! | #DIV/0! | #DIV/0! | #DIV/0! |  |  |  | 46.3 | #DIV/0! | #DIV/0! | #DIV/0! | #DIV/0! | #DIV/0! | #DIV/0! | #DIV/0! | #DIV/0! | #DIV/0! | #DIV/0! | #DIV/0! | #DIV/0! | #DIV/0! |  |  |  | 46.3 | #DIV/0! | #DIV/0! | #DIV/0! | #DIV/0! | #DIV/0! | #DIV/0! | #DIV/0! | #DIV/0! | #DIV/0! | #DIV/0! | #DIV/0! | #DIV/0! | #DIV/0!
[15 empty] | 46.4 | 66.0881 | 62.9349 | 3040.0399 | 4621.7411 | 3040.0399 | 4621.7411 | 19.9508 | 22.7483 | 1 | 1 | 3040.0399 | 4621.7411 |  |  |  |  | 46.4 | #DIV/0! | #DIV/0! | #DIV/0! | #DIV/0! | #DIV/0! | #DIV/0! | #DIV/0! | #DIV/0! | #DIV/0! | #DIV/0! | #DIV/0! | #DIV/0! | #DIV/0! |  |  |  | 46.4 | #DIV/0! | #DIV/0! | #DIV/0! | #DIV/0! | #DIV/0! | #DIV/0! | #DIV/0! | #DIV/0! | #DIV/0! | #DIV/0! | #DIV/0! | #DIV/0! | #DIV/0! |  |  |  | 46.4 | #DIV/0! | #DIV/0! | #DIV/0! | #DIV/0! | #DIV/0! | #DIV/0! | #DIV/0! | #DIV/0! | #DIV/0! | #DIV/0! | #DIV/0! | #DIV/0! | #DIV/0! |  |  |  | 46.4 | #DIV/0! | #DIV/0! | #DIV/0! | #DIV/0! | #DIV/0! | #DIV/0! | #DIV/0! | #DIV/0! | #DIV/0! | #DIV/0! | #DIV/0! | #DIV/0! | #DIV/0! |  |  |  | 46.4 | #DIV/0! | #DIV/0! | #DIV/0! | #DIV/0! | #DIV/0! | #DIV/0! | #DIV/0! | #DIV/0! | #DIV/0! | #DIV/0! | #DIV/0! | #DIV/0! | #DIV/0! |  |  |  | 46.4 | #DIV/0! | #DIV/0! | #DIV/0! | #DIV/0! | #DIV/0! | #DIV/0! | #DIV/0! | #DIV/0! | #DIV/0! | #DIV/0! | #DIV/0! | #DIV/0! | #DIV/0! |  |  |  | 46.4 | #DIV/0! | #DIV/0! | #DIV/0! | #DIV/0! | #DIV/0! | #DIV/0! | #DIV/0! | #DIV/0! | #DIV/0! | #DIV/0! | #DIV/0! | #DIV/0! | #DIV/0!
[15 empty] | 46.5 | 66.1979 | 62.8194 | 3040.8317 | 4620.64 | 3040.8317 | 4620.64 | 19.9891 | 22.7806 | 1 | 1 | 3040.8317 | 4620.64 |  |  |  |  | 46.5 | #DIV/0! | #DIV/0! | #DIV/0! | #DIV/0! | #DIV/0! | #DIV/0! | #DIV/0! | #DIV/0! | #DIV/0! | #DIV/0! | #DIV/0! | #DIV/0! | #DIV/0! |  |  |  | 46.5 | #DIV/0! | #DIV/0! | #DIV/0! | #DIV/0! | #DIV/0! | #DIV/0! | #DIV/0! | #DIV/0! | #DIV/0! | #DIV/0! | #DIV/0! | #DIV/0! | #DIV/0! |  |  |  | 46.5 | #DIV/0! | #DIV/0! | #DIV/0! | #DIV/0! | #DIV/0! | #DIV/0! | #DIV/0! | #DIV/0! | #DIV/0! | #DIV/0! | #DIV/0! | #DIV/0! | #DIV/0! |  |  |  | 46.5 | #DIV/0! | #DIV/0! | #DIV/0! | #DIV/0! | #DIV/0! | #DIV/0! | #DIV/0! | #DIV/0! | #DIV/0! | #DIV/0! | #DIV/0! | #DIV/0! | #DIV/0! |  |  |  | 46.5 | #DIV/0! | #DIV/0! | #DIV/0! | #DIV/0! | #DIV/0! | #DIV/0! | #DIV/0! | #DIV/0! | #DIV/0! | #DIV/0! | #DIV/0! | #DIV/0! | #DIV/0! |  |  |  | 46.5 | #DIV/0! | #DIV/0! | #DIV/0! | #DIV/0! | #DIV/0! | #DIV/0! | #DIV/0! | #DIV/0! | #DIV/0! | #DIV/0! | #DIV/0! | #DIV/0! | #DIV/0! |  |  |  | 46.5 | #DIV/0! | #DIV/0! | #DIV/0! | #DIV/0! | #DIV/0! | #DIV/0! | #DIV/0! | #DIV/0! | #DIV/0! | #DIV/0! | #DIV/0! | #DIV/0! | #DIV/0!
[15 empty] | 46.6 | 66.3074 | 62.7038 | 3041.625 | 4619.5373 | 3041.625 | 4619.5373 | 20.0274 | 22.8129 | 1 | 1 | 3041.625 | 4619.5373 |  |  |  |  | 46.6 | #DIV/0! | #DIV/0! | #DIV/0! | #DIV/0! | #DIV/0! | #DIV/0! | #DIV/0! | #DIV/0! | #DIV/0! | #DIV/0! | #DIV/0! | #DIV/0! | #DIV/0! |  |  |  | 46.6 | #DIV/0! | #DIV/0! | #DIV/0! | #DIV/0! | #DIV/0! | #DIV/0! | #DIV/0! | #DIV/0! | #DIV/0! | #DIV/0! | #DIV/0! | #DIV/0! | #DIV/0! |  |  |  | 46.6 | #DIV/0! | #DIV/0! | #DIV/0! | #DIV/0! | #DIV/0! | #DIV/0! | #DIV/0! | #DIV/0! | #DIV/0! | #DIV/0! | #DIV/0! | #DIV/0! | #DIV/0! |  |  |  | 46.6 | #DIV/0! | #DIV/0! | #DIV/0! | #DIV/0! | #DIV/0! | #DIV/0! | #DIV/0! | #DIV/0! | #DIV/0! | #DIV/0! | #DIV/0! | #DIV/0! | #DIV/0! |  |  |  | 46.6 | #DIV/0! | #DIV/0! | #DIV/0! | #DIV/0! | #DIV/0! | #DIV/0! | #DIV/0! | #DIV/0! | #DIV/0! | #DIV/0! | #DIV/0! | #DIV/0! | #DIV/0! |  |  |  | 46.6 | #DIV/0! | #DIV/0! | #DIV/0! | #DIV/0! | #DIV/0! | #DIV/0! | #DIV/0! | #DIV/0! | #DIV/0! | #DIV/0! | #DIV/0! | #DIV/0! | #DIV/0! |  |  |  | 46.6 | #DIV/0! | #DIV/0! | #DIV/0! | #DIV/0! | #DIV/0! | #DIV/0! | #DIV/0! | #DIV/0! | #DIV/0! | #DIV/0! | #DIV/0! | #DIV/0! | #DIV/0!
[15 empty] | 46.7 | 66.4167 | 62.588 | 3042.42 | 4618.433 | 3042.42 | 4618.433 | 20.0657 | 22.845 | 1 | 1 | 3042.42 | 4618.433 |  |  |  |  | 46.7 | #DIV/0! | #DIV/0! | #DIV/0! | #DIV/0! | #DIV/0! | #DIV/0! | #DIV/0! | #DIV/0! | #DIV/0! | #DIV/0! | #DIV/0! | #DIV/0! | #DIV/0! |  |  |  | 46.7 | #DIV/0! | #DIV/0! | #DIV/0! | #DIV/0! | #DIV/0! | #DIV/0! | #DIV/0! | #DIV/0! | #DIV/0! | #DIV/0! | #DIV/0! | #DIV/0! | #DIV/0! |  |  |  | 46.7 | #DIV/0! | #DIV/0! | #DIV/0! | #DIV/0! | #DIV/0! | #DIV/0! | #DIV/0! | #DIV/0! | #DIV/0! | #DIV/0! | #DIV/0! | #DIV/0! | #DIV/0! |  |  |  | 46.7 | #DIV/0! | #DIV/0! | #DIV/0! | #DIV/0! | #DIV/0! | #DIV/0! | #DIV/0! | #DIV/0! | #DIV/0! | #DIV/0! | #DIV/0! | #DIV/0! | #DIV/0! |  |  |  | 46.7 | #DIV/0! | #DIV/0! | #DIV/0! | #DIV/0! | #DIV/0! | #DIV/0! | #DIV/0! | #DIV/0! | #DIV/0! | #DIV/0! | #DIV/0! | #DIV/0! | #DIV/0! |  |  |  | 46.7 | #DIV/0! | #DIV/0! | #DIV/0! | #DIV/0! | #DIV/0! | #DIV/0! | #DIV/0! | #DIV/0! | #DIV/0! | #DIV/0! | #DIV/0! | #DIV/0! | #DIV/0! |  |  |  | 46.7 | #DIV/0! | #DIV/0! | #DIV/0! | #DIV/0! | #DIV/0! | #DIV/0! | #DIV/0! | #DIV/0! | #DIV/0! | #DIV/0! | #DIV/0! | #DIV/0! | #DIV/0!
[15 empty] | 46.8 | 66.5259 | 62.4719 | 3043.2166 | 4617.3272 | 3043.2166 | 4617.3272 | 20.1039 | 22.8771 | 1 | 1 | 3043.2166 | 4617.3272 |  |  |  |  | 46.8 | #DIV/0! | #DIV/0! | #DIV/0! | #DIV/0! | #DIV/0! | #DIV/0! | #DIV/0! | #DIV/0! | #DIV/0! | #DIV/0! | #DIV/0! | #DIV/0! | #DIV/0! |  |  |  | 46.8 | #DIV/0! | #DIV/0! | #DIV/0! | #DIV/0! | #DIV/0! | #DIV/0! | #DIV/0! | #DIV/0! | #DIV/0! | #DIV/0! | #DIV/0! | #DIV/0! | #DIV/0! |  |  |  | 46.8 | #DIV/0! | #DIV/0! | #DIV/0! | #DIV/0! | #DIV/0! | #DIV/0! | #DIV/0! | #DIV/0! | #DIV/0! | #DIV/0! | #DIV/0! | #DIV/0! | #DIV/0! |  |  |  | 46.8 | #DIV/0! | #DIV/0! | #DIV/0! | #DIV/0! | #DIV/0! | #DIV/0! | #DIV/0! | #DIV/0! | #DIV/0! | #DIV/0! | #DIV/0! | #DIV/0! | #DIV/0! |  |  |  | 46.8 | #DIV/0! | #DIV/0! | #DIV/0! | #DIV/0! | #DIV/0! | #DIV/0! | #DIV/0! | #DIV/0! | #DIV/0! | #DIV/0! | #DIV/0! | #DIV/0! | #DIV/0! |  |  |  | 46.8 | #DIV/0! | #DIV/0! | #DIV/0! | #DIV/0! | #DIV/0! | #DIV/0! | #DIV/0! | #DIV/0! | #DIV/0! | #DIV/0! | #DIV/0! | #DIV/0! | #DIV/0! |  |  |  | 46.8 | #DIV/0! | #DIV/0! | #DIV/0! | #DIV/0! | #DIV/0! | #DIV/0! | #DIV/0! | #DIV/0! | #DIV/0! | #DIV/0! | #DIV/0! | #DIV/0! | #DIV/0!
[15 empty] | 46.9 | 66.6348 | 62.3557 | 3044.0148 | 4616.2198 | 3044.0148 | 4616.2198 | 20.1421 | 22.909 | 1 | 1 | 3044.0148 | 4616.2198 |  |  |  |  | 46.9 | #DIV/0! | #DIV/0! | #DIV/0! | #DIV/0! | #DIV/0! | #DIV/0! | #DIV/0! | #DIV/0! | #DIV/0! | #DIV/0! | #DIV/0! | #DIV/0! | #DIV/0! |  |  |  | 46.9 | #DIV/0! | #DIV/0! | #DIV/0! | #DIV/0! | #DIV/0! | #DIV/0! | #DIV/0! | #DIV/0! | #DIV/0! | #DIV/0! | #DIV/0! | #DIV/0! | #DIV/0! |  |  |  | 46.9 | #DIV/0! | #DIV/0! | #DIV/0! | #DIV/0! | #DIV/0! | #DIV/0! | #DIV/0! | #DIV/0! | #DIV/0! | #DIV/0! | #DIV/0! | #DIV/0! | #DIV/0! |  |  |  | 46.9 | #DIV/0! | #DIV/0! | #DIV/0! | #DIV/0! | #DIV/0! | #DIV/0! | #DIV/0! | #DIV/0! | #DIV/0! | #DIV/0! | #DIV/0! | #DIV/0! | #DIV/0! |  |  |  | 46.9 | #DIV/0! | #DIV/0! | #DIV/0! | #DIV/0! | #DIV/0! | #DIV/0! | #DIV/0! | #DIV/0! | #DIV/0! | #DIV/0! | #DIV/0! | #DIV/0! | #DIV/0! |  |  |  | 46.9 | #DIV/0! | #DIV/0! | #DIV/0! | #DIV/0! | #DIV/0! | #DIV/0! | #DIV/0! | #DIV/0! | #DIV/0! | #DIV/0! | #DIV/0! | #DIV/0! | #DIV/0! |  |  |  | 46.9 | #DIV/0! | #DIV/0! | #DIV/0! | #DIV/0! | #DIV/0! | #DIV/0! | #DIV/0! | #DIV/0! | #DIV/0! | #DIV/0! | #DIV/0! | #DIV/0! | #DIV/0!
[15 empty] | 47 | 66.7435 | 62.2393 | 3044.8146 | 4615.1109 | 3044.8146 | 4615.1109 | 20.1803 | 22.9409 | 1 | 1 | 3044.8146 | 4615.1109 |  |  |  |  | 47 | #DIV/0! | #DIV/0! | #DIV/0! | #DIV/0! | #DIV/0! | #DIV/0! | #DIV/0! | #DIV/0! | #DIV/0! | #DIV/0! | #DIV/0! | #DIV/0! | #DIV/0! |  |  |  | 47 | #DIV/0! | #DIV/0! | #DIV/0! | #DIV/0! | #DIV/0! | #DIV/0! | #DIV/0! | #DIV/0! | #DIV/0! | #DIV/0! | #DIV/0! | #DIV/0! | #DIV/0! |  |  |  | 47 | #DIV/0! | #DIV/0! | #DIV/0! | #DIV/0! | #DIV/0! | #DIV/0! | #DIV/0! | #DIV/0! | #DIV/0! | #DIV/0! | #DIV/0! | #DIV/0! | #DIV/0! |  |  |  | 47 | #DIV/0! | #DIV/0! | #DIV/0! | #DIV/0! | #DIV/0! | #DIV/0! | #DIV/0! | #DIV/0! | #DIV/0! | #DIV/0! | #DIV/0! | #DIV/0! | #DIV/0! |  |  |  | 47 | #DIV/0! | #DIV/0! | #DIV/0! | #DIV/0! | #DIV/0! | #DIV/0! | #DIV/0! | #DIV/0! | #DIV/0! | #DIV/0! | #DIV/0! | #DIV/0! | #DIV/0! |  |  |  | 47 | #DIV/0! | #DIV/0! | #DIV/0! | #DIV/0! | #DIV/0! | #DIV/0! | #DIV/0! | #DIV/0! | #DIV/0! | #DIV/0! | #DIV/0! | #DIV/0! | #DIV/0! |  |  |  | 47 | #DIV/0! | #DIV/0! | #DIV/0! | #DIV/0! | #DIV/0! | #DIV/0! | #DIV/0! | #DIV/0! | #DIV/0! | #DIV/0! | #DIV/0! | #DIV/0! | #DIV/0!
[15 empty] | 47.1 | 66.8521 | 62.1228 | 3045.616 | 4614.0004 | 3045.616 | 4614.0004 | 20.2184 | 22.9727 | 1 | 1 | 3045.616 | 4614.0004 |  |  |  |  | 47.1 | #DIV/0! | #DIV/0! | #DIV/0! | #DIV/0! | #DIV/0! | #DIV/0! | #DIV/0! | #DIV/0! | #DIV/0! | #DIV/0! | #DIV/0! | #DIV/0! | #DIV/0! |  |  |  | 47.1 | #DIV/0! | #DIV/0! | #DIV/0! | #DIV/0! | #DIV/0! | #DIV/0! | #DIV/0! | #DIV/0! | #DIV/0! | #DIV/0! | #DIV/0! | #DIV/0! | #DIV/0! |  |  |  | 47.1 | #DIV/0! | #DIV/0! | #DIV/0! | #DIV/0! | #DIV/0! | #DIV/0! | #DIV/0! | #DIV/0! | #DIV/0! | #DIV/0! | #DIV/0! | #DIV/0! | #DIV/0! |  |  |  | 47.1 | #DIV/0! | #DIV/0! | #DIV/0! | #DIV/0! | #DIV/0! | #DIV/0! | #DIV/0! | #DIV/0! | #DIV/0! | #DIV/0! | #DIV/0! | #DIV/0! | #DIV/0! |  |  |  | 47.1 | #DIV/0! | #DIV/0! | #DIV/0! | #DIV/0! | #DIV/0! | #DIV/0! | #DIV/0! | #DIV/0! | #DIV/0! | #DIV/0! | #DIV/0! | #DIV/0! | #DIV/0! |  |  |  | 47.1 | #DIV/0! | #DIV/0! | #DIV/0! | #DIV/0! | #DIV/0! | #DIV/0! | #DIV/0! | #DIV/0! | #DIV/0! | #DIV/0! | #DIV/0! | #DIV/0! | #DIV/0! |  |  |  | 47.1 | #DIV/0! | #DIV/0! | #DIV/0! | #DIV/0! | #DIV/0! | #DIV/0! | #DIV/0! | #DIV/0! | #DIV/0! | #DIV/0! | #DIV/0! | #DIV/0! | #DIV/0!
[15 empty] | 47.2 | 66.9604 | 62.006 | 3046.419 | 4612.8884 | 3046.419 | 4612.8884 | 20.2565 | 23.0044 | 1 | 1 | 3046.419 | 4612.8884 |  |  |  |  | 47.2 | #DIV/0! | #DIV/0! | #DIV/0! | #DIV/0! | #DIV/0! | #DIV/0! | #DIV/0! | #DIV/0! | #DIV/0! | #DIV/0! | #DIV/0! | #DIV/0! | #DIV/0! |  |  |  | 47.2 | #DIV/0! | #DIV/0! | #DIV/0! | #DIV/0! | #DIV/0! | #DIV/0! | #DIV/0! | #DIV/0! | #DIV/0! | #DIV/0! | #DIV/0! | #DIV/0! | #DIV/0! |  |  |  | 47.2 | #DIV/0! | #DIV/0! | #DIV/0! | #DIV/0! | #DIV/0! | #DIV/0! | #DIV/0! | #DIV/0! | #DIV/0! | #DIV/0! | #DIV/0! | #DIV/0! | #DIV/0! |  |  |  | 47.2 | #DIV/0! | #DIV/0! | #DIV/0! | #DIV/0! | #DIV/0! | #DIV/0! | #DIV/0! | #DIV/0! | #DIV/0! | #DIV/0! | #DIV/0! | #DIV/0! | #DIV/0! |  |  |  | 47.2 | #DIV/0! | #DIV/0! | #DIV/0! | #DIV/0! | #DIV/0! | #DIV/0! | #DIV/0! | #DIV/0! | #DIV/0! | #DIV/0! | #DIV/0! | #DIV/0! | #DIV/0! |  |  |  | 47.2 | #DIV/0! | #DIV/0! | #DIV/0! | #DIV/0! | #DIV/0! | #DIV/0! | #DIV/0! | #DIV/0! | #DIV/0! | #DIV/0! | #DIV/0! | #DIV/0! | #DIV/0! |  |  |  | 47.2 | #DIV/0! | #DIV/0! | #DIV/0! | #DIV/0! | #DIV/0! | #DIV/0! | #DIV/0! | #DIV/0! | #DIV/0! | #DIV/0! | #DIV/0! | #DIV/0! | #DIV/0!
[15 empty] | 47.3 | 67.0685 | 61.889 | 3047.2236 | 4611.7748 | 3047.2236 | 4611.7748 | 20.2946 | 23.0359 | 1 | 1 | 3047.2236 | 4611.7748 |  |  |  |  | 47.3 | #DIV/0! | #DIV/0! | #DIV/0! | #DIV/0! | #DIV/0! | #DIV/0! | #DIV/0! | #DIV/0! | #DIV/0! | #DIV/0! | #DIV/0! | #DIV/0! | #DIV/0! |  |  |  | 47.3 | #DIV/0! | #DIV/0! | #DIV/0! | #DIV/0! | #DIV/0! | #DIV/0! | #DIV/0! | #DIV/0! | #DIV/0! | #DIV/0! | #DIV/0! | #DIV/0! | #DIV/0! |  |  |  | 47.3 | #DIV/0! | #DIV/0! | #DIV/0! | #DIV/0! | #DIV/0! | #DIV/0! | #DIV/0! | #DIV/0! | #DIV/0! | #DIV/0! | #DIV/0! | #DIV/0! | #DIV/0! |  |  |  | 47.3 | #DIV/0! | #DIV/0! | #DIV/0! | #DIV/0! | #DIV/0! | #DIV/0! | #DIV/0! | #DIV/0! | #DIV/0! | #DIV/0! | #DIV/0! | #DIV/0! | #DIV/0! |  |  |  | 47.3 | #DIV/0! | #DIV/0! | #DIV/0! | #DIV/0! | #DIV/0! | #DIV/0! | #DIV/0! | #DIV/0! | #DIV/0! | #DIV/0! | #DIV/0! | #DIV/0! | #DIV/0! |  |  |  | 47.3 | #DIV/0! | #DIV/0! | #DIV/0! | #DIV/0! | #DIV/0! | #DIV/0! | #DIV/0! | #DIV/0! | #DIV/0! | #DIV/0! | #DIV/0! | #DIV/0! | #DIV/0! |  |  |  | 47.3 | #DIV/0! | #DIV/0! | #DIV/0! | #DIV/0! | #DIV/0! | #DIV/0! | #DIV/0! | #DIV/0! | #DIV/0! | #DIV/0! | #DIV/0! | #DIV/0! | #DIV/0!
[15 empty] | 47.4 | 67.1764 | 61.7719 | 3048.0298 | 4610.6597 | 3048.0298 | 4610.6597 | 20.3326 | 23.0674 | 1 | 1 | 3048.0298 | 4610.6597 |  |  |  |  | 47.4 | #DIV/0! | #DIV/0! | #DIV/0! | #DIV/0! | #DIV/0! | #DIV/0! | #DIV/0! | #DIV/0! | #DIV/0! | #DIV/0! | #DIV/0! | #DIV/0! | #DIV/0! |  |  |  | 47.4 | #DIV/0! | #DIV/0! | #DIV/0! | #DIV/0! | #DIV/0! | #DIV/0! | #DIV/0! | #DIV/0! | #DIV/0! | #DIV/0! | #DIV/0! | #DIV/0! | #DIV/0! |  |  |  | 47.4 | #DIV/0! | #DIV/0! | #DIV/0! | #DIV/0! | #DIV/0! | #DIV/0! | #DIV/0! | #DIV/0! | #DIV/0! | #DIV/0! | #DIV/0! | #DIV/0! | #DIV/0! |  |  |  | 47.4 | #DIV/0! | #DIV/0! | #DIV/0! | #DIV/0! | #DIV/0! | #DIV/0! | #DIV/0! | #DIV/0! | #DIV/0! | #DIV/0! | #DIV/0! | #DIV/0! | #DIV/0! |  |  |  | 47.4 | #DIV/0! | #DIV/0! | #DIV/0! | #DIV/0! | #DIV/0! | #DIV/0! | #DIV/0! | #DIV/0! | #DIV/0! | #DIV/0! | #DIV/0! | #DIV/0! | #DIV/0! |  |  |  | 47.4 | #DIV/0! | #DIV/0! | #DIV/0! | #DIV/0! | #DIV/0! | #DIV/0! | #DIV/0! | #DIV/0! | #DIV/0! | #DIV/0! | #DIV/0! | #DIV/0! | #DIV/0! |  |  |  | 47.4 | #DIV/0! | #DIV/0! | #DIV/0! | #DIV/0! | #DIV/0! | #DIV/0! | #DIV/0! | #DIV/0! | #DIV/0! | #DIV/0! | #DIV/0! | #DIV/0! | #DIV/0!
[15 empty] | 47.5 | 67.2841 | 61.6545 | 3048.8376 | 4609.5431 | 3048.8376 | 4609.5431 | 20.3706 | 23.0988 | 1 | 1 | 3048.8376 | 4609.5431 |  |  |  |  | 47.5 | #DIV/0! | #DIV/0! | #DIV/0! | #DIV/0! | #DIV/0! | #DIV/0! | #DIV/0! | #DIV/0! | #DIV/0! | #DIV/0! | #DIV/0! | #DIV/0! | #DIV/0! |  |  |  | 47.5 | #DIV/0! | #DIV/0! | #DIV/0! | #DIV/0! | #DIV/0! | #DIV/0! | #DIV/0! | #DIV/0! | #DIV/0! | #DIV/0! | #DIV/0! | #DIV/0! | #DIV/0! |  |  |  | 47.5 | #DIV/0! | #DIV/0! | #DIV/0! | #DIV/0! | #DIV/0! | #DIV/0! | #DIV/0! | #DIV/0! | #DIV/0! | #DIV/0! | #DIV/0! | #DIV/0! | #DIV/0! |  |  |  | 47.5 | #DIV/0! | #DIV/0! | #DIV/0! | #DIV/0! | #DIV/0! | #DIV/0! | #DIV/0! | #DIV/0! | #DIV/0! | #DIV/0! | #DIV/0! | #DIV/0! | #DIV/0! |  |  |  | 47.5 | #DIV/0! | #DIV/0! | #DIV/0! | #DIV/0! | #DIV/0! | #DIV/0! | #DIV/0! | #DIV/0! | #DIV/0! | #DIV/0! | #DIV/0! | #DIV/0! | #DIV/0! |  |  |  | 47.5 | #DIV/0! | #DIV/0! | #DIV/0! | #DIV/0! | #DIV/0! | #DIV/0! | #DIV/0! | #DIV/0! | #DIV/0! | #DIV/0! | #DIV/0! | #DIV/0! | #DIV/0! |  |  |  | 47.5 | #DIV/0! | #DIV/0! | #DIV/0! | #DIV/0! | #DIV/0! | #DIV/0! | #DIV/0! | #DIV/0! | #DIV/0! | #DIV/0! | #DIV/0! | #DIV/0! | #DIV/0!
[15 empty] | 47.6 | 67.3916 | 61.537 | 3049.647 | 4608.425 | 3049.647 | 4608.425 | 20.4086 | 23.1301 | 1 | 1 | 3049.647 | 4608.425 |  |  |  |  | 47.6 | #DIV/0! | #DIV/0! | #DIV/0! | #DIV/0! | #DIV/0! | #DIV/0! | #DIV/0! | #DIV/0! | #DIV/0! | #DIV/0! | #DIV/0! | #DIV/0! | #DIV/0! |  |  |  | 47.6 | #DIV/0! | #DIV/0! | #DIV/0! | #DIV/0! | #DIV/0! | #DIV/0! | #DIV/0! | #DIV/0! | #DIV/0! | #DIV/0! | #DIV/0! | #DIV/0! | #DIV/0! |  |  |  | 47.6 | #DIV/0! | #DIV/0! | #DIV/0! | #DIV/0! | #DIV/0! | #DIV/0! | #DIV/0! | #DIV/0! | #DIV/0! | #DIV/0! | #DIV/0! | #DIV/0! | #DIV/0! |  |  |  | 47.6 | #DIV/0! | #DIV/0! | #DIV/0! | #DIV/0! | #DIV/0! | #DIV/0! | #DIV/0! | #DIV/0! | #DIV/0! | #DIV/0! | #DIV/0! | #DIV/0! | #DIV/0! |  |  |  | 47.6 | #DIV/0! | #DIV/0! | #DIV/0! | #DIV/0! | #DIV/0! | #DIV/0! | #DIV/0! | #DIV/0! | #DIV/0! | #DIV/0! | #DIV/0! | #DIV/0! | #DIV/0! |  |  |  | 47.6 | #DIV/0! | #DIV/0! | #DIV/0! | #DIV/0! | #DIV/0! | #DIV/0! | #DIV/0! | #DIV/0! | #DIV/0! | #DIV/0! | #DIV/0! | #DIV/0! | #DIV/0! |  |  |  | 47.6 | #DIV/0! | #DIV/0! | #DIV/0! | #DIV/0! | #DIV/0! | #DIV/0! | #DIV/0! | #DIV/0! | #DIV/0! | #DIV/0! | #DIV/0! | #DIV/0! | #DIV/0!
[15 empty] | 47.7 | 67.4989 | 61.4193 | 3050.458 | 4607.3054 | 3050.458 | 4607.3054 | 20.4465 | 23.1613 | 1 | 1 | 3050.458 | 4607.3054 |  |  |  |  | 47.7 | #DIV/0! | #DIV/0! | #DIV/0! | #DIV/0! | #DIV/0! | #DIV/0! | #DIV/0! | #DIV/0! | #DIV/0! | #DIV/0! | #DIV/0! | #DIV/0! | #DIV/0! |  |  |  | 47.7 | #DIV/0! | #DIV/0! | #DIV/0! | #DIV/0! | #DIV/0! | #DIV/0! | #DIV/0! | #DIV/0! | #DIV/0! | #DIV/0! | #DIV/0! | #DIV/0! | #DIV/0! |  |  |  | 47.7 | #DIV/0! | #DIV/0! | #DIV/0! | #DIV/0! | #DIV/0! | #DIV/0! | #DIV/0! | #DIV/0! | #DIV/0! | #DIV/0! | #DIV/0! | #DIV/0! | #DIV/0! |  |  |  | 47.7 | #DIV/0! | #DIV/0! | #DIV/0! | #DIV/0! | #DIV/0! | #DIV/0! | #DIV/0! | #DIV/0! | #DIV/0! | #DIV/0! | #DIV/0! | #DIV/0! | #DIV/0! |  |  |  | 47.7 | #DIV/0! | #DIV/0! | #DIV/0! | #DIV/0! | #DIV/0! | #DIV/0! | #DIV/0! | #DIV/0! | #DIV/0! | #DIV/0! | #DIV/0! | #DIV/0! | #DIV/0! |  |  |  | 47.7 | #DIV/0! | #DIV/0! | #DIV/0! | #DIV/0! | #DIV/0! | #DIV/0! | #DIV/0! | #DIV/0! | #DIV/0! | #DIV/0! | #DIV/0! | #DIV/0! | #DIV/0! |  |  |  | 47.7 | #DIV/0! | #DIV/0! | #DIV/0! | #DIV/0! | #DIV/0! | #DIV/0! | #DIV/0! | #DIV/0! | #DIV/0! | #DIV/0! | #DIV/0! | #DIV/0! | #DIV/0!
[15 empty] | 47.8 | 67.606 | 61.3014 | 3051.2706 | 4606.1842 | 3051.2706 | 4606.1842 | 20.4844 | 23.1924 | 1 | 1 | 3051.2706 | 4606.1842 |  |  |  |  | 47.8 | #DIV/0! | #DIV/0! | #DIV/0! | #DIV/0! | #DIV/0! | #DIV/0! | #DIV/0! | #DIV/0! | #DIV/0! | #DIV/0! | #DIV/0! | #DIV/0! | #DIV/0! |  |  |  | 47.8 | #DIV/0! | #DIV/0! | #DIV/0! | #DIV/0! | #DIV/0! | #DIV/0! | #DIV/0! | #DIV/0! | #DIV/0! | #DIV/0! | #DIV/0! | #DIV/0! | #DIV/0! |  |  |  | 47.8 | #DIV/0! | #DIV/0! | #DIV/0! | #DIV/0! | #DIV/0! | #DIV/0! | #DIV/0! | #DIV/0! | #DIV/0! | #DIV/0! | #DIV/0! | #DIV/0! | #DIV/0! |  |  |  | 47.8 | #DIV/0! | #DIV/0! | #DIV/0! | #DIV/0! | #DIV/0! | #DIV/0! | #DIV/0! | #DIV/0! | #DIV/0! | #DIV/0! | #DIV/0! | #DIV/0! | #DIV/0! |  |  |  | 47.8 | #DIV/0! | #DIV/0! | #DIV/0! | #DIV/0! | #DIV/0! | #DIV/0! | #DIV/0! | #DIV/0! | #DIV/0! | #DIV/0! | #DIV/0! | #DIV/0! | #DIV/0! |  |  |  | 47.8 | #DIV/0! | #DIV/0! | #DIV/0! | #DIV/0! | #DIV/0! | #DIV/0! | #DIV/0! | #DIV/0! | #DIV/0! | #DIV/0! | #DIV/0! | #DIV/0! | #DIV/0! |  |  |  | 47.8 | #DIV/0! | #DIV/0! | #DIV/0! | #DIV/0! | #DIV/0! | #DIV/0! | #DIV/0! | #DIV/0! | #DIV/0! | #DIV/0! | #DIV/0! | #DIV/0! | #DIV/0!
[15 empty] | 47.9 | 67.7129 | 61.1833 | 3052.0848 | 4605.0616 | 3052.0848 | 4605.0616 | 20.5223 | 23.2234 | 1 | 1 | 3052.0848 | 4605.0616 |  |  |  |  | 47.9 | #DIV/0! | #DIV/0! | #DIV/0! | #DIV/0! | #DIV/0! | #DIV/0! | #DIV/0! | #DIV/0! | #DIV/0! | #DIV/0! | #DIV/0! | #DIV/0! | #DIV/0! |  |  |  | 47.9 | #DIV/0! | #DIV/0! | #DIV/0! | #DIV/0! | #DIV/0! | #DIV/0! | #DIV/0! | #DIV/0! | #DIV/0! | #DIV/0! | #DIV/0! | #DIV/0! | #DIV/0! |  |  |  | 47.9 | #DIV/0! | #DIV/0! | #DIV/0! | #DIV/0! | #DIV/0! | #DIV/0! | #DIV/0! | #DIV/0! | #DIV/0! | #DIV/0! | #DIV/0! | #DIV/0! | #DIV/0! |  |  |  | 47.9 | #DIV/0! | #DIV/0! | #DIV/0! | #DIV/0! | #DIV/0! | #DIV/0! | #DIV/0! | #DIV/0! | #DIV/0! | #DIV/0! | #DIV/0! | #DIV/0! | #DIV/0! |  |  |  | 47.9 | #DIV/0! | #DIV/0! | #DIV/0! | #DIV/0! | #DIV/0! | #DIV/0! | #DIV/0! | #DIV/0! | #DIV/0! | #DIV/0! | #DIV/0! | #DIV/0! | #DIV/0! |  |  |  | 47.9 | #DIV/0! | #DIV/0! | #DIV/0! | #DIV/0! | #DIV/0! | #DIV/0! | #DIV/0! | #DIV/0! | #DIV/0! | #DIV/0! | #DIV/0! | #DIV/0! | #DIV/0! |  |  |  | 47.9 | #DIV/0! | #DIV/0! | #DIV/0! | #DIV/0! | #DIV/0! | #DIV/0! | #DIV/0! | #DIV/0! | #DIV/0! | #DIV/0! | #DIV/0! | #DIV/0! | #DIV/0!
[15 empty] | 48 | 67.8196 | 61.065 | 3052.9006 | 4603.9374 | 3052.9006 | 4603.9374 | 20.5601 | 23.2543 | 1 | 1 | 3052.9006 | 4603.9374 |  |  |  |  | 48 | #DIV/0! | #DIV/0! | #DIV/0! | #DIV/0! | #DIV/0! | #DIV/0! | #DIV/0! | #DIV/0! | #DIV/0! | #DIV/0! | #DIV/0! | #DIV/0! | #DIV/0! |  |  |  | 48 | #DIV/0! | #DIV/0! | #DIV/0! | #DIV/0! | #DIV/0! | #DIV/0! | #DIV/0! | #DIV/0! | #DIV/0! | #DIV/0! | #DIV/0! | #DIV/0! | #DIV/0! |  |  |  | 48 | #DIV/0! | #DIV/0! | #DIV/0! | #DIV/0! | #DIV/0! | #DIV/0! | #DIV/0! | #DIV/0! | #DIV/0! | #DIV/0! | #DIV/0! | #DIV/0! | #DIV/0! |  |  |  | 48 | #DIV/0! | #DIV/0! | #DIV/0! | #DIV/0! | #DIV/0! | #DIV/0! | #DIV/0! | #DIV/0! | #DIV/0! | #DIV/0! | #DIV/0! | #DIV/0! | #DIV/0! |  |  |  | 48 | #DIV/0! | #DIV/0! | #DIV/0! | #DIV/0! | #DIV/0! | #DIV/0! | #DIV/0! | #DIV/0! | #DIV/0! | #DIV/0! | #DIV/0! | #DIV/0! | #DIV/0! |  |  |  | 48 | #DIV/0! | #DIV/0! | #DIV/0! | #DIV/0! | #DIV/0! | #DIV/0! | #DIV/0! | #DIV/0! | #DIV/0! | #DIV/0! | #DIV/0! | #DIV/0! | #DIV/0! |  |  |  | 48 | #DIV/0! | #DIV/0! | #DIV/0! | #DIV/0! | #DIV/0! | #DIV/0! | #DIV/0! | #DIV/0! | #DIV/0! | #DIV/0! | #DIV/0! | #DIV/0! | #DIV/0!
[15 empty] | 48.1 | 67.9261 | 60.9466 | 3053.7179 | 4602.8118 | 3053.7179 | 4602.8118 | 20.5979 | 23.2851 | 1 | 1 | 3053.7179 | 4602.8118 |  |  |  |  | 48.1 | #DIV/0! | #DIV/0! | #DIV/0! | #DIV/0! | #DIV/0! | #DIV/0! | #DIV/0! | #DIV/0! | #DIV/0! | #DIV/0! | #DIV/0! | #DIV/0! | #DIV/0! |  |  |  | 48.1 | #DIV/0! | #DIV/0! | #DIV/0! | #DIV/0! | #DIV/0! | #DIV/0! | #DIV/0! | #DIV/0! | #DIV/0! | #DIV/0! | #DIV/0! | #DIV/0! | #DIV/0! |  |  |  | 48.1 | #DIV/0! | #DIV/0! | #DIV/0! | #DIV/0! | #DIV/0! | #DIV/0! | #DIV/0! | #DIV/0! | #DIV/0! | #DIV/0! | #DIV/0! | #DIV/0! | #DIV/0! |  |  |  | 48.1 | #DIV/0! | #DIV/0! | #DIV/0! | #DIV/0! | #DIV/0! | #DIV/0! | #DIV/0! | #DIV/0! | #DIV/0! | #DIV/0! | #DIV/0! | #DIV/0! | #DIV/0! |  |  |  | 48.1 | #DIV/0! | #DIV/0! | #DIV/0! | #DIV/0! | #DIV/0! | #DIV/0! | #DIV/0! | #DIV/0! | #DIV/0! | #DIV/0! | #DIV/0! | #DIV/0! | #DIV/0! |  |  |  | 48.1 | #DIV/0! | #DIV/0! | #DIV/0! | #DIV/0! | #DIV/0! | #DIV/0! | #DIV/0! | #DIV/0! | #DIV/0! | #DIV/0! | #DIV/0! | #DIV/0! | #DIV/0! |  |  |  | 48.1 | #DIV/0! | #DIV/0! | #DIV/0! | #DIV/0! | #DIV/0! | #DIV/0! | #DIV/0! | #DIV/0! | #DIV/0! | #DIV/0! | #DIV/0! | #DIV/0! | #DIV/0!
[15 empty] | 48.2 | 68.0323 | 60.8279 | 3054.5369 | 4601.6847 | 3054.5369 | 4601.6847 | 20.6357 | 23.3159 | 1 | 1 | 3054.5369 | 4601.6847 |  |  |  |  | 48.2 | #DIV/0! | #DIV/0! | #DIV/0! | #DIV/0! | #DIV/0! | #DIV/0! | #DIV/0! | #DIV/0! | #DIV/0! | #DIV/0! | #DIV/0! | #DIV/0! | #DIV/0! |  |  |  | 48.2 | #DIV/0! | #DIV/0! | #DIV/0! | #DIV/0! | #DIV/0! | #DIV/0! | #DIV/0! | #DIV/0! | #DIV/0! | #DIV/0! | #DIV/0! | #DIV/0! | #DIV/0! |  |  |  | 48.2 | #DIV/0! | #DIV/0! | #DIV/0! | #DIV/0! | #DIV/0! | #DIV/0! | #DIV/0! | #DIV/0! | #DIV/0! | #DIV/0! | #DIV/0! | #DIV/0! | #DIV/0! |  |  |  | 48.2 | #DIV/0! | #DIV/0! | #DIV/0! | #DIV/0! | #DIV/0! | #DIV/0! | #DIV/0! | #DIV/0! | #DIV/0! | #DIV/0! | #DIV/0! | #DIV/0! | #DIV/0! |  |  |  | 48.2 | #DIV/0! | #DIV/0! | #DIV/0! | #DIV/0! | #DIV/0! | #DIV/0! | #DIV/0! | #DIV/0! | #DIV/0! | #DIV/0! | #DIV/0! | #DIV/0! | #DIV/0! |  |  |  | 48.2 | #DIV/0! | #DIV/0! | #DIV/0! | #DIV/0! | #DIV/0! | #DIV/0! | #DIV/0! | #DIV/0! | #DIV/0! | #DIV/0! | #DIV/0! | #DIV/0! | #DIV/0! |  |  |  | 48.2 | #DIV/0! | #DIV/0! | #DIV/0! | #DIV/0! | #DIV/0! | #DIV/0! | #DIV/0! | #DIV/0! | #DIV/0! | #DIV/0! | #DIV/0! | #DIV/0! | #DIV/0!
[15 empty] | 48.3 | 68.1384 | 60.7091 | 3055.3575 | 4600.556 | 3055.3575 | 4600.556 | 20.6734 | 23.3465 | 1 | 1 | 3055.3575 | 4600.556 |  |  |  |  | 48.3 | #DIV/0! | #DIV/0! | #DIV/0! | #DIV/0! | #DIV/0! | #DIV/0! | #DIV/0! | #DIV/0! | #DIV/0! | #DIV/0! | #DIV/0! | #DIV/0! | #DIV/0! |  |  |  | 48.3 | #DIV/0! | #DIV/0! | #DIV/0! | #DIV/0! | #DIV/0! | #DIV/0! | #DIV/0! | #DIV/0! | #DIV/0! | #DIV/0! | #DIV/0! | #DIV/0! | #DIV/0! |  |  |  | 48.3 | #DIV/0! | #DIV/0! | #DIV/0! | #DIV/0! | #DIV/0! | #DIV/0! | #DIV/0! | #DIV/0! | #DIV/0! | #DIV/0! | #DIV/0! | #DIV/0! | #DIV/0! |  |  |  | 48.3 | #DIV/0! | #DIV/0! | #DIV/0! | #DIV/0! | #DIV/0! | #DIV/0! | #DIV/0! | #DIV/0! | #DIV/0! | #DIV/0! | #DIV/0! | #DIV/0! | #DIV/0! |  |  |  | 48.3 | #DIV/0! | #DIV/0! | #DIV/0! | #DIV/0! | #DIV/0! | #DIV/0! | #DIV/0! | #DIV/0! | #DIV/0! | #DIV/0! | #DIV/0! | #DIV/0! | #DIV/0! |  |  |  | 48.3 | #DIV/0! | #DIV/0! | #DIV/0! | #DIV/0! | #DIV/0! | #DIV/0! | #DIV/0! | #DIV/0! | #DIV/0! | #DIV/0! | #DIV/0! | #DIV/0! | #DIV/0! |  |  |  | 48.3 | #DIV/0! | #DIV/0! | #DIV/0! | #DIV/0! | #DIV/0! | #DIV/0! | #DIV/0! | #DIV/0! | #DIV/0! | #DIV/0! | #DIV/0! | #DIV/0! | #DIV/0!
[15 empty] | 48.4 | 68.2442 | 60.5901 | 3056.1796 | 4599.4259 | 3056.1796 | 4599.4259 | 20.7111 | 23.377 | 1 | 1 | 3056.1796 | 4599.4259 |  |  |  |  | 48.4 | #DIV/0! | #DIV/0! | #DIV/0! | #DIV/0! | #DIV/0! | #DIV/0! | #DIV/0! | #DIV/0! | #DIV/0! | #DIV/0! | #DIV/0! | #DIV/0! | #DIV/0! |  |  |  | 48.4 | #DIV/0! | #DIV/0! | #DIV/0! | #DIV/0! | #DIV/0! | #DIV/0! | #DIV/0! | #DIV/0! | #DIV/0! | #DIV/0! | #DIV/0! | #DIV/0! | #DIV/0! |  |  |  | 48.4 | #DIV/0! | #DIV/0! | #DIV/0! | #DIV/0! | #DIV/0! | #DIV/0! | #DIV/0! | #DIV/0! | #DIV/0! | #DIV/0! | #DIV/0! | #DIV/0! | #DIV/0! |  |  |  | 48.4 | #DIV/0! | #DIV/0! | #DIV/0! | #DIV/0! | #DIV/0! | #DIV/0! | #DIV/0! | #DIV/0! | #DIV/0! | #DIV/0! | #DIV/0! | #DIV/0! | #DIV/0! |  |  |  | 48.4 | #DIV/0! | #DIV/0! | #DIV/0! | #DIV/0! | #DIV/0! | #DIV/0! | #DIV/0! | #DIV/0! | #DIV/0! | #DIV/0! | #DIV/0! | #DIV/0! | #DIV/0! |  |  |  | 48.4 | #DIV/0! | #DIV/0! | #DIV/0! | #DIV/0! | #DIV/0! | #DIV/0! | #DIV/0! | #DIV/0! | #DIV/0! | #DIV/0! | #DIV/0! | #DIV/0! | #DIV/0! |  |  |  | 48.4 | #DIV/0! | #DIV/0! | #DIV/0! | #DIV/0! | #DIV/0! | #DIV/0! | #DIV/0! | #DIV/0! | #DIV/0! | #DIV/0! | #DIV/0! | #DIV/0! | #DIV/0!
[15 empty] | 48.5 | 68.3499 | 60.4709 | 3057.0034 | 4598.2943 | 3057.0034 | 4598.2943 | 20.7487 | 23.4074 | 1 | 1 | 3057.0034 | 4598.2943 |  |  |  |  | 48.5 | #DIV/0! | #DIV/0! | #DIV/0! | #DIV/0! | #DIV/0! | #DIV/0! | #DIV/0! | #DIV/0! | #DIV/0! | #DIV/0! | #DIV/0! | #DIV/0! | #DIV/0! |  |  |  | 48.5 | #DIV/0! | #DIV/0! | #DIV/0! | #DIV/0! | #DIV/0! | #DIV/0! | #DIV/0! | #DIV/0! | #DIV/0! | #DIV/0! | #DIV/0! | #DIV/0! | #DIV/0! |  |  |  | 48.5 | #DIV/0! | #DIV/0! | #DIV/0! | #DIV/0! | #DIV/0! | #DIV/0! | #DIV/0! | #DIV/0! | #DIV/0! | #DIV/0! | #DIV/0! | #DIV/0! | #DIV/0! |  |  |  | 48.5 | #DIV/0! | #DIV/0! | #DIV/0! | #DIV/0! | #DIV/0! | #DIV/0! | #DIV/0! | #DIV/0! | #DIV/0! | #DIV/0! | #DIV/0! | #DIV/0! | #DIV/0! |  |  |  | 48.5 | #DIV/0! | #DIV/0! | #DIV/0! | #DIV/0! | #DIV/0! | #DIV/0! | #DIV/0! | #DIV/0! | #DIV/0! | #DIV/0! | #DIV/0! | #DIV/0! | #DIV/0! |  |  |  | 48.5 | #DIV/0! | #DIV/0! | #DIV/0! | #DIV/0! | #DIV/0! | #DIV/0! | #DIV/0! | #DIV/0! | #DIV/0! | #DIV/0! | #DIV/0! | #DIV/0! | #DIV/0! |  |  |  | 48.5 | #DIV/0! | #DIV/0! | #DIV/0! | #DIV/0! | #DIV/0! | #DIV/0! | #DIV/0! | #DIV/0! | #DIV/0! | #DIV/0! | #DIV/0! | #DIV/0! | #DIV/0!
[15 empty] | 48.6 | 68.4553 | 60.3515 | 3057.8287 | 4597.1613 | 3057.8287 | 4597.1613 | 20.7864 | 23.4378 | 1 | 1 | 3057.8287 | 4597.1613 |  |  |  |  | 48.6 | #DIV/0! | #DIV/0! | #DIV/0! | #DIV/0! | #DIV/0! | #DIV/0! | #DIV/0! | #DIV/0! | #DIV/0! | #DIV/0! | #DIV/0! | #DIV/0! | #DIV/0! |  |  |  | 48.6 | #DIV/0! | #DIV/0! | #DIV/0! | #DIV/0! | #DIV/0! | #DIV/0! | #DIV/0! | #DIV/0! | #DIV/0! | #DIV/0! | #DIV/0! | #DIV/0! | #DIV/0! |  |  |  | 48.6 | #DIV/0! | #DIV/0! | #DIV/0! | #DIV/0! | #DIV/0! | #DIV/0! | #DIV/0! | #DIV/0! | #DIV/0! | #DIV/0! | #DIV/0! | #DIV/0! | #DIV/0! |  |  |  | 48.6 | #DIV/0! | #DIV/0! | #DIV/0! | #DIV/0! | #DIV/0! | #DIV/0! | #DIV/0! | #DIV/0! | #DIV/0! | #DIV/0! | #DIV/0! | #DIV/0! | #DIV/0! |  |  |  | 48.6 | #DIV/0! | #DIV/0! | #DIV/0! | #DIV/0! | #DIV/0! | #DIV/0! | #DIV/0! | #DIV/0! | #DIV/0! | #DIV/0! | #DIV/0! | #DIV/0! | #DIV/0! |  |  |  | 48.6 | #DIV/0! | #DIV/0! | #DIV/0! | #DIV/0! | #DIV/0! | #DIV/0! | #DIV/0! | #DIV/0! | #DIV/0! | #DIV/0! | #DIV/0! | #DIV/0! | #DIV/0! |  |  |  | 48.6 | #DIV/0! | #DIV/0! | #DIV/0! | #DIV/0! | #DIV/0! | #DIV/0! | #DIV/0! | #DIV/0! | #DIV/0! | #DIV/0! | #DIV/0! | #DIV/0! | #DIV/0!
[15 empty] | 48.7 | 68.5606 | 60.2319 | 3058.6556 | 4596.0268 | 3058.6556 | 4596.0268 | 20.8239 | 23.468 | 1 | 1 | 3058.6556 | 4596.0268 |  |  |  |  | 48.7 | #DIV/0! | #DIV/0! | #DIV/0! | #DIV/0! | #DIV/0! | #DIV/0! | #DIV/0! | #DIV/0! | #DIV/0! | #DIV/0! | #DIV/0! | #DIV/0! | #DIV/0! |  |  |  | 48.7 | #DIV/0! | #DIV/0! | #DIV/0! | #DIV/0! | #DIV/0! | #DIV/0! | #DIV/0! | #DIV/0! | #DIV/0! | #DIV/0! | #DIV/0! | #DIV/0! | #DIV/0! |  |  |  | 48.7 | #DIV/0! | #DIV/0! | #DIV/0! | #DIV/0! | #DIV/0! | #DIV/0! | #DIV/0! | #DIV/0! | #DIV/0! | #DIV/0! | #DIV/0! | #DIV/0! | #DIV/0! |  |  |  | 48.7 | #DIV/0! | #DIV/0! | #DIV/0! | #DIV/0! | #DIV/0! | #DIV/0! | #DIV/0! | #DIV/0! | #DIV/0! | #DIV/0! | #DIV/0! | #DIV/0! | #DIV/0! |  |  |  | 48.7 | #DIV/0! | #DIV/0! | #DIV/0! | #DIV/0! | #DIV/0! | #DIV/0! | #DIV/0! | #DIV/0! | #DIV/0! | #DIV/0! | #DIV/0! | #DIV/0! | #DIV/0! |  |  |  | 48.7 | #DIV/0! | #DIV/0! | #DIV/0! | #DIV/0! | #DIV/0! | #DIV/0! | #DIV/0! | #DIV/0! | #DIV/0! | #DIV/0! | #DIV/0! | #DIV/0! | #DIV/0! |  |  |  | 48.7 | #DIV/0! | #DIV/0! | #DIV/0! | #DIV/0! | #DIV/0! | #DIV/0! | #DIV/0! | #DIV/0! | #DIV/0! | #DIV/0! | #DIV/0! | #DIV/0! | #DIV/0!
[15 empty] | 48.8 | 68.6656 | 60.1122 | 3059.4841 | 4594.8908 | 3059.4841 | 4594.8908 | 20.8615 | 23.4981 | 1 | 1 | 3059.4841 | 4594.8908 |  |  |  |  | 48.8 | #DIV/0! | #DIV/0! | #DIV/0! | #DIV/0! | #DIV/0! | #DIV/0! | #DIV/0! | #DIV/0! | #DIV/0! | #DIV/0! | #DIV/0! | #DIV/0! | #DIV/0! |  |  |  | 48.8 | #DIV/0! | #DIV/0! | #DIV/0! | #DIV/0! | #DIV/0! | #DIV/0! | #DIV/0! | #DIV/0! | #DIV/0! | #DIV/0! | #DIV/0! | #DIV/0! | #DIV/0! |  |  |  | 48.8 | #DIV/0! | #DIV/0! | #DIV/0! | #DIV/0! | #DIV/0! | #DIV/0! | #DIV/0! | #DIV/0! | #DIV/0! | #DIV/0! | #DIV/0! | #DIV/0! | #DIV/0! |  |  |  | 48.8 | #DIV/0! | #DIV/0! | #DIV/0! | #DIV/0! | #DIV/0! | #DIV/0! | #DIV/0! | #DIV/0! | #DIV/0! | #DIV/0! | #DIV/0! | #DIV/0! | #DIV/0! |  |  |  | 48.8 | #DIV/0! | #DIV/0! | #DIV/0! | #DIV/0! | #DIV/0! | #DIV/0! | #DIV/0! | #DIV/0! | #DIV/0! | #DIV/0! | #DIV/0! | #DIV/0! | #DIV/0! |  |  |  | 48.8 | #DIV/0! | #DIV/0! | #DIV/0! | #DIV/0! | #DIV/0! | #DIV/0! | #DIV/0! | #DIV/0! | #DIV/0! | #DIV/0! | #DIV/0! | #DIV/0! | #DIV/0! |  |  |  | 48.8 | #DIV/0! | #DIV/0! | #DIV/0! | #DIV/0! | #DIV/0! | #DIV/0! | #DIV/0! | #DIV/0! | #DIV/0! | #DIV/0! | #DIV/0! | #DIV/0! | #DIV/0!
[15 empty] | 48.9 | 68.7704 | 59.9922 | 3060.3142 | 4593.7533 | 3060.3142 | 4593.7533 | 20.899 | 23.5282 | 1 | 1 | 3060.3142 | 4593.7533 |  |  |  |  | 48.9 | #DIV/0! | #DIV/0! | #DIV/0! | #DIV/0! | #DIV/0! | #DIV/0! | #DIV/0! | #DIV/0! | #DIV/0! | #DIV/0! | #DIV/0! | #DIV/0! | #DIV/0! |  |  |  | 48.9 | #DIV/0! | #DIV/0! | #DIV/0! | #DIV/0! | #DIV/0! | #DIV/0! | #DIV/0! | #DIV/0! | #DIV/0! | #DIV/0! | #DIV/0! | #DIV/0! | #DIV/0! |  |  |  | 48.9 | #DIV/0! | #DIV/0! | #DIV/0! | #DIV/0! | #DIV/0! | #DIV/0! | #DIV/0! | #DIV/0! | #DIV/0! | #DIV/0! | #DIV/0! | #DIV/0! | #DIV/0! |  |  |  | 48.9 | #DIV/0! | #DIV/0! | #DIV/0! | #DIV/0! | #DIV/0! | #DIV/0! | #DIV/0! | #DIV/0! | #DIV/0! | #DIV/0! | #DIV/0! | #DIV/0! | #DIV/0! |  |  |  | 48.9 | #DIV/0! | #DIV/0! | #DIV/0! | #DIV/0! | #DIV/0! | #DIV/0! | #DIV/0! | #DIV/0! | #DIV/0! | #DIV/0! | #DIV/0! | #DIV/0! | #DIV/0! |  |  |  | 48.9 | #DIV/0! | #DIV/0! | #DIV/0! | #DIV/0! | #DIV/0! | #DIV/0! | #DIV/0! | #DIV/0! | #DIV/0! | #DIV/0! | #DIV/0! | #DIV/0! | #DIV/0! |  |  |  | 48.9 | #DIV/0! | #DIV/0! | #DIV/0! | #DIV/0! | #DIV/0! | #DIV/0! | #DIV/0! | #DIV/0! | #DIV/0! | #DIV/0! | #DIV/0! | #DIV/0! | #DIV/0!
[15 empty] | 49 | 68.875 | 59.8721 | 3061.1459 | 4592.6144 | 3061.1459 | 4592.6144 | 20.9365 | 23.5581 | 1 | 1 | 3061.1459 | 4592.6144 |  |  |  |  | 49 | #DIV/0! | #DIV/0! | #DIV/0! | #DIV/0! | #DIV/0! | #DIV/0! | #DIV/0! | #DIV/0! | #DIV/0! | #DIV/0! | #DIV/0! | #DIV/0! | #DIV/0! |  |  |  | 49 | #DIV/0! | #DIV/0! | #DIV/0! | #DIV/0! | #DIV/0! | #DIV/0! | #DIV/0! | #DIV/0! | #DIV/0! | #DIV/0! | #DIV/0! | #DIV/0! | #DIV/0! |  |  |  | 49 | #DIV/0! | #DIV/0! | #DIV/0! | #DIV/0! | #DIV/0! | #DIV/0! | #DIV/0! | #DIV/0! | #DIV/0! | #DIV/0! | #DIV/0! | #DIV/0! | #DIV/0! |  |  |  | 49 | #DIV/0! | #DIV/0! | #DIV/0! | #DIV/0! | #DIV/0! | #DIV/0! | #DIV/0! | #DIV/0! | #DIV/0! | #DIV/0! | #DIV/0! | #DIV/0! | #DIV/0! |  |  |  | 49 | #DIV/0! | #DIV/0! | #DIV/0! | #DIV/0! | #DIV/0! | #DIV/0! | #DIV/0! | #DIV/0! | #DIV/0! | #DIV/0! | #DIV/0! | #DIV/0! | #DIV/0! |  |  |  | 49 | #DIV/0! | #DIV/0! | #DIV/0! | #DIV/0! | #DIV/0! | #DIV/0! | #DIV/0! | #DIV/0! | #DIV/0! | #DIV/0! | #DIV/0! | #DIV/0! | #DIV/0! |  |  |  | 49 | #DIV/0! | #DIV/0! | #DIV/0! | #DIV/0! | #DIV/0! | #DIV/0! | #DIV/0! | #DIV/0! | #DIV/0! | #DIV/0! | #DIV/0! | #DIV/0! | #DIV/0!
[15 empty] | 49.1 | 68.9794 | 59.7518 | 3061.9791 | 4591.4741 | 3061.9791 | 4591.4741 | 20.9739 | 23.588 | 1 | 1 | 3061.9791 | 4591.4741 |  |  |  |  | 49.1 | #DIV/0! | #DIV/0! | #DIV/0! | #DIV/0! | #DIV/0! | #DIV/0! | #DIV/0! | #DIV/0! | #DIV/0! | #DIV/0! | #DIV/0! | #DIV/0! | #DIV/0! |  |  |  | 49.1 | #DIV/0! | #DIV/0! | #DIV/0! | #DIV/0! | #DIV/0! | #DIV/0! | #DIV/0! | #DIV/0! | #DIV/0! | #DIV/0! | #DIV/0! | #DIV/0! | #DIV/0! |  |  |  | 49.1 | #DIV/0! | #DIV/0! | #DIV/0! | #DIV/0! | #DIV/0! | #DIV/0! | #DIV/0! | #DIV/0! | #DIV/0! | #DIV/0! | #DIV/0! | #DIV/0! | #DIV/0! |  |  |  | 49.1 | #DIV/0! | #DIV/0! | #DIV/0! | #DIV/0! | #DIV/0! | #DIV/0! | #DIV/0! | #DIV/0! | #DIV/0! | #DIV/0! | #DIV/0! | #DIV/0! | #DIV/0! |  |  |  | 49.1 | #DIV/0! | #DIV/0! | #DIV/0! | #DIV/0! | #DIV/0! | #DIV/0! | #DIV/0! | #DIV/0! | #DIV/0! | #DIV/0! | #DIV/0! | #DIV/0! | #DIV/0! |  |  |  | 49.1 | #DIV/0! | #DIV/0! | #DIV/0! | #DIV/0! | #DIV/0! | #DIV/0! | #DIV/0! | #DIV/0! | #DIV/0! | #DIV/0! | #DIV/0! | #DIV/0! | #DIV/0! |  |  |  | 49.1 | #DIV/0! | #DIV/0! | #DIV/0! | #DIV/0! | #DIV/0! | #DIV/0! | #DIV/0! | #DIV/0! | #DIV/0! | #DIV/0! | #DIV/0! | #DIV/0! | #DIV/0!
[15 empty] | 49.2 | 69.0836 | 59.6313 | 3062.814 | 4590.3323 | 3062.814 | 4590.3323 | 21.0113 | 23.6177 | 1 | 1 | 3062.814 | 4590.3323 |  |  |  |  | 49.2 | #DIV/0! | #DIV/0! | #DIV/0! | #DIV/0! | #DIV/0! | #DIV/0! | #DIV/0! | #DIV/0! | #DIV/0! | #DIV/0! | #DIV/0! | #DIV/0! | #DIV/0! |  |  |  | 49.2 | #DIV/0! | #DIV/0! | #DIV/0! | #DIV/0! | #DIV/0! | #DIV/0! | #DIV/0! | #DIV/0! | #DIV/0! | #DIV/0! | #DIV/0! | #DIV/0! | #DIV/0! |  |  |  | 49.2 | #DIV/0! | #DIV/0! | #DIV/0! | #DIV/0! | #DIV/0! | #DIV/0! | #DIV/0! | #DIV/0! | #DIV/0! | #DIV/0! | #DIV/0! | #DIV/0! | #DIV/0! |  |  |  | 49.2 | #DIV/0! | #DIV/0! | #DIV/0! | #DIV/0! | #DIV/0! | #DIV/0! | #DIV/0! | #DIV/0! | #DIV/0! | #DIV/0! | #DIV/0! | #DIV/0! | #DIV/0! |  |  |  | 49.2 | #DIV/0! | #DIV/0! | #DIV/0! | #DIV/0! | #DIV/0! | #DIV/0! | #DIV/0! | #DIV/0! | #DIV/0! | #DIV/0! | #DIV/0! | #DIV/0! | #DIV/0! |  |  |  | 49.2 | #DIV/0! | #DIV/0! | #DIV/0! | #DIV/0! | #DIV/0! | #DIV/0! | #DIV/0! | #DIV/0! | #DIV/0! | #DIV/0! | #DIV/0! | #DIV/0! | #DIV/0! |  |  |  | 49.2 | #DIV/0! | #DIV/0! | #DIV/0! | #DIV/0! | #DIV/0! | #DIV/0! | #DIV/0! | #DIV/0! | #DIV/0! | #DIV/0! | #DIV/0! | #DIV/0! | #DIV/0!
[15 empty] | 49.3 | 69.1875 | 59.5107 | 3063.6504 | 4589.1891 | 3063.6504 | 4589.1891 | 21.0487 | 23.6474 | 1 | 1 | 3063.6504 | 4589.1891 |  |  |  |  | 49.3 | #DIV/0! | #DIV/0! | #DIV/0! | #DIV/0! | #DIV/0! | #DIV/0! | #DIV/0! | #DIV/0! | #DIV/0! | #DIV/0! | #DIV/0! | #DIV/0! | #DIV/0! |  |  |  | 49.3 | #DIV/0! | #DIV/0! | #DIV/0! | #DIV/0! | #DIV/0! | #DIV/0! | #DIV/0! | #DIV/0! | #DIV/0! | #DIV/0! | #DIV/0! | #DIV/0! | #DIV/0! |  |  |  | 49.3 | #DIV/0! | #DIV/0! | #DIV/0! | #DIV/0! | #DIV/0! | #DIV/0! | #DIV/0! | #DIV/0! | #DIV/0! | #DIV/0! | #DIV/0! | #DIV/0! | #DIV/0! |  |  |  | 49.3 | #DIV/0! | #DIV/0! | #DIV/0! | #DIV/0! | #DIV/0! | #DIV/0! | #DIV/0! | #DIV/0! | #DIV/0! | #DIV/0! | #DIV/0! | #DIV/0! | #DIV/0! |  |  |  | 49.3 | #DIV/0! | #DIV/0! | #DIV/0! | #DIV/0! | #DIV/0! | #DIV/0! | #DIV/0! | #DIV/0! | #DIV/0! | #DIV/0! | #DIV/0! | #DIV/0! | #DIV/0! |  |  |  | 49.3 | #DIV/0! | #DIV/0! | #DIV/0! | #DIV/0! | #DIV/0! | #DIV/0! | #DIV/0! | #DIV/0! | #DIV/0! | #DIV/0! | #DIV/0! | #DIV/0! | #DIV/0! |  |  |  | 49.3 | #DIV/0! | #DIV/0! | #DIV/0! | #DIV/0! | #DIV/0! | #DIV/0! | #DIV/0! | #DIV/0! | #DIV/0! | #DIV/0! | #DIV/0! | #DIV/0! | #DIV/0!
[15 empty] | 49.4 | 69.2913 | 59.3898 | 3064.4884 | 4588.0444 | 3064.4884 | 4588.0444 | 21.086 | 23.6769 | 1 | 1 | 3064.4884 | 4588.0444 |  |  |  |  | 49.4 | #DIV/0! | #DIV/0! | #DIV/0! | #DIV/0! | #DIV/0! | #DIV/0! | #DIV/0! | #DIV/0! | #DIV/0! | #DIV/0! | #DIV/0! | #DIV/0! | #DIV/0! |  |  |  | 49.4 | #DIV/0! | #DIV/0! | #DIV/0! | #DIV/0! | #DIV/0! | #DIV/0! | #DIV/0! | #DIV/0! | #DIV/0! | #DIV/0! | #DIV/0! | #DIV/0! | #DIV/0! |  |  |  | 49.4 | #DIV/0! | #DIV/0! | #DIV/0! | #DIV/0! | #DIV/0! | #DIV/0! | #DIV/0! | #DIV/0! | #DIV/0! | #DIV/0! | #DIV/0! | #DIV/0! | #DIV/0! |  |  |  | 49.4 | #DIV/0! | #DIV/0! | #DIV/0! | #DIV/0! | #DIV/0! | #DIV/0! | #DIV/0! | #DIV/0! | #DIV/0! | #DIV/0! | #DIV/0! | #DIV/0! | #DIV/0! |  |  |  | 49.4 | #DIV/0! | #DIV/0! | #DIV/0! | #DIV/0! | #DIV/0! | #DIV/0! | #DIV/0! | #DIV/0! | #DIV/0! | #DIV/0! | #DIV/0! | #DIV/0! | #DIV/0! |  |  |  | 49.4 | #DIV/0! | #DIV/0! | #DIV/0! | #DIV/0! | #DIV/0! | #DIV/0! | #DIV/0! | #DIV/0! | #DIV/0! | #DIV/0! | #DIV/0! | #DIV/0! | #DIV/0! |  |  |  | 49.4 | #DIV/0! | #DIV/0! | #DIV/0! | #DIV/0! | #DIV/0! | #DIV/0! | #DIV/0! | #DIV/0! | #DIV/0! | #DIV/0! | #DIV/0! | #DIV/0! | #DIV/0!
[15 empty] | 49.5 | 69.3948 | 59.2688 | 3065.328 | 4586.8983 | 3065.328 | 4586.8983 | 21.1233 | 23.7064 | 1 | 1 | 3065.328 | 4586.8983 |  |  |  |  | 49.5 | #DIV/0! | #DIV/0! | #DIV/0! | #DIV/0! | #DIV/0! | #DIV/0! | #DIV/0! | #DIV/0! | #DIV/0! | #DIV/0! | #DIV/0! | #DIV/0! | #DIV/0! |  |  |  | 49.5 | #DIV/0! | #DIV/0! | #DIV/0! | #DIV/0! | #DIV/0! | #DIV/0! | #DIV/0! | #DIV/0! | #DIV/0! | #DIV/0! | #DIV/0! | #DIV/0! | #DIV/0! |  |  |  | 49.5 | #DIV/0! | #DIV/0! | #DIV/0! | #DIV/0! | #DIV/0! | #DIV/0! | #DIV/0! | #DIV/0! | #DIV/0! | #DIV/0! | #DIV/0! | #DIV/0! | #DIV/0! |  |  |  | 49.5 | #DIV/0! | #DIV/0! | #DIV/0! | #DIV/0! | #DIV/0! | #DIV/0! | #DIV/0! | #DIV/0! | #DIV/0! | #DIV/0! | #DIV/0! | #DIV/0! | #DIV/0! |  |  |  | 49.5 | #DIV/0! | #DIV/0! | #DIV/0! | #DIV/0! | #DIV/0! | #DIV/0! | #DIV/0! | #DIV/0! | #DIV/0! | #DIV/0! | #DIV/0! | #DIV/0! | #DIV/0! |  |  |  | 49.5 | #DIV/0! | #DIV/0! | #DIV/0! | #DIV/0! | #DIV/0! | #DIV/0! | #DIV/0! | #DIV/0! | #DIV/0! | #DIV/0! | #DIV/0! | #DIV/0! | #DIV/0! |  |  |  | 49.5 | #DIV/0! | #DIV/0! | #DIV/0! | #DIV/0! | #DIV/0! | #DIV/0! | #DIV/0! | #DIV/0! | #DIV/0! | #DIV/0! | #DIV/0! | #DIV/0! | #DIV/0!
[15 empty] | 49.6 | 69.4982 | 59.1476 | 3066.1691 | 4585.7508 | 3066.1691 | 4585.7508 | 21.1606 | 23.7358 | 1 | 1 | 3066.1691 | 4585.7508 |  |  |  |  | 49.6 | #DIV/0! | #DIV/0! | #DIV/0! | #DIV/0! | #DIV/0! | #DIV/0! | #DIV/0! | #DIV/0! | #DIV/0! | #DIV/0! | #DIV/0! | #DIV/0! | #DIV/0! |  |  |  | 49.6 | #DIV/0! | #DIV/0! | #DIV/0! | #DIV/0! | #DIV/0! | #DIV/0! | #DIV/0! | #DIV/0! | #DIV/0! | #DIV/0! | #DIV/0! | #DIV/0! | #DIV/0! |  |  |  | 49.6 | #DIV/0! | #DIV/0! | #DIV/0! | #DIV/0! | #DIV/0! | #DIV/0! | #DIV/0! | #DIV/0! | #DIV/0! | #DIV/0! | #DIV/0! | #DIV/0! | #DIV/0! |  |  |  | 49.6 | #DIV/0! | #DIV/0! | #DIV/0! | #DIV/0! | #DIV/0! | #DIV/0! | #DIV/0! | #DIV/0! | #DIV/0! | #DIV/0! | #DIV/0! | #DIV/0! | #DIV/0! |  |  |  | 49.6 | #DIV/0! | #DIV/0! | #DIV/0! | #DIV/0! | #DIV/0! | #DIV/0! | #DIV/0! | #DIV/0! | #DIV/0! | #DIV/0! | #DIV/0! | #DIV/0! | #DIV/0! |  |  |  | 49.6 | #DIV/0! | #DIV/0! | #DIV/0! | #DIV/0! | #DIV/0! | #DIV/0! | #DIV/0! | #DIV/0! | #DIV/0! | #DIV/0! | #DIV/0! | #DIV/0! | #DIV/0! |  |  |  | 49.6 | #DIV/0! | #DIV/0! | #DIV/0! | #DIV/0! | #DIV/0! | #DIV/0! | #DIV/0! | #DIV/0! | #DIV/0! | #DIV/0! | #DIV/0! | #DIV/0! | #DIV/0!
[15 empty] | 49.7 | 69.6013 | 59.0262 | 3067.0119 | 4584.6018 | 3067.0119 | 4584.6018 | 21.1978 | 23.765 | 1 | 1 | 3067.0119 | 4584.6018 |  |  |  |  | 49.7 | #DIV/0! | #DIV/0! | #DIV/0! | #DIV/0! | #DIV/0! | #DIV/0! | #DIV/0! | #DIV/0! | #DIV/0! | #DIV/0! | #DIV/0! | #DIV/0! | #DIV/0! |  |  |  | 49.7 | #DIV/0! | #DIV/0! | #DIV/0! | #DIV/0! | #DIV/0! | #DIV/0! | #DIV/0! | #DIV/0! | #DIV/0! | #DIV/0! | #DIV/0! | #DIV/0! | #DIV/0! |  |  |  | 49.7 | #DIV/0! | #DIV/0! | #DIV/0! | #DIV/0! | #DIV/0! | #DIV/0! | #DIV/0! | #DIV/0! | #DIV/0! | #DIV/0! | #DIV/0! | #DIV/0! | #DIV/0! |  |  |  | 49.7 | #DIV/0! | #DIV/0! | #DIV/0! | #DIV/0! | #DIV/0! | #DIV/0! | #DIV/0! | #DIV/0! | #DIV/0! | #DIV/0! | #DIV/0! | #DIV/0! | #DIV/0! |  |  |  | 49.7 | #DIV/0! | #DIV/0! | #DIV/0! | #DIV/0! | #DIV/0! | #DIV/0! | #DIV/0! | #DIV/0! | #DIV/0! | #DIV/0! | #DIV/0! | #DIV/0! | #DIV/0! |  |  |  | 49.7 | #DIV/0! | #DIV/0! | #DIV/0! | #DIV/0! | #DIV/0! | #DIV/0! | #DIV/0! | #DIV/0! | #DIV/0! | #DIV/0! | #DIV/0! | #DIV/0! | #DIV/0! |  |  |  | 49.7 | #DIV/0! | #DIV/0! | #DIV/0! | #DIV/0! | #DIV/0! | #DIV/0! | #DIV/0! | #DIV/0! | #DIV/0! | #DIV/0! | #DIV/0! | #DIV/0! | #DIV/0!
[15 empty] | 49.8 | 69.7042 | 58.9046 | 3067.8562 | 4583.4515 | 3067.8562 | 4583.4515 | 21.235 | 23.7942 | 1 | 1 | 3067.8562 | 4583.4515 |  |  |  |  | 49.8 | #DIV/0! | #DIV/0! | #DIV/0! | #DIV/0! | #DIV/0! | #DIV/0! | #DIV/0! | #DIV/0! | #DIV/0! | #DIV/0! | #DIV/0! | #DIV/0! | #DIV/0! |  |  |  | 49.8 | #DIV/0! | #DIV/0! | #DIV/0! | #DIV/0! | #DIV/0! | #DIV/0! | #DIV/0! | #DIV/0! | #DIV/0! | #DIV/0! | #DIV/0! | #DIV/0! | #DIV/0! |  |  |  | 49.8 | #DIV/0! | #DIV/0! | #DIV/0! | #DIV/0! | #DIV/0! | #DIV/0! | #DIV/0! | #DIV/0! | #DIV/0! | #DIV/0! | #DIV/0! | #DIV/0! | #DIV/0! |  |  |  | 49.8 | #DIV/0! | #DIV/0! | #DIV/0! | #DIV/0! | #DIV/0! | #DIV/0! | #DIV/0! | #DIV/0! | #DIV/0! | #DIV/0! | #DIV/0! | #DIV/0! | #DIV/0! |  |  |  | 49.8 | #DIV/0! | #DIV/0! | #DIV/0! | #DIV/0! | #DIV/0! | #DIV/0! | #DIV/0! | #DIV/0! | #DIV/0! | #DIV/0! | #DIV/0! | #DIV/0! | #DIV/0! |  |  |  | 49.8 | #DIV/0! | #DIV/0! | #DIV/0! | #DIV/0! | #DIV/0! | #DIV/0! | #DIV/0! | #DIV/0! | #DIV/0! | #DIV/0! | #DIV/0! | #DIV/0! | #DIV/0! |  |  |  | 49.8 | #DIV/0! | #DIV/0! | #DIV/0! | #DIV/0! | #DIV/0! | #DIV/0! | #DIV/0! | #DIV/0! | #DIV/0! | #DIV/0! | #DIV/0! | #DIV/0! | #DIV/0!
[15 empty] | 49.9 | 69.8069 | 58.7829 | 3068.7021 | 4582.2997 | 3068.7021 | 4582.2997 | 21.2721 | 23.8233 | 1 | 1 | 3068.7021 | 4582.2997 |  |  |  |  | 49.9 | #DIV/0! | #DIV/0! | #DIV/0! | #DIV/0! | #DIV/0! | #DIV/0! | #DIV/0! | #DIV/0! | #DIV/0! | #DIV/0! | #DIV/0! | #DIV/0! | #DIV/0! |  |  |  | 49.9 | #DIV/0! | #DIV/0! | #DIV/0! | #DIV/0! | #DIV/0! | #DIV/0! | #DIV/0! | #DIV/0! | #DIV/0! | #DIV/0! | #DIV/0! | #DIV/0! | #DIV/0! |  |  |  | 49.9 | #DIV/0! | #DIV/0! | #DIV/0! | #DIV/0! | #DIV/0! | #DIV/0! | #DIV/0! | #DIV/0! | #DIV/0! | #DIV/0! | #DIV/0! | #DIV/0! | #DIV/0! |  |  |  | 49.9 | #DIV/0! | #DIV/0! | #DIV/0! | #DIV/0! | #DIV/0! | #DIV/0! | #DIV/0! | #DIV/0! | #DIV/0! | #DIV/0! | #DIV/0! | #DIV/0! | #DIV/0! |  |  |  | 49.9 | #DIV/0! | #DIV/0! | #DIV/0! | #DIV/0! | #DIV/0! | #DIV/0! | #DIV/0! | #DIV/0! | #DIV/0! | #DIV/0! | #DIV/0! | #DIV/0! | #DIV/0! |  |  |  | 49.9 | #DIV/0! | #DIV/0! | #DIV/0! | #DIV/0! | #DIV/0! | #DIV/0! | #DIV/0! | #DIV/0! | #DIV/0! | #DIV/0! | #DIV/0! | #DIV/0! | #DIV/0! |  |  |  | 49.9 | #DIV/0! | #DIV/0! | #DIV/0! | #DIV/0! | #DIV/0! | #DIV/0! | #DIV/0! | #DIV/0! | #DIV/0! | #DIV/0! | #DIV/0! | #DIV/0! | #DIV/0!
[15 empty] | 50 | 69.9094 | 58.661 | 3069.5495 | 4581.1466 | 3069.5495 | 4581.1466 | 21.3093 | 23.8522 | 1 | 1 | 3069.5495 | 4581.1466 |  |  |  |  | 50 | #DIV/0! | #DIV/0! | #DIV/0! | #DIV/0! | #DIV/0! | #DIV/0! | #DIV/0! | #DIV/0! | #DIV/0! | #DIV/0! | #DIV/0! | #DIV/0! | #DIV/0! |  |  |  | 50 | #DIV/0! | #DIV/0! | #DIV/0! | #DIV/0! | #DIV/0! | #DIV/0! | #DIV/0! | #DIV/0! | #DIV/0! | #DIV/0! | #DIV/0! | #DIV/0! | #DIV/0! |  |  |  | 50 | #DIV/0! | #DIV/0! | #DIV/0! | #DIV/0! | #DIV/0! | #DIV/0! | #DIV/0! | #DIV/0! | #DIV/0! | #DIV/0! | #DIV/0! | #DIV/0! | #DIV/0! |  |  |  | 50 | #DIV/0! | #DIV/0! | #DIV/0! | #DIV/0! | #DIV/0! | #DIV/0! | #DIV/0! | #DIV/0! | #DIV/0! | #DIV/0! | #DIV/0! | #DIV/0! | #DIV/0! |  |  |  | 50 | #DIV/0! | #DIV/0! | #DIV/0! | #DIV/0! | #DIV/0! | #DIV/0! | #DIV/0! | #DIV/0! | #DIV/0! | #DIV/0! | #DIV/0! | #DIV/0! | #DIV/0! |  |  |  | 50 | #DIV/0! | #DIV/0! | #DIV/0! | #DIV/0! | #DIV/0! | #DIV/0! | #DIV/0! | #DIV/0! | #DIV/0! | #DIV/0! | #DIV/0! | #DIV/0! | #DIV/0! |  |  |  | 50 | #DIV/0! | #DIV/0! | #DIV/0! | #DIV/0! | #DIV/0! | #DIV/0! | #DIV/0! | #DIV/0! | #DIV/0! | #DIV/0! | #DIV/0! | #DIV/0! | #DIV/0!
[15 empty] | 50.1 | 70.0117 | 58.5389 | 3070.3985 | 4579.992 | 3070.3985 | 4579.992 | 21.3463 | 23.8811 | 1 | 1 | 3070.3985 | 4579.992 |  |  |  |  | 50.1 | #DIV/0! | #DIV/0! | #DIV/0! | #DIV/0! | #DIV/0! | #DIV/0! | #DIV/0! | #DIV/0! | #DIV/0! | #DIV/0! | #DIV/0! | #DIV/0! | #DIV/0! |  |  |  | 50.1 | #DIV/0! | #DIV/0! | #DIV/0! | #DIV/0! | #DIV/0! | #DIV/0! | #DIV/0! | #DIV/0! | #DIV/0! | #DIV/0! | #DIV/0! | #DIV/0! | #DIV/0! |  |  |  | 50.1 | #DIV/0! | #DIV/0! | #DIV/0! | #DIV/0! | #DIV/0! | #DIV/0! | #DIV/0! | #DIV/0! | #DIV/0! | #DIV/0! | #DIV/0! | #DIV/0! | #DIV/0! |  |  |  | 50.1 | #DIV/0! | #DIV/0! | #DIV/0! | #DIV/0! | #DIV/0! | #DIV/0! | #DIV/0! | #DIV/0! | #DIV/0! | #DIV/0! | #DIV/0! | #DIV/0! | #DIV/0! |  |  |  | 50.1 | #DIV/0! | #DIV/0! | #DIV/0! | #DIV/0! | #DIV/0! | #DIV/0! | #DIV/0! | #DIV/0! | #DIV/0! | #DIV/0! | #DIV/0! | #DIV/0! | #DIV/0! |  |  |  | 50.1 | #DIV/0! | #DIV/0! | #DIV/0! | #DIV/0! | #DIV/0! | #DIV/0! | #DIV/0! | #DIV/0! | #DIV/0! | #DIV/0! | #DIV/0! | #DIV/0! | #DIV/0! |  |  |  | 50.1 | #DIV/0! | #DIV/0! | #DIV/0! | #DIV/0! | #DIV/0! | #DIV/0! | #DIV/0! | #DIV/0! | #DIV/0! | #DIV/0! | #DIV/0! | #DIV/0! | #DIV/0!
[15 empty] | 50.2 | 70.1138 | 58.4166 | 3071.2492 | 4578.836 | 3071.2492 | 4578.836 | 21.3834 | 23.9099 | 1 | 1 | 3071.2492 | 4578.836 |  |  |  |  | 50.2 | #DIV/0! | #DIV/0! | #DIV/0! | #DIV/0! | #DIV/0! | #DIV/0! | #DIV/0! | #DIV/0! | #DIV/0! | #DIV/0! | #DIV/0! | #DIV/0! | #DIV/0! |  |  |  | 50.2 | #DIV/0! | #DIV/0! | #DIV/0! | #DIV/0! | #DIV/0! | #DIV/0! | #DIV/0! | #DIV/0! | #DIV/0! | #DIV/0! | #DIV/0! | #DIV/0! | #DIV/0! |  |  |  | 50.2 | #DIV/0! | #DIV/0! | #DIV/0! | #DIV/0! | #DIV/0! | #DIV/0! | #DIV/0! | #DIV/0! | #DIV/0! | #DIV/0! | #DIV/0! | #DIV/0! | #DIV/0! |  |  |  | 50.2 | #DIV/0! | #DIV/0! | #DIV/0! | #DIV/0! | #DIV/0! | #DIV/0! | #DIV/0! | #DIV/0! | #DIV/0! | #DIV/0! | #DIV/0! | #DIV/0! | #DIV/0! |  |  |  | 50.2 | #DIV/0! | #DIV/0! | #DIV/0! | #DIV/0! | #DIV/0! | #DIV/0! | #DIV/0! | #DIV/0! | #DIV/0! | #DIV/0! | #DIV/0! | #DIV/0! | #DIV/0! |  |  |  | 50.2 | #DIV/0! | #DIV/0! | #DIV/0! | #DIV/0! | #DIV/0! | #DIV/0! | #DIV/0! | #DIV/0! | #DIV/0! | #DIV/0! | #DIV/0! | #DIV/0! | #DIV/0! |  |  |  | 50.2 | #DIV/0! | #DIV/0! | #DIV/0! | #DIV/0! | #DIV/0! | #DIV/0! | #DIV/0! | #DIV/0! | #DIV/0! | #DIV/0! | #DIV/0! | #DIV/0! | #DIV/0!
[15 empty] | 50.3 | 70.2156 | 58.2941 | 3072.1013 | 4577.6787 | 3072.1013 | 4577.6787 | 21.4204 | 23.9386 | 1 | 1 | 3072.1013 | 4577.6787 |  |  |  |  | 50.3 | #DIV/0! | #DIV/0! | #DIV/0! | #DIV/0! | #DIV/0! | #DIV/0! | #DIV/0! | #DIV/0! | #DIV/0! | #DIV/0! | #DIV/0! | #DIV/0! | #DIV/0! |  |  |  | 50.3 | #DIV/0! | #DIV/0! | #DIV/0! | #DIV/0! | #DIV/0! | #DIV/0! | #DIV/0! | #DIV/0! | #DIV/0! | #DIV/0! | #DIV/0! | #DIV/0! | #DIV/0! |  |  |  | 50.3 | #DIV/0! | #DIV/0! | #DIV/0! | #DIV/0! | #DIV/0! | #DIV/0! | #DIV/0! | #DIV/0! | #DIV/0! | #DIV/0! | #DIV/0! | #DIV/0! | #DIV/0! |  |  |  | 50.3 | #DIV/0! | #DIV/0! | #DIV/0! | #DIV/0! | #DIV/0! | #DIV/0! | #DIV/0! | #DIV/0! | #DIV/0! | #DIV/0! | #DIV/0! | #DIV/0! | #DIV/0! |  |  |  | 50.3 | #DIV/0! | #DIV/0! | #DIV/0! | #DIV/0! | #DIV/0! | #DIV/0! | #DIV/0! | #DIV/0! | #DIV/0! | #DIV/0! | #DIV/0! | #DIV/0! | #DIV/0! |  |  |  | 50.3 | #DIV/0! | #DIV/0! | #DIV/0! | #DIV/0! | #DIV/0! | #DIV/0! | #DIV/0! | #DIV/0! | #DIV/0! | #DIV/0! | #DIV/0! | #DIV/0! | #DIV/0! |  |  |  | 50.3 | #DIV/0! | #DIV/0! | #DIV/0! | #DIV/0! | #DIV/0! | #DIV/0! | #DIV/0! | #DIV/0! | #DIV/0! | #DIV/0! | #DIV/0! | #DIV/0! | #DIV/0!
[15 empty] | 50.4 | 70.3172 | 58.1715 | 3072.9551 | 4576.5199 | 3072.9551 | 4576.5199 | 21.4573 | 23.9671 | 1 | 1 | 3072.9551 | 4576.5199 |  |  |  |  | 50.4 | #DIV/0! | #DIV/0! | #DIV/0! | #DIV/0! | #DIV/0! | #DIV/0! | #DIV/0! | #DIV/0! | #DIV/0! | #DIV/0! | #DIV/0! | #DIV/0! | #DIV/0! |  |  |  | 50.4 | #DIV/0! | #DIV/0! | #DIV/0! | #DIV/0! | #DIV/0! | #DIV/0! | #DIV/0! | #DIV/0! | #DIV/0! | #DIV/0! | #DIV/0! | #DIV/0! | #DIV/0! |  |  |  | 50.4 | #DIV/0! | #DIV/0! | #DIV/0! | #DIV/0! | #DIV/0! | #DIV/0! | #DIV/0! | #DIV/0! | #DIV/0! | #DIV/0! | #DIV/0! | #DIV/0! | #DIV/0! |  |  |  | 50.4 | #DIV/0! | #DIV/0! | #DIV/0! | #DIV/0! | #DIV/0! | #DIV/0! | #DIV/0! | #DIV/0! | #DIV/0! | #DIV/0! | #DIV/0! | #DIV/0! | #DIV/0! |  |  |  | 50.4 | #DIV/0! | #DIV/0! | #DIV/0! | #DIV/0! | #DIV/0! | #DIV/0! | #DIV/0! | #DIV/0! | #DIV/0! | #DIV/0! | #DIV/0! | #DIV/0! | #DIV/0! |  |  |  | 50.4 | #DIV/0! | #DIV/0! | #DIV/0! | #DIV/0! | #DIV/0! | #DIV/0! | #DIV/0! | #DIV/0! | #DIV/0! | #DIV/0! | #DIV/0! | #DIV/0! | #DIV/0! |  |  |  | 50.4 | #DIV/0! | #DIV/0! | #DIV/0! | #DIV/0! | #DIV/0! | #DIV/0! | #DIV/0! | #DIV/0! | #DIV/0! | #DIV/0! | #DIV/0! | #DIV/0! | #DIV/0!
[15 empty] | 50.5 | 70.4187 | 58.0487 | 3073.8104 | 4575.3598 | 3073.8104 | 4575.3598 | 21.4943 | 23.9956 | 1 | 1 | 3073.8104 | 4575.3598 |  |  |  |  | 50.5 | #DIV/0! | #DIV/0! | #DIV/0! | #DIV/0! | #DIV/0! | #DIV/0! | #DIV/0! | #DIV/0! | #DIV/0! | #DIV/0! | #DIV/0! | #DIV/0! | #DIV/0! |  |  |  | 50.5 | #DIV/0! | #DIV/0! | #DIV/0! | #DIV/0! | #DIV/0! | #DIV/0! | #DIV/0! | #DIV/0! | #DIV/0! | #DIV/0! | #DIV/0! | #DIV/0! | #DIV/0! |  |  |  | 50.5 | #DIV/0! | #DIV/0! | #DIV/0! | #DIV/0! | #DIV/0! | #DIV/0! | #DIV/0! | #DIV/0! | #DIV/0! | #DIV/0! | #DIV/0! | #DIV/0! | #DIV/0! |  |  |  | 50.5 | #DIV/0! | #DIV/0! | #DIV/0! | #DIV/0! | #DIV/0! | #DIV/0! | #DIV/0! | #DIV/0! | #DIV/0! | #DIV/0! | #DIV/0! | #DIV/0! | #DIV/0! |  |  |  | 50.5 | #DIV/0! | #DIV/0! | #DIV/0! | #DIV/0! | #DIV/0! | #DIV/0! | #DIV/0! | #DIV/0! | #DIV/0! | #DIV/0! | #DIV/0! | #DIV/0! | #DIV/0! |  |  |  | 50.5 | #DIV/0! | #DIV/0! | #DIV/0! | #DIV/0! | #DIV/0! | #DIV/0! | #DIV/0! | #DIV/0! | #DIV/0! | #DIV/0! | #DIV/0! | #DIV/0! | #DIV/0! |  |  |  | 50.5 | #DIV/0! | #DIV/0! | #DIV/0! | #DIV/0! | #DIV/0! | #DIV/0! | #DIV/0! | #DIV/0! | #DIV/0! | #DIV/0! | #DIV/0! | #DIV/0! | #DIV/0!
[15 empty] | 50.6 | 70.5199 | 57.9257 | 3074.6673 | 4574.1983 | 3074.6673 | 4574.1983 | 21.5312 | 24.024 | 1 | 1 | 3074.6673 | 4574.1983 |  |  |  |  | 50.6 | #DIV/0! | #DIV/0! | #DIV/0! | #DIV/0! | #DIV/0! | #DIV/0! | #DIV/0! | #DIV/0! | #DIV/0! | #DIV/0! | #DIV/0! | #DIV/0! | #DIV/0! |  |  |  | 50.6 | #DIV/0! | #DIV/0! | #DIV/0! | #DIV/0! | #DIV/0! | #DIV/0! | #DIV/0! | #DIV/0! | #DIV/0! | #DIV/0! | #DIV/0! | #DIV/0! | #DIV/0! |  |  |  | 50.6 | #DIV/0! | #DIV/0! | #DIV/0! | #DIV/0! | #DIV/0! | #DIV/0! | #DIV/0! | #DIV/0! | #DIV/0! | #DIV/0! | #DIV/0! | #DIV/0! | #DIV/0! |  |  |  | 50.6 | #DIV/0! | #DIV/0! | #DIV/0! | #DIV/0! | #DIV/0! | #DIV/0! | #DIV/0! | #DIV/0! | #DIV/0! | #DIV/0! | #DIV/0! | #DIV/0! | #DIV/0! |  |  |  | 50.6 | #DIV/0! | #DIV/0! | #DIV/0! | #DIV/0! | #DIV/0! | #DIV/0! | #DIV/0! | #DIV/0! | #DIV/0! | #DIV/0! | #DIV/0! | #DIV/0! | #DIV/0! |  |  |  | 50.6 | #DIV/0! | #DIV/0! | #DIV/0! | #DIV/0! | #DIV/0! | #DIV/0! | #DIV/0! | #DIV/0! | #DIV/0! | #DIV/0! | #DIV/0! | #DIV/0! | #DIV/0! |  |  |  | 50.6 | #DIV/0! | #DIV/0! | #DIV/0! | #DIV/0! | #DIV/0! | #DIV/0! | #DIV/0! | #DIV/0! | #DIV/0! | #DIV/0! | #DIV/0! | #DIV/0! | #DIV/0!
[15 empty] | 50.7 | 70.6209 | 57.8025 | 3075.5257 | 4573.0355 | 3075.5257 | 4573.0355 | 21.568 | 24.0523 | 1 | 1 | 3075.5257 | 4573.0355 |  |  |  |  | 50.7 | #DIV/0! | #DIV/0! | #DIV/0! | #DIV/0! | #DIV/0! | #DIV/0! | #DIV/0! | #DIV/0! | #DIV/0! | #DIV/0! | #DIV/0! | #DIV/0! | #DIV/0! |  |  |  | 50.7 | #DIV/0! | #DIV/0! | #DIV/0! | #DIV/0! | #DIV/0! | #DIV/0! | #DIV/0! | #DIV/0! | #DIV/0! | #DIV/0! | #DIV/0! | #DIV/0! | #DIV/0! |  |  |  | 50.7 | #DIV/0! | #DIV/0! | #DIV/0! | #DIV/0! | #DIV/0! | #DIV/0! | #DIV/0! | #DIV/0! | #DIV/0! | #DIV/0! | #DIV/0! | #DIV/0! | #DIV/0! |  |  |  | 50.7 | #DIV/0! | #DIV/0! | #DIV/0! | #DIV/0! | #DIV/0! | #DIV/0! | #DIV/0! | #DIV/0! | #DIV/0! | #DIV/0! | #DIV/0! | #DIV/0! | #DIV/0! |  |  |  | 50.7 | #DIV/0! | #DIV/0! | #DIV/0! | #DIV/0! | #DIV/0! | #DIV/0! | #DIV/0! | #DIV/0! | #DIV/0! | #DIV/0! | #DIV/0! | #DIV/0! | #DIV/0! |  |  |  | 50.7 | #DIV/0! | #DIV/0! | #DIV/0! | #DIV/0! | #DIV/0! | #DIV/0! | #DIV/0! | #DIV/0! | #DIV/0! | #DIV/0! | #DIV/0! | #DIV/0! | #DIV/0! |  |  |  | 50.7 | #DIV/0! | #DIV/0! | #DIV/0! | #DIV/0! | #DIV/0! | #DIV/0! | #DIV/0! | #DIV/0! | #DIV/0! | #DIV/0! | #DIV/0! | #DIV/0! | #DIV/0!
[15 empty] | 50.8 | 70.7216 | 57.6792 | 3076.3857 | 4571.8712 | 3076.3857 | 4571.8712 | 21.6048 | 24.0805 | 1 | 1 | 3076.3857 | 4571.8712 |  |  |  |  | 50.8 | #DIV/0! | #DIV/0! | #DIV/0! | #DIV/0! | #DIV/0! | #DIV/0! | #DIV/0! | #DIV/0! | #DIV/0! | #DIV/0! | #DIV/0! | #DIV/0! | #DIV/0! |  |  |  | 50.8 | #DIV/0! | #DIV/0! | #DIV/0! | #DIV/0! | #DIV/0! | #DIV/0! | #DIV/0! | #DIV/0! | #DIV/0! | #DIV/0! | #DIV/0! | #DIV/0! | #DIV/0! |  |  |  | 50.8 | #DIV/0! | #DIV/0! | #DIV/0! | #DIV/0! | #DIV/0! | #DIV/0! | #DIV/0! | #DIV/0! | #DIV/0! | #DIV/0! | #DIV/0! | #DIV/0! | #DIV/0! |  |  |  | 50.8 | #DIV/0! | #DIV/0! | #DIV/0! | #DIV/0! | #DIV/0! | #DIV/0! | #DIV/0! | #DIV/0! | #DIV/0! | #DIV/0! | #DIV/0! | #DIV/0! | #DIV/0! |  |  |  | 50.8 | #DIV/0! | #DIV/0! | #DIV/0! | #DIV/0! | #DIV/0! | #DIV/0! | #DIV/0! | #DIV/0! | #DIV/0! | #DIV/0! | #DIV/0! | #DIV/0! | #DIV/0! |  |  |  | 50.8 | #DIV/0! | #DIV/0! | #DIV/0! | #DIV/0! | #DIV/0! | #DIV/0! | #DIV/0! | #DIV/0! | #DIV/0! | #DIV/0! | #DIV/0! | #DIV/0! | #DIV/0! |  |  |  | 50.8 | #DIV/0! | #DIV/0! | #DIV/0! | #DIV/0! | #DIV/0! | #DIV/0! | #DIV/0! | #DIV/0! | #DIV/0! | #DIV/0! | #DIV/0! | #DIV/0! | #DIV/0!
[15 empty] | 50.9 | 70.8222 | 57.5556 | 3077.2473 | 4570.7056 | 3077.2473 | 4570.7056 | 21.6416 | 24.1086 | 1 | 1 | 3077.2473 | 4570.7056 |  |  |  |  | 50.9 | #DIV/0! | #DIV/0! | #DIV/0! | #DIV/0! | #DIV/0! | #DIV/0! | #DIV/0! | #DIV/0! | #DIV/0! | #DIV/0! | #DIV/0! | #DIV/0! | #DIV/0! |  |  |  | 50.9 | #DIV/0! | #DIV/0! | #DIV/0! | #DIV/0! | #DIV/0! | #DIV/0! | #DIV/0! | #DIV/0! | #DIV/0! | #DIV/0! | #DIV/0! | #DIV/0! | #DIV/0! |  |  |  | 50.9 | #DIV/0! | #DIV/0! | #DIV/0! | #DIV/0! | #DIV/0! | #DIV/0! | #DIV/0! | #DIV/0! | #DIV/0! | #DIV/0! | #DIV/0! | #DIV/0! | #DIV/0! |  |  |  | 50.9 | #DIV/0! | #DIV/0! | #DIV/0! | #DIV/0! | #DIV/0! | #DIV/0! | #DIV/0! | #DIV/0! | #DIV/0! | #DIV/0! | #DIV/0! | #DIV/0! | #DIV/0! |  |  |  | 50.9 | #DIV/0! | #DIV/0! | #DIV/0! | #DIV/0! | #DIV/0! | #DIV/0! | #DIV/0! | #DIV/0! | #DIV/0! | #DIV/0! | #DIV/0! | #DIV/0! | #DIV/0! |  |  |  | 50.9 | #DIV/0! | #DIV/0! | #DIV/0! | #DIV/0! | #DIV/0! | #DIV/0! | #DIV/0! | #DIV/0! | #DIV/0! | #DIV/0! | #DIV/0! | #DIV/0! | #DIV/0! |  |  |  | 50.9 | #DIV/0! | #DIV/0! | #DIV/0! | #DIV/0! | #DIV/0! | #DIV/0! | #DIV/0! | #DIV/0! | #DIV/0! | #DIV/0! | #DIV/0! | #DIV/0! | #DIV/0!
[15 empty] | 51 | 70.9225 | 57.4319 | 3078.1105 | 4569.5387 | 3078.1105 | 4569.5387 | 21.6784 | 24.1366 | 1 | 1 | 3078.1105 | 4569.5387 |  |  |  |  | 51 | #DIV/0! | #DIV/0! | #DIV/0! | #DIV/0! | #DIV/0! | #DIV/0! | #DIV/0! | #DIV/0! | #DIV/0! | #DIV/0! | #DIV/0! | #DIV/0! | #DIV/0! |  |  |  | 51 | #DIV/0! | #DIV/0! | #DIV/0! | #DIV/0! | #DIV/0! | #DIV/0! | #DIV/0! | #DIV/0! | #DIV/0! | #DIV/0! | #DIV/0! | #DIV/0! | #DIV/0! |  |  |  | 51 | #DIV/0! | #DIV/0! | #DIV/0! | #DIV/0! | #DIV/0! | #DIV/0! | #DIV/0! | #DIV/0! | #DIV/0! | #DIV/0! | #DIV/0! | #DIV/0! | #DIV/0! |  |  |  | 51 | #DIV/0! | #DIV/0! | #DIV/0! | #DIV/0! | #DIV/0! | #DIV/0! | #DIV/0! | #DIV/0! | #DIV/0! | #DIV/0! | #DIV/0! | #DIV/0! | #DIV/0! |  |  |  | 51 | #DIV/0! | #DIV/0! | #DIV/0! | #DIV/0! | #DIV/0! | #DIV/0! | #DIV/0! | #DIV/0! | #DIV/0! | #DIV/0! | #DIV/0! | #DIV/0! | #DIV/0! |  |  |  | 51 | #DIV/0! | #DIV/0! | #DIV/0! | #DIV/0! | #DIV/0! | #DIV/0! | #DIV/0! | #DIV/0! | #DIV/0! | #DIV/0! | #DIV/0! | #DIV/0! | #DIV/0! |  |  |  | 51 | #DIV/0! | #DIV/0! | #DIV/0! | #DIV/0! | #DIV/0! | #DIV/0! | #DIV/0! | #DIV/0! | #DIV/0! | #DIV/0! | #DIV/0! | #DIV/0! | #DIV/0!
[15 empty] | 51.1 | 71.0227 | 57.3081 | 3078.9752 | 4568.3704 | 3078.9752 | 4568.3704 | 21.7151 | 24.1645 | 1 | 1 | 3078.9752 | 4568.3704 |  |  |  |  | 51.1 | #DIV/0! | #DIV/0! | #DIV/0! | #DIV/0! | #DIV/0! | #DIV/0! | #DIV/0! | #DIV/0! | #DIV/0! | #DIV/0! | #DIV/0! | #DIV/0! | #DIV/0! |  |  |  | 51.1 | #DIV/0! | #DIV/0! | #DIV/0! | #DIV/0! | #DIV/0! | #DIV/0! | #DIV/0! | #DIV/0! | #DIV/0! | #DIV/0! | #DIV/0! | #DIV/0! | #DIV/0! |  |  |  | 51.1 | #DIV/0! | #DIV/0! | #DIV/0! | #DIV/0! | #DIV/0! | #DIV/0! | #DIV/0! | #DIV/0! | #DIV/0! | #DIV/0! | #DIV/0! | #DIV/0! | #DIV/0! |  |  |  | 51.1 | #DIV/0! | #DIV/0! | #DIV/0! | #DIV/0! | #DIV/0! | #DIV/0! | #DIV/0! | #DIV/0! | #DIV/0! | #DIV/0! | #DIV/0! | #DIV/0! | #DIV/0! |  |  |  | 51.1 | #DIV/0! | #DIV/0! | #DIV/0! | #DIV/0! | #DIV/0! | #DIV/0! | #DIV/0! | #DIV/0! | #DIV/0! | #DIV/0! | #DIV/0! | #DIV/0! | #DIV/0! |  |  |  | 51.1 | #DIV/0! | #DIV/0! | #DIV/0! | #DIV/0! | #DIV/0! | #DIV/0! | #DIV/0! | #DIV/0! | #DIV/0! | #DIV/0! | #DIV/0! | #DIV/0! | #DIV/0! |  |  |  | 51.1 | #DIV/0! | #DIV/0! | #DIV/0! | #DIV/0! | #DIV/0! | #DIV/0! | #DIV/0! | #DIV/0! | #DIV/0! | #DIV/0! | #DIV/0! | #DIV/0! | #DIV/0!
[15 empty] | 51.2 | 71.1226 | 57.184 | 3079.8414 | 4567.2007 | 3079.8414 | 4567.2007 | 21.7517 | 24.1923 | 1 | 1 | 3079.8414 | 4567.2007 |  |  |  |  | 51.2 | #DIV/0! | #DIV/0! | #DIV/0! | #DIV/0! | #DIV/0! | #DIV/0! | #DIV/0! | #DIV/0! | #DIV/0! | #DIV/0! | #DIV/0! | #DIV/0! | #DIV/0! |  |  |  | 51.2 | #DIV/0! | #DIV/0! | #DIV/0! | #DIV/0! | #DIV/0! | #DIV/0! | #DIV/0! | #DIV/0! | #DIV/0! | #DIV/0! | #DIV/0! | #DIV/0! | #DIV/0! |  |  |  | 51.2 | #DIV/0! | #DIV/0! | #DIV/0! | #DIV/0! | #DIV/0! | #DIV/0! | #DIV/0! | #DIV/0! | #DIV/0! | #DIV/0! | #DIV/0! | #DIV/0! | #DIV/0! |  |  |  | 51.2 | #DIV/0! | #DIV/0! | #DIV/0! | #DIV/0! | #DIV/0! | #DIV/0! | #DIV/0! | #DIV/0! | #DIV/0! | #DIV/0! | #DIV/0! | #DIV/0! | #DIV/0! |  |  |  | 51.2 | #DIV/0! | #DIV/0! | #DIV/0! | #DIV/0! | #DIV/0! | #DIV/0! | #DIV/0! | #DIV/0! | #DIV/0! | #DIV/0! | #DIV/0! | #DIV/0! | #DIV/0! |  |  |  | 51.2 | #DIV/0! | #DIV/0! | #DIV/0! | #DIV/0! | #DIV/0! | #DIV/0! | #DIV/0! | #DIV/0! | #DIV/0! | #DIV/0! | #DIV/0! | #DIV/0! | #DIV/0! |  |  |  | 51.2 | #DIV/0! | #DIV/0! | #DIV/0! | #DIV/0! | #DIV/0! | #DIV/0! | #DIV/0! | #DIV/0! | #DIV/0! | #DIV/0! | #DIV/0! | #DIV/0! | #DIV/0!
[15 empty] | 51.3 | 71.2223 | 57.0598 | 3080.7093 | 4566.0297 | 3080.7093 | 4566.0297 | 21.7884 | 24.22 | 1 | 1 | 3080.7093 | 4566.0297 |  |  |  |  | 51.3 | #DIV/0! | #DIV/0! | #DIV/0! | #DIV/0! | #DIV/0! | #DIV/0! | #DIV/0! | #DIV/0! | #DIV/0! | #DIV/0! | #DIV/0! | #DIV/0! | #DIV/0! |  |  |  | 51.3 | #DIV/0! | #DIV/0! | #DIV/0! | #DIV/0! | #DIV/0! | #DIV/0! | #DIV/0! | #DIV/0! | #DIV/0! | #DIV/0! | #DIV/0! | #DIV/0! | #DIV/0! |  |  |  | 51.3 | #DIV/0! | #DIV/0! | #DIV/0! | #DIV/0! | #DIV/0! | #DIV/0! | #DIV/0! | #DIV/0! | #DIV/0! | #DIV/0! | #DIV/0! | #DIV/0! | #DIV/0! |  |  |  | 51.3 | #DIV/0! | #DIV/0! | #DIV/0! | #DIV/0! | #DIV/0! | #DIV/0! | #DIV/0! | #DIV/0! | #DIV/0! | #DIV/0! | #DIV/0! | #DIV/0! | #DIV/0! |  |  |  | 51.3 | #DIV/0! | #DIV/0! | #DIV/0! | #DIV/0! | #DIV/0! | #DIV/0! | #DIV/0! | #DIV/0! | #DIV/0! | #DIV/0! | #DIV/0! | #DIV/0! | #DIV/0! |  |  |  | 51.3 | #DIV/0! | #DIV/0! | #DIV/0! | #DIV/0! | #DIV/0! | #DIV/0! | #DIV/0! | #DIV/0! | #DIV/0! | #DIV/0! | #DIV/0! | #DIV/0! | #DIV/0! |  |  |  | 51.3 | #DIV/0! | #DIV/0! | #DIV/0! | #DIV/0! | #DIV/0! | #DIV/0! | #DIV/0! | #DIV/0! | #DIV/0! | #DIV/0! | #DIV/0! | #DIV/0! | #DIV/0!
[15 empty] | 51.4 | 71.3218 | 56.9354 | 3081.5786 | 4564.8574 | 3081.5786 | 4564.8574 | 21.8249 | 24.2476 | 1 | 1 | 3081.5786 | 4564.8574 |  |  |  |  | 51.4 | #DIV/0! | #DIV/0! | #DIV/0! | #DIV/0! | #DIV/0! | #DIV/0! | #DIV/0! | #DIV/0! | #DIV/0! | #DIV/0! | #DIV/0! | #DIV/0! | #DIV/0! |  |  |  | 51.4 | #DIV/0! | #DIV/0! | #DIV/0! | #DIV/0! | #DIV/0! | #DIV/0! | #DIV/0! | #DIV/0! | #DIV/0! | #DIV/0! | #DIV/0! | #DIV/0! | #DIV/0! |  |  |  | 51.4 | #DIV/0! | #DIV/0! | #DIV/0! | #DIV/0! | #DIV/0! | #DIV/0! | #DIV/0! | #DIV/0! | #DIV/0! | #DIV/0! | #DIV/0! | #DIV/0! | #DIV/0! |  |  |  | 51.4 | #DIV/0! | #DIV/0! | #DIV/0! | #DIV/0! | #DIV/0! | #DIV/0! | #DIV/0! | #DIV/0! | #DIV/0! | #DIV/0! | #DIV/0! | #DIV/0! | #DIV/0! |  |  |  | 51.4 | #DIV/0! | #DIV/0! | #DIV/0! | #DIV/0! | #DIV/0! | #DIV/0! | #DIV/0! | #DIV/0! | #DIV/0! | #DIV/0! | #DIV/0! | #DIV/0! | #DIV/0! |  |  |  | 51.4 | #DIV/0! | #DIV/0! | #DIV/0! | #DIV/0! | #DIV/0! | #DIV/0! | #DIV/0! | #DIV/0! | #DIV/0! | #DIV/0! | #DIV/0! | #DIV/0! | #DIV/0! |  |  |  | 51.4 | #DIV/0! | #DIV/0! | #DIV/0! | #DIV/0! | #DIV/0! | #DIV/0! | #DIV/0! | #DIV/0! | #DIV/0! | #DIV/0! | #DIV/0! | #DIV/0! | #DIV/0!
[15 empty] | 51.5 | 71.421 | 56.8108 | 3082.4496 | 4563.6837 | 3082.4496 | 4563.6837 | 21.8615 | 24.2751 | 1 | 1 | 3082.4496 | 4563.6837 |  |  |  |  | 51.5 | #DIV/0! | #DIV/0! | #DIV/0! | #DIV/0! | #DIV/0! | #DIV/0! | #DIV/0! | #DIV/0! | #DIV/0! | #DIV/0! | #DIV/0! | #DIV/0! | #DIV/0! |  |  |  | 51.5 | #DIV/0! | #DIV/0! | #DIV/0! | #DIV/0! | #DIV/0! | #DIV/0! | #DIV/0! | #DIV/0! | #DIV/0! | #DIV/0! | #DIV/0! | #DIV/0! | #DIV/0! |  |  |  | 51.5 | #DIV/0! | #DIV/0! | #DIV/0! | #DIV/0! | #DIV/0! | #DIV/0! | #DIV/0! | #DIV/0! | #DIV/0! | #DIV/0! | #DIV/0! | #DIV/0! | #DIV/0! |  |  |  | 51.5 | #DIV/0! | #DIV/0! | #DIV/0! | #DIV/0! | #DIV/0! | #DIV/0! | #DIV/0! | #DIV/0! | #DIV/0! | #DIV/0! | #DIV/0! | #DIV/0! | #DIV/0! |  |  |  | 51.5 | #DIV/0! | #DIV/0! | #DIV/0! | #DIV/0! | #DIV/0! | #DIV/0! | #DIV/0! | #DIV/0! | #DIV/0! | #DIV/0! | #DIV/0! | #DIV/0! | #DIV/0! |  |  |  | 51.5 | #DIV/0! | #DIV/0! | #DIV/0! | #DIV/0! | #DIV/0! | #DIV/0! | #DIV/0! | #DIV/0! | #DIV/0! | #DIV/0! | #DIV/0! | #DIV/0! | #DIV/0! |  |  |  | 51.5 | #DIV/0! | #DIV/0! | #DIV/0! | #DIV/0! | #DIV/0! | #DIV/0! | #DIV/0! | #DIV/0! | #DIV/0! | #DIV/0! | #DIV/0! | #DIV/0! | #DIV/0!
[15 empty] | 51.6 | 71.5201 | 56.6861 | 3083.3221 | 4562.5087 | 3083.3221 | 4562.5087 | 21.898 | 24.3025 | 1 | 1 | 3083.3221 | 4562.5087 |  |  |  |  | 51.6 | #DIV/0! | #DIV/0! | #DIV/0! | #DIV/0! | #DIV/0! | #DIV/0! | #DIV/0! | #DIV/0! | #DIV/0! | #DIV/0! | #DIV/0! | #DIV/0! | #DIV/0! |  |  |  | 51.6 | #DIV/0! | #DIV/0! | #DIV/0! | #DIV/0! | #DIV/0! | #DIV/0! | #DIV/0! | #DIV/0! | #DIV/0! | #DIV/0! | #DIV/0! | #DIV/0! | #DIV/0! |  |  |  | 51.6 | #DIV/0! | #DIV/0! | #DIV/0! | #DIV/0! | #DIV/0! | #DIV/0! | #DIV/0! | #DIV/0! | #DIV/0! | #DIV/0! | #DIV/0! | #DIV/0! | #DIV/0! |  |  |  | 51.6 | #DIV/0! | #DIV/0! | #DIV/0! | #DIV/0! | #DIV/0! | #DIV/0! | #DIV/0! | #DIV/0! | #DIV/0! | #DIV/0! | #DIV/0! | #DIV/0! | #DIV/0! |  |  |  | 51.6 | #DIV/0! | #DIV/0! | #DIV/0! | #DIV/0! | #DIV/0! | #DIV/0! | #DIV/0! | #DIV/0! | #DIV/0! | #DIV/0! | #DIV/0! | #DIV/0! | #DIV/0! |  |  |  | 51.6 | #DIV/0! | #DIV/0! | #DIV/0! | #DIV/0! | #DIV/0! | #DIV/0! | #DIV/0! | #DIV/0! | #DIV/0! | #DIV/0! | #DIV/0! | #DIV/0! | #DIV/0! |  |  |  | 51.6 | #DIV/0! | #DIV/0! | #DIV/0! | #DIV/0! | #DIV/0! | #DIV/0! | #DIV/0! | #DIV/0! | #DIV/0! | #DIV/0! | #DIV/0! | #DIV/0! | #DIV/0!
[15 empty] | 51.7 | 71.6189 | 56.5612 | 3084.1961 | 4561.3324 | 3084.1961 | 4561.3324 | 21.9345 | 24.3298 | 1 | 1 | 3084.1961 | 4561.3324 |  |  |  |  | 51.7 | #DIV/0! | #DIV/0! | #DIV/0! | #DIV/0! | #DIV/0! | #DIV/0! | #DIV/0! | #DIV/0! | #DIV/0! | #DIV/0! | #DIV/0! | #DIV/0! | #DIV/0! |  |  |  | 51.7 | #DIV/0! | #DIV/0! | #DIV/0! | #DIV/0! | #DIV/0! | #DIV/0! | #DIV/0! | #DIV/0! | #DIV/0! | #DIV/0! | #DIV/0! | #DIV/0! | #DIV/0! |  |  |  | 51.7 | #DIV/0! | #DIV/0! | #DIV/0! | #DIV/0! | #DIV/0! | #DIV/0! | #DIV/0! | #DIV/0! | #DIV/0! | #DIV/0! | #DIV/0! | #DIV/0! | #DIV/0! |  |  |  | 51.7 | #DIV/0! | #DIV/0! | #DIV/0! | #DIV/0! | #DIV/0! | #DIV/0! | #DIV/0! | #DIV/0! | #DIV/0! | #DIV/0! | #DIV/0! | #DIV/0! | #DIV/0! |  |  |  | 51.7 | #DIV/0! | #DIV/0! | #DIV/0! | #DIV/0! | #DIV/0! | #DIV/0! | #DIV/0! | #DIV/0! | #DIV/0! | #DIV/0! | #DIV/0! | #DIV/0! | #DIV/0! |  |  |  | 51.7 | #DIV/0! | #DIV/0! | #DIV/0! | #DIV/0! | #DIV/0! | #DIV/0! | #DIV/0! | #DIV/0! | #DIV/0! | #DIV/0! | #DIV/0! | #DIV/0! | #DIV/0! |  |  |  | 51.7 | #DIV/0! | #DIV/0! | #DIV/0! | #DIV/0! | #DIV/0! | #DIV/0! | #DIV/0! | #DIV/0! | #DIV/0! | #DIV/0! | #DIV/0! | #DIV/0! | #DIV/0!
[15 empty] | 51.8 | 71.7175 | 56.4361 | 3085.0717 | 4560.1548 | 3085.0717 | 4560.1548 | 21.9709 | 24.357 | 1 | 1 | 3085.0717 | 4560.1548 |  |  |  |  | 51.8 | #DIV/0! | #DIV/0! | #DIV/0! | #DIV/0! | #DIV/0! | #DIV/0! | #DIV/0! | #DIV/0! | #DIV/0! | #DIV/0! | #DIV/0! | #DIV/0! | #DIV/0! |  |  |  | 51.8 | #DIV/0! | #DIV/0! | #DIV/0! | #DIV/0! | #DIV/0! | #DIV/0! | #DIV/0! | #DIV/0! | #DIV/0! | #DIV/0! | #DIV/0! | #DIV/0! | #DIV/0! |  |  |  | 51.8 | #DIV/0! | #DIV/0! | #DIV/0! | #DIV/0! | #DIV/0! | #DIV/0! | #DIV/0! | #DIV/0! | #DIV/0! | #DIV/0! | #DIV/0! | #DIV/0! | #DIV/0! |  |  |  | 51.8 | #DIV/0! | #DIV/0! | #DIV/0! | #DIV/0! | #DIV/0! | #DIV/0! | #DIV/0! | #DIV/0! | #DIV/0! | #DIV/0! | #DIV/0! | #DIV/0! | #DIV/0! |  |  |  | 51.8 | #DIV/0! | #DIV/0! | #DIV/0! | #DIV/0! | #DIV/0! | #DIV/0! | #DIV/0! | #DIV/0! | #DIV/0! | #DIV/0! | #DIV/0! | #DIV/0! | #DIV/0! |  |  |  | 51.8 | #DIV/0! | #DIV/0! | #DIV/0! | #DIV/0! | #DIV/0! | #DIV/0! | #DIV/0! | #DIV/0! | #DIV/0! | #DIV/0! | #DIV/0! | #DIV/0! | #DIV/0! |  |  |  | 51.8 | #DIV/0! | #DIV/0! | #DIV/0! | #DIV/0! | #DIV/0! | #DIV/0! | #DIV/0! | #DIV/0! | #DIV/0! | #DIV/0! | #DIV/0! | #DIV/0! | #DIV/0!
[15 empty] | 51.9 | 71.8159 | 56.3109 | 3085.9489 | 4558.9758 | 3085.9489 | 4558.9758 | 22.0073 | 24.3841 | 1 | 1 | 3085.9489 | 4558.9758 |  |  |  |  | 51.9 | #DIV/0! | #DIV/0! | #DIV/0! | #DIV/0! | #DIV/0! | #DIV/0! | #DIV/0! | #DIV/0! | #DIV/0! | #DIV/0! | #DIV/0! | #DIV/0! | #DIV/0! |  |  |  | 51.9 | #DIV/0! | #DIV/0! | #DIV/0! | #DIV/0! | #DIV/0! | #DIV/0! | #DIV/0! | #DIV/0! | #DIV/0! | #DIV/0! | #DIV/0! | #DIV/0! | #DIV/0! |  |  |  | 51.9 | #DIV/0! | #DIV/0! | #DIV/0! | #DIV/0! | #DIV/0! | #DIV/0! | #DIV/0! | #DIV/0! | #DIV/0! | #DIV/0! | #DIV/0! | #DIV/0! | #DIV/0! |  |  |  | 51.9 | #DIV/0! | #DIV/0! | #DIV/0! | #DIV/0! | #DIV/0! | #DIV/0! | #DIV/0! | #DIV/0! | #DIV/0! | #DIV/0! | #DIV/0! | #DIV/0! | #DIV/0! |  |  |  | 51.9 | #DIV/0! | #DIV/0! | #DIV/0! | #DIV/0! | #DIV/0! | #DIV/0! | #DIV/0! | #DIV/0! | #DIV/0! | #DIV/0! | #DIV/0! | #DIV/0! | #DIV/0! |  |  |  | 51.9 | #DIV/0! | #DIV/0! | #DIV/0! | #DIV/0! | #DIV/0! | #DIV/0! | #DIV/0! | #DIV/0! | #DIV/0! | #DIV/0! | #DIV/0! | #DIV/0! | #DIV/0! |  |  |  | 51.9 | #DIV/0! | #DIV/0! | #DIV/0! | #DIV/0! | #DIV/0! | #DIV/0! | #DIV/0! | #DIV/0! | #DIV/0! | #DIV/0! | #DIV/0! | #DIV/0! | #DIV/0!
[15 empty] | 52 | 71.9141 | 56.1854 | 3086.8276 | 4557.7956 | 3086.8276 | 4557.7956 | 22.0437 | 24.4111 | 1 | 1 | 3086.8276 | 4557.7956 |  |  |  |  | 52 | #DIV/0! | #DIV/0! | #DIV/0! | #DIV/0! | #DIV/0! | #DIV/0! | #DIV/0! | #DIV/0! | #DIV/0! | #DIV/0! | #DIV/0! | #DIV/0! | #DIV/0! |  |  |  | 52 | #DIV/0! | #DIV/0! | #DIV/0! | #DIV/0! | #DIV/0! | #DIV/0! | #DIV/0! | #DIV/0! | #DIV/0! | #DIV/0! | #DIV/0! | #DIV/0! | #DIV/0! |  |  |  | 52 | #DIV/0! | #DIV/0! | #DIV/0! | #DIV/0! | #DIV/0! | #DIV/0! | #DIV/0! | #DIV/0! | #DIV/0! | #DIV/0! | #DIV/0! | #DIV/0! | #DIV/0! |  |  |  | 52 | #DIV/0! | #DIV/0! | #DIV/0! | #DIV/0! | #DIV/0! | #DIV/0! | #DIV/0! | #DIV/0! | #DIV/0! | #DIV/0! | #DIV/0! | #DIV/0! | #DIV/0! |  |  |  | 52 | #DIV/0! | #DIV/0! | #DIV/0! | #DIV/0! | #DIV/0! | #DIV/0! | #DIV/0! | #DIV/0! | #DIV/0! | #DIV/0! | #DIV/0! | #DIV/0! | #DIV/0! |  |  |  | 52 | #DIV/0! | #DIV/0! | #DIV/0! | #DIV/0! | #DIV/0! | #DIV/0! | #DIV/0! | #DIV/0! | #DIV/0! | #DIV/0! | #DIV/0! | #DIV/0! | #DIV/0! |  |  |  | 52 | #DIV/0! | #DIV/0! | #DIV/0! | #DIV/0! | #DIV/0! | #DIV/0! | #DIV/0! | #DIV/0! | #DIV/0! | #DIV/0! | #DIV/0! | #DIV/0! | #DIV/0!
[15 empty] | 52.1 | 72.012 | 56.0598 | 3087.7079 | 4556.614 | 3087.7079 | 4556.614 | 22.08 | 24.438 | 1 | 1 | 3087.7079 | 4556.614 |  |  |  |  | 52.1 | #DIV/0! | #DIV/0! | #DIV/0! | #DIV/0! | #DIV/0! | #DIV/0! | #DIV/0! | #DIV/0! | #DIV/0! | #DIV/0! | #DIV/0! | #DIV/0! | #DIV/0! |  |  |  | 52.1 | #DIV/0! | #DIV/0! | #DIV/0! | #DIV/0! | #DIV/0! | #DIV/0! | #DIV/0! | #DIV/0! | #DIV/0! | #DIV/0! | #DIV/0! | #DIV/0! | #DIV/0! |  |  |  | 52.1 | #DIV/0! | #DIV/0! | #DIV/0! | #DIV/0! | #DIV/0! | #DIV/0! | #DIV/0! | #DIV/0! | #DIV/0! | #DIV/0! | #DIV/0! | #DIV/0! | #DIV/0! |  |  |  | 52.1 | #DIV/0! | #DIV/0! | #DIV/0! | #DIV/0! | #DIV/0! | #DIV/0! | #DIV/0! | #DIV/0! | #DIV/0! | #DIV/0! | #DIV/0! | #DIV/0! | #DIV/0! |  |  |  | 52.1 | #DIV/0! | #DIV/0! | #DIV/0! | #DIV/0! | #DIV/0! | #DIV/0! | #DIV/0! | #DIV/0! | #DIV/0! | #DIV/0! | #DIV/0! | #DIV/0! | #DIV/0! |  |  |  | 52.1 | #DIV/0! | #DIV/0! | #DIV/0! | #DIV/0! | #DIV/0! | #DIV/0! | #DIV/0! | #DIV/0! | #DIV/0! | #DIV/0! | #DIV/0! | #DIV/0! | #DIV/0! |  |  |  | 52.1 | #DIV/0! | #DIV/0! | #DIV/0! | #DIV/0! | #DIV/0! | #DIV/0! | #DIV/0! | #DIV/0! | #DIV/0! | #DIV/0! | #DIV/0! | #DIV/0! | #DIV/0!
[15 empty] | 52.2 | 72.1098 | 55.9341 | 3088.5897 | 4555.4312 | 3088.5897 | 4555.4312 | 22.1163 | 24.4649 | 1 | 1 | 3088.5897 | 4555.4312 |  |  |  |  | 52.2 | #DIV/0! | #DIV/0! | #DIV/0! | #DIV/0! | #DIV/0! | #DIV/0! | #DIV/0! | #DIV/0! | #DIV/0! | #DIV/0! | #DIV/0! | #DIV/0! | #DIV/0! |  |  |  | 52.2 | #DIV/0! | #DIV/0! | #DIV/0! | #DIV/0! | #DIV/0! | #DIV/0! | #DIV/0! | #DIV/0! | #DIV/0! | #DIV/0! | #DIV/0! | #DIV/0! | #DIV/0! |  |  |  | 52.2 | #DIV/0! | #DIV/0! | #DIV/0! | #DIV/0! | #DIV/0! | #DIV/0! | #DIV/0! | #DIV/0! | #DIV/0! | #DIV/0! | #DIV/0! | #DIV/0! | #DIV/0! |  |  |  | 52.2 | #DIV/0! | #DIV/0! | #DIV/0! | #DIV/0! | #DIV/0! | #DIV/0! | #DIV/0! | #DIV/0! | #DIV/0! | #DIV/0! | #DIV/0! | #DIV/0! | #DIV/0! |  |  |  | 52.2 | #DIV/0! | #DIV/0! | #DIV/0! | #DIV/0! | #DIV/0! | #DIV/0! | #DIV/0! | #DIV/0! | #DIV/0! | #DIV/0! | #DIV/0! | #DIV/0! | #DIV/0! |  |  |  | 52.2 | #DIV/0! | #DIV/0! | #DIV/0! | #DIV/0! | #DIV/0! | #DIV/0! | #DIV/0! | #DIV/0! | #DIV/0! | #DIV/0! | #DIV/0! | #DIV/0! | #DIV/0! |  |  |  | 52.2 | #DIV/0! | #DIV/0! | #DIV/0! | #DIV/0! | #DIV/0! | #DIV/0! | #DIV/0! | #DIV/0! | #DIV/0! | #DIV/0! | #DIV/0! | #DIV/0! | #DIV/0!
[15 empty] | 52.3 | 72.2073 | 55.8081 | 3089.4731 | 4554.247 | 3089.4731 | 4554.247 | 22.1525 | 24.4916 | 1 | 1 | 3089.4731 | 4554.247 |  |  |  |  | 52.3 | #DIV/0! | #DIV/0! | #DIV/0! | #DIV/0! | #DIV/0! | #DIV/0! | #DIV/0! | #DIV/0! | #DIV/0! | #DIV/0! | #DIV/0! | #DIV/0! | #DIV/0! |  |  |  | 52.3 | #DIV/0! | #DIV/0! | #DIV/0! | #DIV/0! | #DIV/0! | #DIV/0! | #DIV/0! | #DIV/0! | #DIV/0! | #DIV/0! | #DIV/0! | #DIV/0! | #DIV/0! |  |  |  | 52.3 | #DIV/0! | #DIV/0! | #DIV/0! | #DIV/0! | #DIV/0! | #DIV/0! | #DIV/0! | #DIV/0! | #DIV/0! | #DIV/0! | #DIV/0! | #DIV/0! | #DIV/0! |  |  |  | 52.3 | #DIV/0! | #DIV/0! | #DIV/0! | #DIV/0! | #DIV/0! | #DIV/0! | #DIV/0! | #DIV/0! | #DIV/0! | #DIV/0! | #DIV/0! | #DIV/0! | #DIV/0! |  |  |  | 52.3 | #DIV/0! | #DIV/0! | #DIV/0! | #DIV/0! | #DIV/0! | #DIV/0! | #DIV/0! | #DIV/0! | #DIV/0! | #DIV/0! | #DIV/0! | #DIV/0! | #DIV/0! |  |  |  | 52.3 | #DIV/0! | #DIV/0! | #DIV/0! | #DIV/0! | #DIV/0! | #DIV/0! | #DIV/0! | #DIV/0! | #DIV/0! | #DIV/0! | #DIV/0! | #DIV/0! | #DIV/0! |  |  |  | 52.3 | #DIV/0! | #DIV/0! | #DIV/0! | #DIV/0! | #DIV/0! | #DIV/0! | #DIV/0! | #DIV/0! | #DIV/0! | #DIV/0! | #DIV/0! | #DIV/0! | #DIV/0!
[15 empty] | 52.4 | 72.3046 | 55.682 | 3090.358 | 4553.0616 | 3090.358 | 4553.0616 | 22.1887 | 24.5182 | 1 | 1 | 3090.358 | 4553.0616 |  |  |  |  | 52.4 | #DIV/0! | #DIV/0! | #DIV/0! | #DIV/0! | #DIV/0! | #DIV/0! | #DIV/0! | #DIV/0! | #DIV/0! | #DIV/0! | #DIV/0! | #DIV/0! | #DIV/0! |  |  |  | 52.4 | #DIV/0! | #DIV/0! | #DIV/0! | #DIV/0! | #DIV/0! | #DIV/0! | #DIV/0! | #DIV/0! | #DIV/0! | #DIV/0! | #DIV/0! | #DIV/0! | #DIV/0! |  |  |  | 52.4 | #DIV/0! | #DIV/0! | #DIV/0! | #DIV/0! | #DIV/0! | #DIV/0! | #DIV/0! | #DIV/0! | #DIV/0! | #DIV/0! | #DIV/0! | #DIV/0! | #DIV/0! |  |  |  | 52.4 | #DIV/0! | #DIV/0! | #DIV/0! | #DIV/0! | #DIV/0! | #DIV/0! | #DIV/0! | #DIV/0! | #DIV/0! | #DIV/0! | #DIV/0! | #DIV/0! | #DIV/0! |  |  |  | 52.4 | #DIV/0! | #DIV/0! | #DIV/0! | #DIV/0! | #DIV/0! | #DIV/0! | #DIV/0! | #DIV/0! | #DIV/0! | #DIV/0! | #DIV/0! | #DIV/0! | #DIV/0! |  |  |  | 52.4 | #DIV/0! | #DIV/0! | #DIV/0! | #DIV/0! | #DIV/0! | #DIV/0! | #DIV/0! | #DIV/0! | #DIV/0! | #DIV/0! | #DIV/0! | #DIV/0! | #DIV/0! |  |  |  | 52.4 | #DIV/0! | #DIV/0! | #DIV/0! | #DIV/0! | #DIV/0! | #DIV/0! | #DIV/0! | #DIV/0! | #DIV/0! | #DIV/0! | #DIV/0! | #DIV/0! | #DIV/0!
[15 empty] | 52.5 | 72.4016 | 55.5557 | 3091.2444 | 4551.8749 | 3091.2444 | 4551.8749 | 22.2249 | 24.5447 | 1 | 1 | 3091.2444 | 4551.8749 |  |  |  |  | 52.5 | #DIV/0! | #DIV/0! | #DIV/0! | #DIV/0! | #DIV/0! | #DIV/0! | #DIV/0! | #DIV/0! | #DIV/0! | #DIV/0! | #DIV/0! | #DIV/0! | #DIV/0! |  |  |  | 52.5 | #DIV/0! | #DIV/0! | #DIV/0! | #DIV/0! | #DIV/0! | #DIV/0! | #DIV/0! | #DIV/0! | #DIV/0! | #DIV/0! | #DIV/0! | #DIV/0! | #DIV/0! |  |  |  | 52.5 | #DIV/0! | #DIV/0! | #DIV/0! | #DIV/0! | #DIV/0! | #DIV/0! | #DIV/0! | #DIV/0! | #DIV/0! | #DIV/0! | #DIV/0! | #DIV/0! | #DIV/0! |  |  |  | 52.5 | #DIV/0! | #DIV/0! | #DIV/0! | #DIV/0! | #DIV/0! | #DIV/0! | #DIV/0! | #DIV/0! | #DIV/0! | #DIV/0! | #DIV/0! | #DIV/0! | #DIV/0! |  |  |  | 52.5 | #DIV/0! | #DIV/0! | #DIV/0! | #DIV/0! | #DIV/0! | #DIV/0! | #DIV/0! | #DIV/0! | #DIV/0! | #DIV/0! | #DIV/0! | #DIV/0! | #DIV/0! |  |  |  | 52.5 | #DIV/0! | #DIV/0! | #DIV/0! | #DIV/0! | #DIV/0! | #DIV/0! | #DIV/0! | #DIV/0! | #DIV/0! | #DIV/0! | #DIV/0! | #DIV/0! | #DIV/0! |  |  |  | 52.5 | #DIV/0! | #DIV/0! | #DIV/0! | #DIV/0! | #DIV/0! | #DIV/0! | #DIV/0! | #DIV/0! | #DIV/0! | #DIV/0! | #DIV/0! | #DIV/0! | #DIV/0!
[15 empty] | 52.6 | 72.4985 | 55.4293 | 3092.1324 | 4550.6869 | 3092.1324 | 4550.6869 | 22.261 | 24.5711 | 1 | 1 | 3092.1324 | 4550.6869 |  |  |  |  | 52.6 | #DIV/0! | #DIV/0! | #DIV/0! | #DIV/0! | #DIV/0! | #DIV/0! | #DIV/0! | #DIV/0! | #DIV/0! | #DIV/0! | #DIV/0! | #DIV/0! | #DIV/0! |  |  |  | 52.6 | #DIV/0! | #DIV/0! | #DIV/0! | #DIV/0! | #DIV/0! | #DIV/0! | #DIV/0! | #DIV/0! | #DIV/0! | #DIV/0! | #DIV/0! | #DIV/0! | #DIV/0! |  |  |  | 52.6 | #DIV/0! | #DIV/0! | #DIV/0! | #DIV/0! | #DIV/0! | #DIV/0! | #DIV/0! | #DIV/0! | #DIV/0! | #DIV/0! | #DIV/0! | #DIV/0! | #DIV/0! |  |  |  | 52.6 | #DIV/0! | #DIV/0! | #DIV/0! | #DIV/0! | #DIV/0! | #DIV/0! | #DIV/0! | #DIV/0! | #DIV/0! | #DIV/0! | #DIV/0! | #DIV/0! | #DIV/0! |  |  |  | 52.6 | #DIV/0! | #DIV/0! | #DIV/0! | #DIV/0! | #DIV/0! | #DIV/0! | #DIV/0! | #DIV/0! | #DIV/0! | #DIV/0! | #DIV/0! | #DIV/0! | #DIV/0! |  |  |  | 52.6 | #DIV/0! | #DIV/0! | #DIV/0! | #DIV/0! | #DIV/0! | #DIV/0! | #DIV/0! | #DIV/0! | #DIV/0! | #DIV/0! | #DIV/0! | #DIV/0! | #DIV/0! |  |  |  | 52.6 | #DIV/0! | #DIV/0! | #DIV/0! | #DIV/0! | #DIV/0! | #DIV/0! | #DIV/0! | #DIV/0! | #DIV/0! | #DIV/0! | #DIV/0! | #DIV/0! | #DIV/0!
[15 empty] | 52.7 | 72.5951 | 55.3027 | 3093.0219 | 4549.4976 | 3093.0219 | 4549.4976 | 22.2971 | 24.5974 | 1 | 1 | 3093.0219 | 4549.4976 |  |  |  |  | 52.7 | #DIV/0! | #DIV/0! | #DIV/0! | #DIV/0! | #DIV/0! | #DIV/0! | #DIV/0! | #DIV/0! | #DIV/0! | #DIV/0! | #DIV/0! | #DIV/0! | #DIV/0! |  |  |  | 52.7 | #DIV/0! | #DIV/0! | #DIV/0! | #DIV/0! | #DIV/0! | #DIV/0! | #DIV/0! | #DIV/0! | #DIV/0! | #DIV/0! | #DIV/0! | #DIV/0! | #DIV/0! |  |  |  | 52.7 | #DIV/0! | #DIV/0! | #DIV/0! | #DIV/0! | #DIV/0! | #DIV/0! | #DIV/0! | #DIV/0! | #DIV/0! | #DIV/0! | #DIV/0! | #DIV/0! | #DIV/0! |  |  |  | 52.7 | #DIV/0! | #DIV/0! | #DIV/0! | #DIV/0! | #DIV/0! | #DIV/0! | #DIV/0! | #DIV/0! | #DIV/0! | #DIV/0! | #DIV/0! | #DIV/0! | #DIV/0! |  |  |  | 52.7 | #DIV/0! | #DIV/0! | #DIV/0! | #DIV/0! | #DIV/0! | #DIV/0! | #DIV/0! | #DIV/0! | #DIV/0! | #DIV/0! | #DIV/0! | #DIV/0! | #DIV/0! |  |  |  | 52.7 | #DIV/0! | #DIV/0! | #DIV/0! | #DIV/0! | #DIV/0! | #DIV/0! | #DIV/0! | #DIV/0! | #DIV/0! | #DIV/0! | #DIV/0! | #DIV/0! | #DIV/0! |  |  |  | 52.7 | #DIV/0! | #DIV/0! | #DIV/0! | #DIV/0! | #DIV/0! | #DIV/0! | #DIV/0! | #DIV/0! | #DIV/0! | #DIV/0! | #DIV/0! | #DIV/0! | #DIV/0!
[15 empty] | 52.8 | 72.6915 | 55.1759 | 3093.913 | 4548.307 | 3093.913 | 4548.307 | 22.3331 | 24.6237 | 1 | 1 | 3093.913 | 4548.307 |  |  |  |  | 52.8 | #DIV/0! | #DIV/0! | #DIV/0! | #DIV/0! | #DIV/0! | #DIV/0! | #DIV/0! | #DIV/0! | #DIV/0! | #DIV/0! | #DIV/0! | #DIV/0! | #DIV/0! |  |  |  | 52.8 | #DIV/0! | #DIV/0! | #DIV/0! | #DIV/0! | #DIV/0! | #DIV/0! | #DIV/0! | #DIV/0! | #DIV/0! | #DIV/0! | #DIV/0! | #DIV/0! | #DIV/0! |  |  |  | 52.8 | #DIV/0! | #DIV/0! | #DIV/0! | #DIV/0! | #DIV/0! | #DIV/0! | #DIV/0! | #DIV/0! | #DIV/0! | #DIV/0! | #DIV/0! | #DIV/0! | #DIV/0! |  |  |  | 52.8 | #DIV/0! | #DIV/0! | #DIV/0! | #DIV/0! | #DIV/0! | #DIV/0! | #DIV/0! | #DIV/0! | #DIV/0! | #DIV/0! | #DIV/0! | #DIV/0! | #DIV/0! |  |  |  | 52.8 | #DIV/0! | #DIV/0! | #DIV/0! | #DIV/0! | #DIV/0! | #DIV/0! | #DIV/0! | #DIV/0! | #DIV/0! | #DIV/0! | #DIV/0! | #DIV/0! | #DIV/0! |  |  |  | 52.8 | #DIV/0! | #DIV/0! | #DIV/0! | #DIV/0! | #DIV/0! | #DIV/0! | #DIV/0! | #DIV/0! | #DIV/0! | #DIV/0! | #DIV/0! | #DIV/0! | #DIV/0! |  |  |  | 52.8 | #DIV/0! | #DIV/0! | #DIV/0! | #DIV/0! | #DIV/0! | #DIV/0! | #DIV/0! | #DIV/0! | #DIV/0! | #DIV/0! | #DIV/0! | #DIV/0! | #DIV/0!
[15 empty] | 52.9 | 72.7877 | 55.0489 | 3094.8057 | 4547.1152 | 3094.8057 | 4547.1152 | 22.3691 | 24.6498 | 1 | 1 | 3094.8057 | 4547.1152 |  |  |  |  | 52.9 | #DIV/0! | #DIV/0! | #DIV/0! | #DIV/0! | #DIV/0! | #DIV/0! | #DIV/0! | #DIV/0! | #DIV/0! | #DIV/0! | #DIV/0! | #DIV/0! | #DIV/0! |  |  |  | 52.9 | #DIV/0! | #DIV/0! | #DIV/0! | #DIV/0! | #DIV/0! | #DIV/0! | #DIV/0! | #DIV/0! | #DIV/0! | #DIV/0! | #DIV/0! | #DIV/0! | #DIV/0! |  |  |  | 52.9 | #DIV/0! | #DIV/0! | #DIV/0! | #DIV/0! | #DIV/0! | #DIV/0! | #DIV/0! | #DIV/0! | #DIV/0! | #DIV/0! | #DIV/0! | #DIV/0! | #DIV/0! |  |  |  | 52.9 | #DIV/0! | #DIV/0! | #DIV/0! | #DIV/0! | #DIV/0! | #DIV/0! | #DIV/0! | #DIV/0! | #DIV/0! | #DIV/0! | #DIV/0! | #DIV/0! | #DIV/0! |  |  |  | 52.9 | #DIV/0! | #DIV/0! | #DIV/0! | #DIV/0! | #DIV/0! | #DIV/0! | #DIV/0! | #DIV/0! | #DIV/0! | #DIV/0! | #DIV/0! | #DIV/0! | #DIV/0! |  |  |  | 52.9 | #DIV/0! | #DIV/0! | #DIV/0! | #DIV/0! | #DIV/0! | #DIV/0! | #DIV/0! | #DIV/0! | #DIV/0! | #DIV/0! | #DIV/0! | #DIV/0! | #DIV/0! |  |  |  | 52.9 | #DIV/0! | #DIV/0! | #DIV/0! | #DIV/0! | #DIV/0! | #DIV/0! | #DIV/0! | #DIV/0! | #DIV/0! | #DIV/0! | #DIV/0! | #DIV/0! | #DIV/0!
[15 empty] | 53 | 72.8837 | 54.9218 | 3095.6998 | 4545.9222 | 3095.6998 | 4545.9222 | 22.4051 | 24.6758 | 1 | 1 | 3095.6998 | 4545.9222 |  |  |  |  | 53 | #DIV/0! | #DIV/0! | #DIV/0! | #DIV/0! | #DIV/0! | #DIV/0! | #DIV/0! | #DIV/0! | #DIV/0! | #DIV/0! | #DIV/0! | #DIV/0! | #DIV/0! |  |  |  | 53 | #DIV/0! | #DIV/0! | #DIV/0! | #DIV/0! | #DIV/0! | #DIV/0! | #DIV/0! | #DIV/0! | #DIV/0! | #DIV/0! | #DIV/0! | #DIV/0! | #DIV/0! |  |  |  | 53 | #DIV/0! | #DIV/0! | #DIV/0! | #DIV/0! | #DIV/0! | #DIV/0! | #DIV/0! | #DIV/0! | #DIV/0! | #DIV/0! | #DIV/0! | #DIV/0! | #DIV/0! |  |  |  | 53 | #DIV/0! | #DIV/0! | #DIV/0! | #DIV/0! | #DIV/0! | #DIV/0! | #DIV/0! | #DIV/0! | #DIV/0! | #DIV/0! | #DIV/0! | #DIV/0! | #DIV/0! |  |  |  | 53 | #DIV/0! | #DIV/0! | #DIV/0! | #DIV/0! | #DIV/0! | #DIV/0! | #DIV/0! | #DIV/0! | #DIV/0! | #DIV/0! | #DIV/0! | #DIV/0! | #DIV/0! |  |  |  | 53 | #DIV/0! | #DIV/0! | #DIV/0! | #DIV/0! | #DIV/0! | #DIV/0! | #DIV/0! | #DIV/0! | #DIV/0! | #DIV/0! | #DIV/0! | #DIV/0! | #DIV/0! |  |  |  | 53 | #DIV/0! | #DIV/0! | #DIV/0! | #DIV/0! | #DIV/0! | #DIV/0! | #DIV/0! | #DIV/0! | #DIV/0! | #DIV/0! | #DIV/0! | #DIV/0! | #DIV/0!
[15 empty] | 53.1 | 72.9794 | 54.7945 | 3096.5955 | 4544.7279 | 3096.5955 | 4544.7279 | 22.441 | 24.7017 | 1 | 1 | 3096.5955 | 4544.7279 |  |  |  |  | 53.1 | #DIV/0! | #DIV/0! | #DIV/0! | #DIV/0! | #DIV/0! | #DIV/0! | #DIV/0! | #DIV/0! | #DIV/0! | #DIV/0! | #DIV/0! | #DIV/0! | #DIV/0! |  |  |  | 53.1 | #DIV/0! | #DIV/0! | #DIV/0! | #DIV/0! | #DIV/0! | #DIV/0! | #DIV/0! | #DIV/0! | #DIV/0! | #DIV/0! | #DIV/0! | #DIV/0! | #DIV/0! |  |  |  | 53.1 | #DIV/0! | #DIV/0! | #DIV/0! | #DIV/0! | #DIV/0! | #DIV/0! | #DIV/0! | #DIV/0! | #DIV/0! | #DIV/0! | #DIV/0! | #DIV/0! | #DIV/0! |  |  |  | 53.1 | #DIV/0! | #DIV/0! | #DIV/0! | #DIV/0! | #DIV/0! | #DIV/0! | #DIV/0! | #DIV/0! | #DIV/0! | #DIV/0! | #DIV/0! | #DIV/0! | #DIV/0! |  |  |  | 53.1 | #DIV/0! | #DIV/0! | #DIV/0! | #DIV/0! | #DIV/0! | #DIV/0! | #DIV/0! | #DIV/0! | #DIV/0! | #DIV/0! | #DIV/0! | #DIV/0! | #DIV/0! |  |  |  | 53.1 | #DIV/0! | #DIV/0! | #DIV/0! | #DIV/0! | #DIV/0! | #DIV/0! | #DIV/0! | #DIV/0! | #DIV/0! | #DIV/0! | #DIV/0! | #DIV/0! | #DIV/0! |  |  |  | 53.1 | #DIV/0! | #DIV/0! | #DIV/0! | #DIV/0! | #DIV/0! | #DIV/0! | #DIV/0! | #DIV/0! | #DIV/0! | #DIV/0! | #DIV/0! | #DIV/0! | #DIV/0!
[15 empty] | 53.2 | 73.075 | 54.667 | 3097.4928 | 4543.5323 | 3097.4928 | 4543.5323 | 22.4769 | 24.7276 | 1 | 1 | 3097.4928 | 4543.5323 |  |  |  |  | 53.2 | #DIV/0! | #DIV/0! | #DIV/0! | #DIV/0! | #DIV/0! | #DIV/0! | #DIV/0! | #DIV/0! | #DIV/0! | #DIV/0! | #DIV/0! | #DIV/0! | #DIV/0! |  |  |  | 53.2 | #DIV/0! | #DIV/0! | #DIV/0! | #DIV/0! | #DIV/0! | #DIV/0! | #DIV/0! | #DIV/0! | #DIV/0! | #DIV/0! | #DIV/0! | #DIV/0! | #DIV/0! |  |  |  | 53.2 | #DIV/0! | #DIV/0! | #DIV/0! | #DIV/0! | #DIV/0! | #DIV/0! | #DIV/0! | #DIV/0! | #DIV/0! | #DIV/0! | #DIV/0! | #DIV/0! | #DIV/0! |  |  |  | 53.2 | #DIV/0! | #DIV/0! | #DIV/0! | #DIV/0! | #DIV/0! | #DIV/0! | #DIV/0! | #DIV/0! | #DIV/0! | #DIV/0! | #DIV/0! | #DIV/0! | #DIV/0! |  |  |  | 53.2 | #DIV/0! | #DIV/0! | #DIV/0! | #DIV/0! | #DIV/0! | #DIV/0! | #DIV/0! | #DIV/0! | #DIV/0! | #DIV/0! | #DIV/0! | #DIV/0! | #DIV/0! |  |  |  | 53.2 | #DIV/0! | #DIV/0! | #DIV/0! | #DIV/0! | #DIV/0! | #DIV/0! | #DIV/0! | #DIV/0! | #DIV/0! | #DIV/0! | #DIV/0! | #DIV/0! | #DIV/0! |  |  |  | 53.2 | #DIV/0! | #DIV/0! | #DIV/0! | #DIV/0! | #DIV/0! | #DIV/0! | #DIV/0! | #DIV/0! | #DIV/0! | #DIV/0! | #DIV/0! | #DIV/0! | #DIV/0!
[15 empty] | 53.3 | 73.1703 | 54.5394 | 3098.3915 | 4542.3355 | 3098.3915 | 4542.3355 | 22.5128 | 24.7533 | 1 | 1 | 3098.3915 | 4542.3355 |  |  |  |  | 53.3 | #DIV/0! | #DIV/0! | #DIV/0! | #DIV/0! | #DIV/0! | #DIV/0! | #DIV/0! | #DIV/0! | #DIV/0! | #DIV/0! | #DIV/0! | #DIV/0! | #DIV/0! |  |  |  | 53.3 | #DIV/0! | #DIV/0! | #DIV/0! | #DIV/0! | #DIV/0! | #DIV/0! | #DIV/0! | #DIV/0! | #DIV/0! | #DIV/0! | #DIV/0! | #DIV/0! | #DIV/0! |  |  |  | 53.3 | #DIV/0! | #DIV/0! | #DIV/0! | #DIV/0! | #DIV/0! | #DIV/0! | #DIV/0! | #DIV/0! | #DIV/0! | #DIV/0! | #DIV/0! | #DIV/0! | #DIV/0! |  |  |  | 53.3 | #DIV/0! | #DIV/0! | #DIV/0! | #DIV/0! | #DIV/0! | #DIV/0! | #DIV/0! | #DIV/0! | #DIV/0! | #DIV/0! | #DIV/0! | #DIV/0! | #DIV/0! |  |  |  | 53.3 | #DIV/0! | #DIV/0! | #DIV/0! | #DIV/0! | #DIV/0! | #DIV/0! | #DIV/0! | #DIV/0! | #DIV/0! | #DIV/0! | #DIV/0! | #DIV/0! | #DIV/0! |  |  |  | 53.3 | #DIV/0! | #DIV/0! | #DIV/0! | #DIV/0! | #DIV/0! | #DIV/0! | #DIV/0! | #DIV/0! | #DIV/0! | #DIV/0! | #DIV/0! | #DIV/0! | #DIV/0! |  |  |  | 53.3 | #DIV/0! | #DIV/0! | #DIV/0! | #DIV/0! | #DIV/0! | #DIV/0! | #DIV/0! | #DIV/0! | #DIV/0! | #DIV/0! | #DIV/0! | #DIV/0! | #DIV/0!
[15 empty] | 53.4 | 73.2653 | 54.4116 | 3099.2918 | 4541.1374 | 3099.2918 | 4541.1374 | 22.5486 | 24.7789 | 1 | 1 | 3099.2918 | 4541.1374 |  |  |  |  | 53.4 | #DIV/0! | #DIV/0! | #DIV/0! | #DIV/0! | #DIV/0! | #DIV/0! | #DIV/0! | #DIV/0! | #DIV/0! | #DIV/0! | #DIV/0! | #DIV/0! | #DIV/0! |  |  |  | 53.4 | #DIV/0! | #DIV/0! | #DIV/0! | #DIV/0! | #DIV/0! | #DIV/0! | #DIV/0! | #DIV/0! | #DIV/0! | #DIV/0! | #DIV/0! | #DIV/0! | #DIV/0! |  |  |  | 53.4 | #DIV/0! | #DIV/0! | #DIV/0! | #DIV/0! | #DIV/0! | #DIV/0! | #DIV/0! | #DIV/0! | #DIV/0! | #DIV/0! | #DIV/0! | #DIV/0! | #DIV/0! |  |  |  | 53.4 | #DIV/0! | #DIV/0! | #DIV/0! | #DIV/0! | #DIV/0! | #DIV/0! | #DIV/0! | #DIV/0! | #DIV/0! | #DIV/0! | #DIV/0! | #DIV/0! | #DIV/0! |  |  |  | 53.4 | #DIV/0! | #DIV/0! | #DIV/0! | #DIV/0! | #DIV/0! | #DIV/0! | #DIV/0! | #DIV/0! | #DIV/0! | #DIV/0! | #DIV/0! | #DIV/0! | #DIV/0! |  |  |  | 53.4 | #DIV/0! | #DIV/0! | #DIV/0! | #DIV/0! | #DIV/0! | #DIV/0! | #DIV/0! | #DIV/0! | #DIV/0! | #DIV/0! | #DIV/0! | #DIV/0! | #DIV/0! |  |  |  | 53.4 | #DIV/0! | #DIV/0! | #DIV/0! | #DIV/0! | #DIV/0! | #DIV/0! | #DIV/0! | #DIV/0! | #DIV/0! | #DIV/0! | #DIV/0! | #DIV/0! | #DIV/0!
[15 empty] | 53.5 | 73.3602 | 54.2837 | 3100.1937 | 4539.9381 | 3100.1937 | 4539.9381 | 22.5843 | 24.8044 | 1 | 1 | 3100.1937 | 4539.9381 |  |  |  |  | 53.5 | #DIV/0! | #DIV/0! | #DIV/0! | #DIV/0! | #DIV/0! | #DIV/0! | #DIV/0! | #DIV/0! | #DIV/0! | #DIV/0! | #DIV/0! | #DIV/0! | #DIV/0! |  |  |  | 53.5 | #DIV/0! | #DIV/0! | #DIV/0! | #DIV/0! | #DIV/0! | #DIV/0! | #DIV/0! | #DIV/0! | #DIV/0! | #DIV/0! | #DIV/0! | #DIV/0! | #DIV/0! |  |  |  | 53.5 | #DIV/0! | #DIV/0! | #DIV/0! | #DIV/0! | #DIV/0! | #DIV/0! | #DIV/0! | #DIV/0! | #DIV/0! | #DIV/0! | #DIV/0! | #DIV/0! | #DIV/0! |  |  |  | 53.5 | #DIV/0! | #DIV/0! | #DIV/0! | #DIV/0! | #DIV/0! | #DIV/0! | #DIV/0! | #DIV/0! | #DIV/0! | #DIV/0! | #DIV/0! | #DIV/0! | #DIV/0! |  |  |  | 53.5 | #DIV/0! | #DIV/0! | #DIV/0! | #DIV/0! | #DIV/0! | #DIV/0! | #DIV/0! | #DIV/0! | #DIV/0! | #DIV/0! | #DIV/0! | #DIV/0! | #DIV/0! |  |  |  | 53.5 | #DIV/0! | #DIV/0! | #DIV/0! | #DIV/0! | #DIV/0! | #DIV/0! | #DIV/0! | #DIV/0! | #DIV/0! | #DIV/0! | #DIV/0! | #DIV/0! | #DIV/0! |  |  |  | 53.5 | #DIV/0! | #DIV/0! | #DIV/0! | #DIV/0! | #DIV/0! | #DIV/0! | #DIV/0! | #DIV/0! | #DIV/0! | #DIV/0! | #DIV/0! | #DIV/0! | #DIV/0!
[15 empty] | 53.6 | 73.4548 | 54.1556 | 3101.0971 | 4538.7376 | 3101.0971 | 4538.7376 | 22.62 | 24.8299 | 1 | 1 | 3101.0971 | 4538.7376 |  |  |  |  | 53.6 | #DIV/0! | #DIV/0! | #DIV/0! | #DIV/0! | #DIV/0! | #DIV/0! | #DIV/0! | #DIV/0! | #DIV/0! | #DIV/0! | #DIV/0! | #DIV/0! | #DIV/0! |  |  |  | 53.6 | #DIV/0! | #DIV/0! | #DIV/0! | #DIV/0! | #DIV/0! | #DIV/0! | #DIV/0! | #DIV/0! | #DIV/0! | #DIV/0! | #DIV/0! | #DIV/0! | #DIV/0! |  |  |  | 53.6 | #DIV/0! | #DIV/0! | #DIV/0! | #DIV/0! | #DIV/0! | #DIV/0! | #DIV/0! | #DIV/0! | #DIV/0! | #DIV/0! | #DIV/0! | #DIV/0! | #DIV/0! |  |  |  | 53.6 | #DIV/0! | #DIV/0! | #DIV/0! | #DIV/0! | #DIV/0! | #DIV/0! | #DIV/0! | #DIV/0! | #DIV/0! | #DIV/0! | #DIV/0! | #DIV/0! | #DIV/0! |  |  |  | 53.6 | #DIV/0! | #DIV/0! | #DIV/0! | #DIV/0! | #DIV/0! | #DIV/0! | #DIV/0! | #DIV/0! | #DIV/0! | #DIV/0! | #DIV/0! | #DIV/0! | #DIV/0! |  |  |  | 53.6 | #DIV/0! | #DIV/0! | #DIV/0! | #DIV/0! | #DIV/0! | #DIV/0! | #DIV/0! | #DIV/0! | #DIV/0! | #DIV/0! | #DIV/0! | #DIV/0! | #DIV/0! |  |  |  | 53.6 | #DIV/0! | #DIV/0! | #DIV/0! | #DIV/0! | #DIV/0! | #DIV/0! | #DIV/0! | #DIV/0! | #DIV/0! | #DIV/0! | #DIV/0! | #DIV/0! | #DIV/0!
[15 empty] | 53.7 | 73.5492 | 54.0273 | 3102.002 | 4537.5359 | 3102.002 | 4537.5359 | 22.6557 | 24.8552 | 1 | 1 | 3102.002 | 4537.5359 |  |  |  |  | 53.7 | #DIV/0! | #DIV/0! | #DIV/0! | #DIV/0! | #DIV/0! | #DIV/0! | #DIV/0! | #DIV/0! | #DIV/0! | #DIV/0! | #DIV/0! | #DIV/0! | #DIV/0! |  |  |  | 53.7 | #DIV/0! | #DIV/0! | #DIV/0! | #DIV/0! | #DIV/0! | #DIV/0! | #DIV/0! | #DIV/0! | #DIV/0! | #DIV/0! | #DIV/0! | #DIV/0! | #DIV/0! |  |  |  | 53.7 | #DIV/0! | #DIV/0! | #DIV/0! | #DIV/0! | #DIV/0! | #DIV/0! | #DIV/0! | #DIV/0! | #DIV/0! | #DIV/0! | #DIV/0! | #DIV/0! | #DIV/0! |  |  |  | 53.7 | #DIV/0! | #DIV/0! | #DIV/0! | #DIV/0! | #DIV/0! | #DIV/0! | #DIV/0! | #DIV/0! | #DIV/0! | #DIV/0! | #DIV/0! | #DIV/0! | #DIV/0! |  |  |  | 53.7 | #DIV/0! | #DIV/0! | #DIV/0! | #DIV/0! | #DIV/0! | #DIV/0! | #DIV/0! | #DIV/0! | #DIV/0! | #DIV/0! | #DIV/0! | #DIV/0! | #DIV/0! |  |  |  | 53.7 | #DIV/0! | #DIV/0! | #DIV/0! | #DIV/0! | #DIV/0! | #DIV/0! | #DIV/0! | #DIV/0! | #DIV/0! | #DIV/0! | #DIV/0! | #DIV/0! | #DIV/0! |  |  |  | 53.7 | #DIV/0! | #DIV/0! | #DIV/0! | #DIV/0! | #DIV/0! | #DIV/0! | #DIV/0! | #DIV/0! | #DIV/0! | #DIV/0! | #DIV/0! | #DIV/0! | #DIV/0!
[15 empty] | 53.8 | 73.6434 | 53.8988 | 3102.9084 | 4536.3329 | 3102.9084 | 4536.3329 | 22.6914 | 24.8804 | 1 | 1 | 3102.9084 | 4536.3329 |  |  |  |  | 53.8 | #DIV/0! | #DIV/0! | #DIV/0! | #DIV/0! | #DIV/0! | #DIV/0! | #DIV/0! | #DIV/0! | #DIV/0! | #DIV/0! | #DIV/0! | #DIV/0! | #DIV/0! |  |  |  | 53.8 | #DIV/0! | #DIV/0! | #DIV/0! | #DIV/0! | #DIV/0! | #DIV/0! | #DIV/0! | #DIV/0! | #DIV/0! | #DIV/0! | #DIV/0! | #DIV/0! | #DIV/0! |  |  |  | 53.8 | #DIV/0! | #DIV/0! | #DIV/0! | #DIV/0! | #DIV/0! | #DIV/0! | #DIV/0! | #DIV/0! | #DIV/0! | #DIV/0! | #DIV/0! | #DIV/0! | #DIV/0! |  |  |  | 53.8 | #DIV/0! | #DIV/0! | #DIV/0! | #DIV/0! | #DIV/0! | #DIV/0! | #DIV/0! | #DIV/0! | #DIV/0! | #DIV/0! | #DIV/0! | #DIV/0! | #DIV/0! |  |  |  | 53.8 | #DIV/0! | #DIV/0! | #DIV/0! | #DIV/0! | #DIV/0! | #DIV/0! | #DIV/0! | #DIV/0! | #DIV/0! | #DIV/0! | #DIV/0! | #DIV/0! | #DIV/0! |  |  |  | 53.8 | #DIV/0! | #DIV/0! | #DIV/0! | #DIV/0! | #DIV/0! | #DIV/0! | #DIV/0! | #DIV/0! | #DIV/0! | #DIV/0! | #DIV/0! | #DIV/0! | #DIV/0! |  |  |  | 53.8 | #DIV/0! | #DIV/0! | #DIV/0! | #DIV/0! | #DIV/0! | #DIV/0! | #DIV/0! | #DIV/0! | #DIV/0! | #DIV/0! | #DIV/0! | #DIV/0! | #DIV/0!
[15 empty] | 53.9 | 73.7374 | 53.7702 | 3103.8164 | 4535.1287 | 3103.8164 | 4535.1287 | 22.727 | 24.9056 | 1 | 1 | 3103.8164 | 4535.1287 |  |  |  |  | 53.9 | #DIV/0! | #DIV/0! | #DIV/0! | #DIV/0! | #DIV/0! | #DIV/0! | #DIV/0! | #DIV/0! | #DIV/0! | #DIV/0! | #DIV/0! | #DIV/0! | #DIV/0! |  |  |  | 53.9 | #DIV/0! | #DIV/0! | #DIV/0! | #DIV/0! | #DIV/0! | #DIV/0! | #DIV/0! | #DIV/0! | #DIV/0! | #DIV/0! | #DIV/0! | #DIV/0! | #DIV/0! |  |  |  | 53.9 | #DIV/0! | #DIV/0! | #DIV/0! | #DIV/0! | #DIV/0! | #DIV/0! | #DIV/0! | #DIV/0! | #DIV/0! | #DIV/0! | #DIV/0! | #DIV/0! | #DIV/0! |  |  |  | 53.9 | #DIV/0! | #DIV/0! | #DIV/0! | #DIV/0! | #DIV/0! | #DIV/0! | #DIV/0! | #DIV/0! | #DIV/0! | #DIV/0! | #DIV/0! | #DIV/0! | #DIV/0! |  |  |  | 53.9 | #DIV/0! | #DIV/0! | #DIV/0! | #DIV/0! | #DIV/0! | #DIV/0! | #DIV/0! | #DIV/0! | #DIV/0! | #DIV/0! | #DIV/0! | #DIV/0! | #DIV/0! |  |  |  | 53.9 | #DIV/0! | #DIV/0! | #DIV/0! | #DIV/0! | #DIV/0! | #DIV/0! | #DIV/0! | #DIV/0! | #DIV/0! | #DIV/0! | #DIV/0! | #DIV/0! | #DIV/0! |  |  |  | 53.9 | #DIV/0! | #DIV/0! | #DIV/0! | #DIV/0! | #DIV/0! | #DIV/0! | #DIV/0! | #DIV/0! | #DIV/0! | #DIV/0! | #DIV/0! | #DIV/0! | #DIV/0!
[15 empty] | 54 | 73.8311 | 53.6414 | 3104.7258 | 4533.9234 | 3104.7258 | 4533.9234 | 22.7625 | 24.9306 | 1 | 1 | 3104.7258 | 4533.9234 |  |  |  |  | 54 | #DIV/0! | #DIV/0! | #DIV/0! | #DIV/0! | #DIV/0! | #DIV/0! | #DIV/0! | #DIV/0! | #DIV/0! | #DIV/0! | #DIV/0! | #DIV/0! | #DIV/0! |  |  |  | 54 | #DIV/0! | #DIV/0! | #DIV/0! | #DIV/0! | #DIV/0! | #DIV/0! | #DIV/0! | #DIV/0! | #DIV/0! | #DIV/0! | #DIV/0! | #DIV/0! | #DIV/0! |  |  |  | 54 | #DIV/0! | #DIV/0! | #DIV/0! | #DIV/0! | #DIV/0! | #DIV/0! | #DIV/0! | #DIV/0! | #DIV/0! | #DIV/0! | #DIV/0! | #DIV/0! | #DIV/0! |  |  |  | 54 | #DIV/0! | #DIV/0! | #DIV/0! | #DIV/0! | #DIV/0! | #DIV/0! | #DIV/0! | #DIV/0! | #DIV/0! | #DIV/0! | #DIV/0! | #DIV/0! | #DIV/0! |  |  |  | 54 | #DIV/0! | #DIV/0! | #DIV/0! | #DIV/0! | #DIV/0! | #DIV/0! | #DIV/0! | #DIV/0! | #DIV/0! | #DIV/0! | #DIV/0! | #DIV/0! | #DIV/0! |  |  |  | 54 | #DIV/0! | #DIV/0! | #DIV/0! | #DIV/0! | #DIV/0! | #DIV/0! | #DIV/0! | #DIV/0! | #DIV/0! | #DIV/0! | #DIV/0! | #DIV/0! | #DIV/0! |  |  |  | 54 | #DIV/0! | #DIV/0! | #DIV/0! | #DIV/0! | #DIV/0! | #DIV/0! | #DIV/0! | #DIV/0! | #DIV/0! | #DIV/0! | #DIV/0! | #DIV/0! | #DIV/0!
[15 empty] | 54.1 | 73.9246 | 53.5125 | 3105.6369 | 4532.7168 | 3105.6369 | 4532.7168 | 22.798 | 24.9555 | 1 | 1 | 3105.6369 | 4532.7168 |  |  |  |  | 54.1 | #DIV/0! | #DIV/0! | #DIV/0! | #DIV/0! | #DIV/0! | #DIV/0! | #DIV/0! | #DIV/0! | #DIV/0! | #DIV/0! | #DIV/0! | #DIV/0! | #DIV/0! |  |  |  | 54.1 | #DIV/0! | #DIV/0! | #DIV/0! | #DIV/0! | #DIV/0! | #DIV/0! | #DIV/0! | #DIV/0! | #DIV/0! | #DIV/0! | #DIV/0! | #DIV/0! | #DIV/0! |  |  |  | 54.1 | #DIV/0! | #DIV/0! | #DIV/0! | #DIV/0! | #DIV/0! | #DIV/0! | #DIV/0! | #DIV/0! | #DIV/0! | #DIV/0! | #DIV/0! | #DIV/0! | #DIV/0! |  |  |  | 54.1 | #DIV/0! | #DIV/0! | #DIV/0! | #DIV/0! | #DIV/0! | #DIV/0! | #DIV/0! | #DIV/0! | #DIV/0! | #DIV/0! | #DIV/0! | #DIV/0! | #DIV/0! |  |  |  | 54.1 | #DIV/0! | #DIV/0! | #DIV/0! | #DIV/0! | #DIV/0! | #DIV/0! | #DIV/0! | #DIV/0! | #DIV/0! | #DIV/0! | #DIV/0! | #DIV/0! | #DIV/0! |  |  |  | 54.1 | #DIV/0! | #DIV/0! | #DIV/0! | #DIV/0! | #DIV/0! | #DIV/0! | #DIV/0! | #DIV/0! | #DIV/0! | #DIV/0! | #DIV/0! | #DIV/0! | #DIV/0! |  |  |  | 54.1 | #DIV/0! | #DIV/0! | #DIV/0! | #DIV/0! | #DIV/0! | #DIV/0! | #DIV/0! | #DIV/0! | #DIV/0! | #DIV/0! | #DIV/0! | #DIV/0! | #DIV/0!
[15 empty] | 54.2 | 74.0179 | 53.3834 | 3106.5494 | 4531.509 | 3106.5494 | 4531.509 | 22.8335 | 24.9804 | 1 | 1 | 3106.5494 | 4531.509 |  |  |  |  | 54.2 | #DIV/0! | #DIV/0! | #DIV/0! | #DIV/0! | #DIV/0! | #DIV/0! | #DIV/0! | #DIV/0! | #DIV/0! | #DIV/0! | #DIV/0! | #DIV/0! | #DIV/0! |  |  |  | 54.2 | #DIV/0! | #DIV/0! | #DIV/0! | #DIV/0! | #DIV/0! | #DIV/0! | #DIV/0! | #DIV/0! | #DIV/0! | #DIV/0! | #DIV/0! | #DIV/0! | #DIV/0! |  |  |  | 54.2 | #DIV/0! | #DIV/0! | #DIV/0! | #DIV/0! | #DIV/0! | #DIV/0! | #DIV/0! | #DIV/0! | #DIV/0! | #DIV/0! | #DIV/0! | #DIV/0! | #DIV/0! |  |  |  | 54.2 | #DIV/0! | #DIV/0! | #DIV/0! | #DIV/0! | #DIV/0! | #DIV/0! | #DIV/0! | #DIV/0! | #DIV/0! | #DIV/0! | #DIV/0! | #DIV/0! | #DIV/0! |  |  |  | 54.2 | #DIV/0! | #DIV/0! | #DIV/0! | #DIV/0! | #DIV/0! | #DIV/0! | #DIV/0! | #DIV/0! | #DIV/0! | #DIV/0! | #DIV/0! | #DIV/0! | #DIV/0! |  |  |  | 54.2 | #DIV/0! | #DIV/0! | #DIV/0! | #DIV/0! | #DIV/0! | #DIV/0! | #DIV/0! | #DIV/0! | #DIV/0! | #DIV/0! | #DIV/0! | #DIV/0! | #DIV/0! |  |  |  | 54.2 | #DIV/0! | #DIV/0! | #DIV/0! | #DIV/0! | #DIV/0! | #DIV/0! | #DIV/0! | #DIV/0! | #DIV/0! | #DIV/0! | #DIV/0! | #DIV/0! | #DIV/0!
[15 empty] | 54.3 | 74.111 | 53.2541 | 3107.4635 | 4530.3 | 3107.4635 | 4530.3 | 22.869 | 25.0051 | 1 | 1 | 3107.4635 | 4530.3 |  |  |  |  | 54.3 | #DIV/0! | #DIV/0! | #DIV/0! | #DIV/0! | #DIV/0! | #DIV/0! | #DIV/0! | #DIV/0! | #DIV/0! | #DIV/0! | #DIV/0! | #DIV/0! | #DIV/0! |  |  |  | 54.3 | #DIV/0! | #DIV/0! | #DIV/0! | #DIV/0! | #DIV/0! | #DIV/0! | #DIV/0! | #DIV/0! | #DIV/0! | #DIV/0! | #DIV/0! | #DIV/0! | #DIV/0! |  |  |  | 54.3 | #DIV/0! | #DIV/0! | #DIV/0! | #DIV/0! | #DIV/0! | #DIV/0! | #DIV/0! | #DIV/0! | #DIV/0! | #DIV/0! | #DIV/0! | #DIV/0! | #DIV/0! |  |  |  | 54.3 | #DIV/0! | #DIV/0! | #DIV/0! | #DIV/0! | #DIV/0! | #DIV/0! | #DIV/0! | #DIV/0! | #DIV/0! | #DIV/0! | #DIV/0! | #DIV/0! | #DIV/0! |  |  |  | 54.3 | #DIV/0! | #DIV/0! | #DIV/0! | #DIV/0! | #DIV/0! | #DIV/0! | #DIV/0! | #DIV/0! | #DIV/0! | #DIV/0! | #DIV/0! | #DIV/0! | #DIV/0! |  |  |  | 54.3 | #DIV/0! | #DIV/0! | #DIV/0! | #DIV/0! | #DIV/0! | #DIV/0! | #DIV/0! | #DIV/0! | #DIV/0! | #DIV/0! | #DIV/0! | #DIV/0! | #DIV/0! |  |  |  | 54.3 | #DIV/0! | #DIV/0! | #DIV/0! | #DIV/0! | #DIV/0! | #DIV/0! | #DIV/0! | #DIV/0! | #DIV/0! | #DIV/0! | #DIV/0! | #DIV/0! | #DIV/0!
[15 empty] | 54.4 | 74.2038 | 53.1247 | 3108.379 | 4529.0898 | 3108.379 | 4529.0898 | 22.9043 | 25.0297 | 1 | 1 | 3108.379 | 4529.0898 |  |  |  |  | 54.4 | #DIV/0! | #DIV/0! | #DIV/0! | #DIV/0! | #DIV/0! | #DIV/0! | #DIV/0! | #DIV/0! | #DIV/0! | #DIV/0! | #DIV/0! | #DIV/0! | #DIV/0! |  |  |  | 54.4 | #DIV/0! | #DIV/0! | #DIV/0! | #DIV/0! | #DIV/0! | #DIV/0! | #DIV/0! | #DIV/0! | #DIV/0! | #DIV/0! | #DIV/0! | #DIV/0! | #DIV/0! |  |  |  | 54.4 | #DIV/0! | #DIV/0! | #DIV/0! | #DIV/0! | #DIV/0! | #DIV/0! | #DIV/0! | #DIV/0! | #DIV/0! | #DIV/0! | #DIV/0! | #DIV/0! | #DIV/0! |  |  |  | 54.4 | #DIV/0! | #DIV/0! | #DIV/0! | #DIV/0! | #DIV/0! | #DIV/0! | #DIV/0! | #DIV/0! | #DIV/0! | #DIV/0! | #DIV/0! | #DIV/0! | #DIV/0! |  |  |  | 54.4 | #DIV/0! | #DIV/0! | #DIV/0! | #DIV/0! | #DIV/0! | #DIV/0! | #DIV/0! | #DIV/0! | #DIV/0! | #DIV/0! | #DIV/0! | #DIV/0! | #DIV/0! |  |  |  | 54.4 | #DIV/0! | #DIV/0! | #DIV/0! | #DIV/0! | #DIV/0! | #DIV/0! | #DIV/0! | #DIV/0! | #DIV/0! | #DIV/0! | #DIV/0! | #DIV/0! | #DIV/0! |  |  |  | 54.4 | #DIV/0! | #DIV/0! | #DIV/0! | #DIV/0! | #DIV/0! | #DIV/0! | #DIV/0! | #DIV/0! | #DIV/0! | #DIV/0! | #DIV/0! | #DIV/0! | #DIV/0!
[15 empty] | 54.5 | 74.2964 | 52.9951 | 3109.2962 | 4527.8785 | 3109.2962 | 4527.8785 | 22.9397 | 25.0543 | 1 | 1 | 3109.2962 | 4527.8785 |  |  |  |  | 54.5 | #DIV/0! | #DIV/0! | #DIV/0! | #DIV/0! | #DIV/0! | #DIV/0! | #DIV/0! | #DIV/0! | #DIV/0! | #DIV/0! | #DIV/0! | #DIV/0! | #DIV/0! |  |  |  | 54.5 | #DIV/0! | #DIV/0! | #DIV/0! | #DIV/0! | #DIV/0! | #DIV/0! | #DIV/0! | #DIV/0! | #DIV/0! | #DIV/0! | #DIV/0! | #DIV/0! | #DIV/0! |  |  |  | 54.5 | #DIV/0! | #DIV/0! | #DIV/0! | #DIV/0! | #DIV/0! | #DIV/0! | #DIV/0! | #DIV/0! | #DIV/0! | #DIV/0! | #DIV/0! | #DIV/0! | #DIV/0! |  |  |  | 54.5 | #DIV/0! | #DIV/0! | #DIV/0! | #DIV/0! | #DIV/0! | #DIV/0! | #DIV/0! | #DIV/0! | #DIV/0! | #DIV/0! | #DIV/0! | #DIV/0! | #DIV/0! |  |  |  | 54.5 | #DIV/0! | #DIV/0! | #DIV/0! | #DIV/0! | #DIV/0! | #DIV/0! | #DIV/0! | #DIV/0! | #DIV/0! | #DIV/0! | #DIV/0! | #DIV/0! | #DIV/0! |  |  |  | 54.5 | #DIV/0! | #DIV/0! | #DIV/0! | #DIV/0! | #DIV/0! | #DIV/0! | #DIV/0! | #DIV/0! | #DIV/0! | #DIV/0! | #DIV/0! | #DIV/0! | #DIV/0! |  |  |  | 54.5 | #DIV/0! | #DIV/0! | #DIV/0! | #DIV/0! | #DIV/0! | #DIV/0! | #DIV/0! | #DIV/0! | #DIV/0! | #DIV/0! | #DIV/0! | #DIV/0! | #DIV/0!
[15 empty] | 54.6 | 74.3888 | 52.8654 | 3110.2148 | 4526.6659 | 3110.2148 | 4526.6659 | 22.975 | 25.0787 | 1 | 1 | 3110.2148 | 4526.6659 |  |  |  |  | 54.6 | #DIV/0! | #DIV/0! | #DIV/0! | #DIV/0! | #DIV/0! | #DIV/0! | #DIV/0! | #DIV/0! | #DIV/0! | #DIV/0! | #DIV/0! | #DIV/0! | #DIV/0! |  |  |  | 54.6 | #DIV/0! | #DIV/0! | #DIV/0! | #DIV/0! | #DIV/0! | #DIV/0! | #DIV/0! | #DIV/0! | #DIV/0! | #DIV/0! | #DIV/0! | #DIV/0! | #DIV/0! |  |  |  | 54.6 | #DIV/0! | #DIV/0! | #DIV/0! | #DIV/0! | #DIV/0! | #DIV/0! | #DIV/0! | #DIV/0! | #DIV/0! | #DIV/0! | #DIV/0! | #DIV/0! | #DIV/0! |  |  |  | 54.6 | #DIV/0! | #DIV/0! | #DIV/0! | #DIV/0! | #DIV/0! | #DIV/0! | #DIV/0! | #DIV/0! | #DIV/0! | #DIV/0! | #DIV/0! | #DIV/0! | #DIV/0! |  |  |  | 54.6 | #DIV/0! | #DIV/0! | #DIV/0! | #DIV/0! | #DIV/0! | #DIV/0! | #DIV/0! | #DIV/0! | #DIV/0! | #DIV/0! | #DIV/0! | #DIV/0! | #DIV/0! |  |  |  | 54.6 | #DIV/0! | #DIV/0! | #DIV/0! | #DIV/0! | #DIV/0! | #DIV/0! | #DIV/0! | #DIV/0! | #DIV/0! | #DIV/0! | #DIV/0! | #DIV/0! | #DIV/0! |  |  |  | 54.6 | #DIV/0! | #DIV/0! | #DIV/0! | #DIV/0! | #DIV/0! | #DIV/0! | #DIV/0! | #DIV/0! | #DIV/0! | #DIV/0! | #DIV/0! | #DIV/0! | #DIV/0!
[15 empty] | 54.7 | 74.4809 | 52.7354 | 3111.1349 | 4525.4522 | 3111.1349 | 4525.4522 | 23.0103 | 25.103 | 1 | 1 | 3111.1349 | 4525.4522 |  |  |  |  | 54.7 | #DIV/0! | #DIV/0! | #DIV/0! | #DIV/0! | #DIV/0! | #DIV/0! | #DIV/0! | #DIV/0! | #DIV/0! | #DIV/0! | #DIV/0! | #DIV/0! | #DIV/0! |  |  |  | 54.7 | #DIV/0! | #DIV/0! | #DIV/0! | #DIV/0! | #DIV/0! | #DIV/0! | #DIV/0! | #DIV/0! | #DIV/0! | #DIV/0! | #DIV/0! | #DIV/0! | #DIV/0! |  |  |  | 54.7 | #DIV/0! | #DIV/0! | #DIV/0! | #DIV/0! | #DIV/0! | #DIV/0! | #DIV/0! | #DIV/0! | #DIV/0! | #DIV/0! | #DIV/0! | #DIV/0! | #DIV/0! |  |  |  | 54.7 | #DIV/0! | #DIV/0! | #DIV/0! | #DIV/0! | #DIV/0! | #DIV/0! | #DIV/0! | #DIV/0! | #DIV/0! | #DIV/0! | #DIV/0! | #DIV/0! | #DIV/0! |  |  |  | 54.7 | #DIV/0! | #DIV/0! | #DIV/0! | #DIV/0! | #DIV/0! | #DIV/0! | #DIV/0! | #DIV/0! | #DIV/0! | #DIV/0! | #DIV/0! | #DIV/0! | #DIV/0! |  |  |  | 54.7 | #DIV/0! | #DIV/0! | #DIV/0! | #DIV/0! | #DIV/0! | #DIV/0! | #DIV/0! | #DIV/0! | #DIV/0! | #DIV/0! | #DIV/0! | #DIV/0! | #DIV/0! |  |  |  | 54.7 | #DIV/0! | #DIV/0! | #DIV/0! | #DIV/0! | #DIV/0! | #DIV/0! | #DIV/0! | #DIV/0! | #DIV/0! | #DIV/0! | #DIV/0! | #DIV/0! | #DIV/0!
[15 empty] | 54.8 | 74.5729 | 52.6054 | 3112.0566 | 4524.2373 | 3112.0566 | 4524.2373 | 23.0455 | 25.1273 | 1 | 1 | 3112.0566 | 4524.2373 |  |  |  |  | 54.8 | #DIV/0! | #DIV/0! | #DIV/0! | #DIV/0! | #DIV/0! | #DIV/0! | #DIV/0! | #DIV/0! | #DIV/0! | #DIV/0! | #DIV/0! | #DIV/0! | #DIV/0! |  |  |  | 54.8 | #DIV/0! | #DIV/0! | #DIV/0! | #DIV/0! | #DIV/0! | #DIV/0! | #DIV/0! | #DIV/0! | #DIV/0! | #DIV/0! | #DIV/0! | #DIV/0! | #DIV/0! |  |  |  | 54.8 | #DIV/0! | #DIV/0! | #DIV/0! | #DIV/0! | #DIV/0! | #DIV/0! | #DIV/0! | #DIV/0! | #DIV/0! | #DIV/0! | #DIV/0! | #DIV/0! | #DIV/0! |  |  |  | 54.8 | #DIV/0! | #DIV/0! | #DIV/0! | #DIV/0! | #DIV/0! | #DIV/0! | #DIV/0! | #DIV/0! | #DIV/0! | #DIV/0! | #DIV/0! | #DIV/0! | #DIV/0! |  |  |  | 54.8 | #DIV/0! | #DIV/0! | #DIV/0! | #DIV/0! | #DIV/0! | #DIV/0! | #DIV/0! | #DIV/0! | #DIV/0! | #DIV/0! | #DIV/0! | #DIV/0! | #DIV/0! |  |  |  | 54.8 | #DIV/0! | #DIV/0! | #DIV/0! | #DIV/0! | #DIV/0! | #DIV/0! | #DIV/0! | #DIV/0! | #DIV/0! | #DIV/0! | #DIV/0! | #DIV/0! | #DIV/0! |  |  |  | 54.8 | #DIV/0! | #DIV/0! | #DIV/0! | #DIV/0! | #DIV/0! | #DIV/0! | #DIV/0! | #DIV/0! | #DIV/0! | #DIV/0! | #DIV/0! | #DIV/0! | #DIV/0!
[15 empty] | 54.9 | 74.6646 | 52.4751 | 3112.9798 | 4523.0213 | 3112.9798 | 4523.0213 | 23.0807 | 25.1514 | 1 | 1 | 3112.9798 | 4523.0213 |  |  |  |  | 54.9 | #DIV/0! | #DIV/0! | #DIV/0! | #DIV/0! | #DIV/0! | #DIV/0! | #DIV/0! | #DIV/0! | #DIV/0! | #DIV/0! | #DIV/0! | #DIV/0! | #DIV/0! |  |  |  | 54.9 | #DIV/0! | #DIV/0! | #DIV/0! | #DIV/0! | #DIV/0! | #DIV/0! | #DIV/0! | #DIV/0! | #DIV/0! | #DIV/0! | #DIV/0! | #DIV/0! | #DIV/0! |  |  |  | 54.9 | #DIV/0! | #DIV/0! | #DIV/0! | #DIV/0! | #DIV/0! | #DIV/0! | #DIV/0! | #DIV/0! | #DIV/0! | #DIV/0! | #DIV/0! | #DIV/0! | #DIV/0! |  |  |  | 54.9 | #DIV/0! | #DIV/0! | #DIV/0! | #DIV/0! | #DIV/0! | #DIV/0! | #DIV/0! | #DIV/0! | #DIV/0! | #DIV/0! | #DIV/0! | #DIV/0! | #DIV/0! |  |  |  | 54.9 | #DIV/0! | #DIV/0! | #DIV/0! | #DIV/0! | #DIV/0! | #DIV/0! | #DIV/0! | #DIV/0! | #DIV/0! | #DIV/0! | #DIV/0! | #DIV/0! | #DIV/0! |  |  |  | 54.9 | #DIV/0! | #DIV/0! | #DIV/0! | #DIV/0! | #DIV/0! | #DIV/0! | #DIV/0! | #DIV/0! | #DIV/0! | #DIV/0! | #DIV/0! | #DIV/0! | #DIV/0! |  |  |  | 54.9 | #DIV/0! | #DIV/0! | #DIV/0! | #DIV/0! | #DIV/0! | #DIV/0! | #DIV/0! | #DIV/0! | #DIV/0! | #DIV/0! | #DIV/0! | #DIV/0! | #DIV/0!
[15 empty] | 55 | 74.756 | 52.3447 | 3113.9044 | 4521.8041 | 3113.9044 | 4521.8041 | 23.1158 | 25.1754 | 1 | 1 | 3113.9044 | 4521.8041 |  |  |  |  | 55 | #DIV/0! | #DIV/0! | #DIV/0! | #DIV/0! | #DIV/0! | #DIV/0! | #DIV/0! | #DIV/0! | #DIV/0! | #DIV/0! | #DIV/0! | #DIV/0! | #DIV/0! |  |  |  | 55 | #DIV/0! | #DIV/0! | #DIV/0! | #DIV/0! | #DIV/0! | #DIV/0! | #DIV/0! | #DIV/0! | #DIV/0! | #DIV/0! | #DIV/0! | #DIV/0! | #DIV/0! |  |  |  | 55 | #DIV/0! | #DIV/0! | #DIV/0! | #DIV/0! | #DIV/0! | #DIV/0! | #DIV/0! | #DIV/0! | #DIV/0! | #DIV/0! | #DIV/0! | #DIV/0! | #DIV/0! |  |  |  | 55 | #DIV/0! | #DIV/0! | #DIV/0! | #DIV/0! | #DIV/0! | #DIV/0! | #DIV/0! | #DIV/0! | #DIV/0! | #DIV/0! | #DIV/0! | #DIV/0! | #DIV/0! |  |  |  | 55 | #DIV/0! | #DIV/0! | #DIV/0! | #DIV/0! | #DIV/0! | #DIV/0! | #DIV/0! | #DIV/0! | #DIV/0! | #DIV/0! | #DIV/0! | #DIV/0! | #DIV/0! |  |  |  | 55 | #DIV/0! | #DIV/0! | #DIV/0! | #DIV/0! | #DIV/0! | #DIV/0! | #DIV/0! | #DIV/0! | #DIV/0! | #DIV/0! | #DIV/0! | #DIV/0! | #DIV/0! |  |  |  | 55 | #DIV/0! | #DIV/0! | #DIV/0! | #DIV/0! | #DIV/0! | #DIV/0! | #DIV/0! | #DIV/0! | #DIV/0! | #DIV/0! | #DIV/0! | #DIV/0! | #DIV/0!
[15 empty] | 55.1 | 74.8473 | 52.2142 | 3114.8306 | 4520.5857 | 3114.8306 | 4520.5857 | 23.1509 | 25.1994 | 1 | 1 | 3114.8306 | 4520.5857 |  |  |  |  | 55.1 | #DIV/0! | #DIV/0! | #DIV/0! | #DIV/0! | #DIV/0! | #DIV/0! | #DIV/0! | #DIV/0! | #DIV/0! | #DIV/0! | #DIV/0! | #DIV/0! | #DIV/0! |  |  |  | 55.1 | #DIV/0! | #DIV/0! | #DIV/0! | #DIV/0! | #DIV/0! | #DIV/0! | #DIV/0! | #DIV/0! | #DIV/0! | #DIV/0! | #DIV/0! | #DIV/0! | #DIV/0! |  |  |  | 55.1 | #DIV/0! | #DIV/0! | #DIV/0! | #DIV/0! | #DIV/0! | #DIV/0! | #DIV/0! | #DIV/0! | #DIV/0! | #DIV/0! | #DIV/0! | #DIV/0! | #DIV/0! |  |  |  | 55.1 | #DIV/0! | #DIV/0! | #DIV/0! | #DIV/0! | #DIV/0! | #DIV/0! | #DIV/0! | #DIV/0! | #DIV/0! | #DIV/0! | #DIV/0! | #DIV/0! | #DIV/0! |  |  |  | 55.1 | #DIV/0! | #DIV/0! | #DIV/0! | #DIV/0! | #DIV/0! | #DIV/0! | #DIV/0! | #DIV/0! | #DIV/0! | #DIV/0! | #DIV/0! | #DIV/0! | #DIV/0! |  |  |  | 55.1 | #DIV/0! | #DIV/0! | #DIV/0! | #DIV/0! | #DIV/0! | #DIV/0! | #DIV/0! | #DIV/0! | #DIV/0! | #DIV/0! | #DIV/0! | #DIV/0! | #DIV/0! |  |  |  | 55.1 | #DIV/0! | #DIV/0! | #DIV/0! | #DIV/0! | #DIV/0! | #DIV/0! | #DIV/0! | #DIV/0! | #DIV/0! | #DIV/0! | #DIV/0! | #DIV/0! | #DIV/0!
[15 empty] | 55.2 | 74.9383 | 52.0835 | 3115.7584 | 4519.3662 | 3115.7584 | 4519.3662 | 23.186 | 25.2232 | 1 | 1 | 3115.7584 | 4519.3662 |  |  |  |  | 55.2 | #DIV/0! | #DIV/0! | #DIV/0! | #DIV/0! | #DIV/0! | #DIV/0! | #DIV/0! | #DIV/0! | #DIV/0! | #DIV/0! | #DIV/0! | #DIV/0! | #DIV/0! |  |  |  | 55.2 | #DIV/0! | #DIV/0! | #DIV/0! | #DIV/0! | #DIV/0! | #DIV/0! | #DIV/0! | #DIV/0! | #DIV/0! | #DIV/0! | #DIV/0! | #DIV/0! | #DIV/0! |  |  |  | 55.2 | #DIV/0! | #DIV/0! | #DIV/0! | #DIV/0! | #DIV/0! | #DIV/0! | #DIV/0! | #DIV/0! | #DIV/0! | #DIV/0! | #DIV/0! | #DIV/0! | #DIV/0! |  |  |  | 55.2 | #DIV/0! | #DIV/0! | #DIV/0! | #DIV/0! | #DIV/0! | #DIV/0! | #DIV/0! | #DIV/0! | #DIV/0! | #DIV/0! | #DIV/0! | #DIV/0! | #DIV/0! |  |  |  | 55.2 | #DIV/0! | #DIV/0! | #DIV/0! | #DIV/0! | #DIV/0! | #DIV/0! | #DIV/0! | #DIV/0! | #DIV/0! | #DIV/0! | #DIV/0! | #DIV/0! | #DIV/0! |  |  |  | 55.2 | #DIV/0! | #DIV/0! | #DIV/0! | #DIV/0! | #DIV/0! | #DIV/0! | #DIV/0! | #DIV/0! | #DIV/0! | #DIV/0! | #DIV/0! | #DIV/0! | #DIV/0! |  |  |  | 55.2 | #DIV/0! | #DIV/0! | #DIV/0! | #DIV/0! | #DIV/0! | #DIV/0! | #DIV/0! | #DIV/0! | #DIV/0! | #DIV/0! | #DIV/0! | #DIV/0! | #DIV/0!
[15 empty] | 55.3 | 75.0291 | 51.9526 | 3116.6876 | 4518.1455 | 3116.6876 | 4518.1455 | 23.221 | 25.247 | 1 | 1 | 3116.6876 | 4518.1455 |  |  |  |  | 55.3 | #DIV/0! | #DIV/0! | #DIV/0! | #DIV/0! | #DIV/0! | #DIV/0! | #DIV/0! | #DIV/0! | #DIV/0! | #DIV/0! | #DIV/0! | #DIV/0! | #DIV/0! |  |  |  | 55.3 | #DIV/0! | #DIV/0! | #DIV/0! | #DIV/0! | #DIV/0! | #DIV/0! | #DIV/0! | #DIV/0! | #DIV/0! | #DIV/0! | #DIV/0! | #DIV/0! | #DIV/0! |  |  |  | 55.3 | #DIV/0! | #DIV/0! | #DIV/0! | #DIV/0! | #DIV/0! | #DIV/0! | #DIV/0! | #DIV/0! | #DIV/0! | #DIV/0! | #DIV/0! | #DIV/0! | #DIV/0! |  |  |  | 55.3 | #DIV/0! | #DIV/0! | #DIV/0! | #DIV/0! | #DIV/0! | #DIV/0! | #DIV/0! | #DIV/0! | #DIV/0! | #DIV/0! | #DIV/0! | #DIV/0! | #DIV/0! |  |  |  | 55.3 | #DIV/0! | #DIV/0! | #DIV/0! | #DIV/0! | #DIV/0! | #DIV/0! | #DIV/0! | #DIV/0! | #DIV/0! | #DIV/0! | #DIV/0! | #DIV/0! | #DIV/0! |  |  |  | 55.3 | #DIV/0! | #DIV/0! | #DIV/0! | #DIV/0! | #DIV/0! | #DIV/0! | #DIV/0! | #DIV/0! | #DIV/0! | #DIV/0! | #DIV/0! | #DIV/0! | #DIV/0! |  |  |  | 55.3 | #DIV/0! | #DIV/0! | #DIV/0! | #DIV/0! | #DIV/0! | #DIV/0! | #DIV/0! | #DIV/0! | #DIV/0! | #DIV/0! | #DIV/0! | #DIV/0! | #DIV/0!
[15 empty] | 55.4 | 75.1196 | 51.8216 | 3117.6183 | 4516.9237 | 3117.6183 | 4516.9237 | 23.256 | 25.2706 | 1 | 1 | 3117.6183 | 4516.9237 |  |  |  |  | 55.4 | #DIV/0! | #DIV/0! | #DIV/0! | #DIV/0! | #DIV/0! | #DIV/0! | #DIV/0! | #DIV/0! | #DIV/0! | #DIV/0! | #DIV/0! | #DIV/0! | #DIV/0! |  |  |  | 55.4 | #DIV/0! | #DIV/0! | #DIV/0! | #DIV/0! | #DIV/0! | #DIV/0! | #DIV/0! | #DIV/0! | #DIV/0! | #DIV/0! | #DIV/0! | #DIV/0! | #DIV/0! |  |  |  | 55.4 | #DIV/0! | #DIV/0! | #DIV/0! | #DIV/0! | #DIV/0! | #DIV/0! | #DIV/0! | #DIV/0! | #DIV/0! | #DIV/0! | #DIV/0! | #DIV/0! | #DIV/0! |  |  |  | 55.4 | #DIV/0! | #DIV/0! | #DIV/0! | #DIV/0! | #DIV/0! | #DIV/0! | #DIV/0! | #DIV/0! | #DIV/0! | #DIV/0! | #DIV/0! | #DIV/0! | #DIV/0! |  |  |  | 55.4 | #DIV/0! | #DIV/0! | #DIV/0! | #DIV/0! | #DIV/0! | #DIV/0! | #DIV/0! | #DIV/0! | #DIV/0! | #DIV/0! | #DIV/0! | #DIV/0! | #DIV/0! |  |  |  | 55.4 | #DIV/0! | #DIV/0! | #DIV/0! | #DIV/0! | #DIV/0! | #DIV/0! | #DIV/0! | #DIV/0! | #DIV/0! | #DIV/0! | #DIV/0! | #DIV/0! | #DIV/0! |  |  |  | 55.4 | #DIV/0! | #DIV/0! | #DIV/0! | #DIV/0! | #DIV/0! | #DIV/0! | #DIV/0! | #DIV/0! | #DIV/0! | #DIV/0! | #DIV/0! | #DIV/0! | #DIV/0!
[15 empty] | 55.5 | 75.21 | 51.6904 | 3118.5505 | 4515.7008 | 3118.5505 | 4515.7008 | 23.2909 | 25.2941 | 1 | 1 | 3118.5505 | 4515.7008 |  |  |  |  | 55.5 | #DIV/0! | #DIV/0! | #DIV/0! | #DIV/0! | #DIV/0! | #DIV/0! | #DIV/0! | #DIV/0! | #DIV/0! | #DIV/0! | #DIV/0! | #DIV/0! | #DIV/0! |  |  |  | 55.5 | #DIV/0! | #DIV/0! | #DIV/0! | #DIV/0! | #DIV/0! | #DIV/0! | #DIV/0! | #DIV/0! | #DIV/0! | #DIV/0! | #DIV/0! | #DIV/0! | #DIV/0! |  |  |  | 55.5 | #DIV/0! | #DIV/0! | #DIV/0! | #DIV/0! | #DIV/0! | #DIV/0! | #DIV/0! | #DIV/0! | #DIV/0! | #DIV/0! | #DIV/0! | #DIV/0! | #DIV/0! |  |  |  | 55.5 | #DIV/0! | #DIV/0! | #DIV/0! | #DIV/0! | #DIV/0! | #DIV/0! | #DIV/0! | #DIV/0! | #DIV/0! | #DIV/0! | #DIV/0! | #DIV/0! | #DIV/0! |  |  |  | 55.5 | #DIV/0! | #DIV/0! | #DIV/0! | #DIV/0! | #DIV/0! | #DIV/0! | #DIV/0! | #DIV/0! | #DIV/0! | #DIV/0! | #DIV/0! | #DIV/0! | #DIV/0! |  |  |  | 55.5 | #DIV/0! | #DIV/0! | #DIV/0! | #DIV/0! | #DIV/0! | #DIV/0! | #DIV/0! | #DIV/0! | #DIV/0! | #DIV/0! | #DIV/0! | #DIV/0! | #DIV/0! |  |  |  | 55.5 | #DIV/0! | #DIV/0! | #DIV/0! | #DIV/0! | #DIV/0! | #DIV/0! | #DIV/0! | #DIV/0! | #DIV/0! | #DIV/0! | #DIV/0! | #DIV/0! | #DIV/0!
[15 empty] | 55.6 | 75.3001 | 51.559 | 3119.4843 | 4514.4767 | 3119.4843 | 4514.4767 | 23.3258 | 25.3176 | 1 | 1 | 3119.4843 | 4514.4767 |  |  |  |  | 55.6 | #DIV/0! | #DIV/0! | #DIV/0! | #DIV/0! | #DIV/0! | #DIV/0! | #DIV/0! | #DIV/0! | #DIV/0! | #DIV/0! | #DIV/0! | #DIV/0! | #DIV/0! |  |  |  | 55.6 | #DIV/0! | #DIV/0! | #DIV/0! | #DIV/0! | #DIV/0! | #DIV/0! | #DIV/0! | #DIV/0! | #DIV/0! | #DIV/0! | #DIV/0! | #DIV/0! | #DIV/0! |  |  |  | 55.6 | #DIV/0! | #DIV/0! | #DIV/0! | #DIV/0! | #DIV/0! | #DIV/0! | #DIV/0! | #DIV/0! | #DIV/0! | #DIV/0! | #DIV/0! | #DIV/0! | #DIV/0! |  |  |  | 55.6 | #DIV/0! | #DIV/0! | #DIV/0! | #DIV/0! | #DIV/0! | #DIV/0! | #DIV/0! | #DIV/0! | #DIV/0! | #DIV/0! | #DIV/0! | #DIV/0! | #DIV/0! |  |  |  | 55.6 | #DIV/0! | #DIV/0! | #DIV/0! | #DIV/0! | #DIV/0! | #DIV/0! | #DIV/0! | #DIV/0! | #DIV/0! | #DIV/0! | #DIV/0! | #DIV/0! | #DIV/0! |  |  |  | 55.6 | #DIV/0! | #DIV/0! | #DIV/0! | #DIV/0! | #DIV/0! | #DIV/0! | #DIV/0! | #DIV/0! | #DIV/0! | #DIV/0! | #DIV/0! | #DIV/0! | #DIV/0! |  |  |  | 55.6 | #DIV/0! | #DIV/0! | #DIV/0! | #DIV/0! | #DIV/0! | #DIV/0! | #DIV/0! | #DIV/0! | #DIV/0! | #DIV/0! | #DIV/0! | #DIV/0! | #DIV/0!
[15 empty] | 55.7 | 75.3899 | 51.4275 | 3120.4195 | 4513.2515 | 3120.4195 | 4513.2515 | 23.3606 | 25.3409 | 1 | 1 | 3120.4195 | 4513.2515 |  |  |  |  | 55.7 | #DIV/0! | #DIV/0! | #DIV/0! | #DIV/0! | #DIV/0! | #DIV/0! | #DIV/0! | #DIV/0! | #DIV/0! | #DIV/0! | #DIV/0! | #DIV/0! | #DIV/0! |  |  |  | 55.7 | #DIV/0! | #DIV/0! | #DIV/0! | #DIV/0! | #DIV/0! | #DIV/0! | #DIV/0! | #DIV/0! | #DIV/0! | #DIV/0! | #DIV/0! | #DIV/0! | #DIV/0! |  |  |  | 55.7 | #DIV/0! | #DIV/0! | #DIV/0! | #DIV/0! | #DIV/0! | #DIV/0! | #DIV/0! | #DIV/0! | #DIV/0! | #DIV/0! | #DIV/0! | #DIV/0! | #DIV/0! |  |  |  | 55.7 | #DIV/0! | #DIV/0! | #DIV/0! | #DIV/0! | #DIV/0! | #DIV/0! | #DIV/0! | #DIV/0! | #DIV/0! | #DIV/0! | #DIV/0! | #DIV/0! | #DIV/0! |  |  |  | 55.7 | #DIV/0! | #DIV/0! | #DIV/0! | #DIV/0! | #DIV/0! | #DIV/0! | #DIV/0! | #DIV/0! | #DIV/0! | #DIV/0! | #DIV/0! | #DIV/0! | #DIV/0! |  |  |  | 55.7 | #DIV/0! | #DIV/0! | #DIV/0! | #DIV/0! | #DIV/0! | #DIV/0! | #DIV/0! | #DIV/0! | #DIV/0! | #DIV/0! | #DIV/0! | #DIV/0! | #DIV/0! |  |  |  | 55.7 | #DIV/0! | #DIV/0! | #DIV/0! | #DIV/0! | #DIV/0! | #DIV/0! | #DIV/0! | #DIV/0! | #DIV/0! | #DIV/0! | #DIV/0! | #DIV/0! | #DIV/0!
[15 empty] | 55.8 | 75.4796 | 51.2959 | 3121.3563 | 4512.0252 | 3121.3563 | 4512.0252 | 23.3954 | 25.3641 | 1 | 1 | 3121.3563 | 4512.0252 |  |  |  |  | 55.8 | #DIV/0! | #DIV/0! | #DIV/0! | #DIV/0! | #DIV/0! | #DIV/0! | #DIV/0! | #DIV/0! | #DIV/0! | #DIV/0! | #DIV/0! | #DIV/0! | #DIV/0! |  |  |  | 55.8 | #DIV/0! | #DIV/0! | #DIV/0! | #DIV/0! | #DIV/0! | #DIV/0! | #DIV/0! | #DIV/0! | #DIV/0! | #DIV/0! | #DIV/0! | #DIV/0! | #DIV/0! |  |  |  | 55.8 | #DIV/0! | #DIV/0! | #DIV/0! | #DIV/0! | #DIV/0! | #DIV/0! | #DIV/0! | #DIV/0! | #DIV/0! | #DIV/0! | #DIV/0! | #DIV/0! | #DIV/0! |  |  |  | 55.8 | #DIV/0! | #DIV/0! | #DIV/0! | #DIV/0! | #DIV/0! | #DIV/0! | #DIV/0! | #DIV/0! | #DIV/0! | #DIV/0! | #DIV/0! | #DIV/0! | #DIV/0! |  |  |  | 55.8 | #DIV/0! | #DIV/0! | #DIV/0! | #DIV/0! | #DIV/0! | #DIV/0! | #DIV/0! | #DIV/0! | #DIV/0! | #DIV/0! | #DIV/0! | #DIV/0! | #DIV/0! |  |  |  | 55.8 | #DIV/0! | #DIV/0! | #DIV/0! | #DIV/0! | #DIV/0! | #DIV/0! | #DIV/0! | #DIV/0! | #DIV/0! | #DIV/0! | #DIV/0! | #DIV/0! | #DIV/0! |  |  |  | 55.8 | #DIV/0! | #DIV/0! | #DIV/0! | #DIV/0! | #DIV/0! | #DIV/0! | #DIV/0! | #DIV/0! | #DIV/0! | #DIV/0! | #DIV/0! | #DIV/0! | #DIV/0!
[15 empty] | 55.9 | 75.569 | 51.1641 | 3122.2945 | 4510.7978 | 3122.2945 | 4510.7978 | 23.4302 | 25.3873 | 1 | 1 | 3122.2945 | 4510.7978 |  |  |  |  | 55.9 | #DIV/0! | #DIV/0! | #DIV/0! | #DIV/0! | #DIV/0! | #DIV/0! | #DIV/0! | #DIV/0! | #DIV/0! | #DIV/0! | #DIV/0! | #DIV/0! | #DIV/0! |  |  |  | 55.9 | #DIV/0! | #DIV/0! | #DIV/0! | #DIV/0! | #DIV/0! | #DIV/0! | #DIV/0! | #DIV/0! | #DIV/0! | #DIV/0! | #DIV/0! | #DIV/0! | #DIV/0! |  |  |  | 55.9 | #DIV/0! | #DIV/0! | #DIV/0! | #DIV/0! | #DIV/0! | #DIV/0! | #DIV/0! | #DIV/0! | #DIV/0! | #DIV/0! | #DIV/0! | #DIV/0! | #DIV/0! |  |  |  | 55.9 | #DIV/0! | #DIV/0! | #DIV/0! | #DIV/0! | #DIV/0! | #DIV/0! | #DIV/0! | #DIV/0! | #DIV/0! | #DIV/0! | #DIV/0! | #DIV/0! | #DIV/0! |  |  |  | 55.9 | #DIV/0! | #DIV/0! | #DIV/0! | #DIV/0! | #DIV/0! | #DIV/0! | #DIV/0! | #DIV/0! | #DIV/0! | #DIV/0! | #DIV/0! | #DIV/0! | #DIV/0! |  |  |  | 55.9 | #DIV/0! | #DIV/0! | #DIV/0! | #DIV/0! | #DIV/0! | #DIV/0! | #DIV/0! | #DIV/0! | #DIV/0! | #DIV/0! | #DIV/0! | #DIV/0! | #DIV/0! |  |  |  | 55.9 | #DIV/0! | #DIV/0! | #DIV/0! | #DIV/0! | #DIV/0! | #DIV/0! | #DIV/0! | #DIV/0! | #DIV/0! | #DIV/0! | #DIV/0! | #DIV/0! | #DIV/0!
[15 empty] | 56 | 75.6582 | 51.0321 | 3123.2343 | 4509.5692 | 3123.2343 | 4509.5692 | 23.4649 | 25.4103 | 1 | 1 | 3123.2343 | 4509.5692 |  |  |  |  | 56 | #DIV/0! | #DIV/0! | #DIV/0! | #DIV/0! | #DIV/0! | #DIV/0! | #DIV/0! | #DIV/0! | #DIV/0! | #DIV/0! | #DIV/0! | #DIV/0! | #DIV/0! |  |  |  | 56 | #DIV/0! | #DIV/0! | #DIV/0! | #DIV/0! | #DIV/0! | #DIV/0! | #DIV/0! | #DIV/0! | #DIV/0! | #DIV/0! | #DIV/0! | #DIV/0! | #DIV/0! |  |  |  | 56 | #DIV/0! | #DIV/0! | #DIV/0! | #DIV/0! | #DIV/0! | #DIV/0! | #DIV/0! | #DIV/0! | #DIV/0! | #DIV/0! | #DIV/0! | #DIV/0! | #DIV/0! |  |  |  | 56 | #DIV/0! | #DIV/0! | #DIV/0! | #DIV/0! | #DIV/0! | #DIV/0! | #DIV/0! | #DIV/0! | #DIV/0! | #DIV/0! | #DIV/0! | #DIV/0! | #DIV/0! |  |  |  | 56 | #DIV/0! | #DIV/0! | #DIV/0! | #DIV/0! | #DIV/0! | #DIV/0! | #DIV/0! | #DIV/0! | #DIV/0! | #DIV/0! | #DIV/0! | #DIV/0! | #DIV/0! |  |  |  | 56 | #DIV/0! | #DIV/0! | #DIV/0! | #DIV/0! | #DIV/0! | #DIV/0! | #DIV/0! | #DIV/0! | #DIV/0! | #DIV/0! | #DIV/0! | #DIV/0! | #DIV/0! |  |  |  | 56 | #DIV/0! | #DIV/0! | #DIV/0! | #DIV/0! | #DIV/0! | #DIV/0! | #DIV/0! | #DIV/0! | #DIV/0! | #DIV/0! | #DIV/0! | #DIV/0! | #DIV/0!
[15 empty] | 56.1 | 75.7471 | 50.9 | 3124.1755 | 4508.3396 | 3124.1755 | 4508.3396 | 23.4996 | 25.4333 | 1 | 1 | 3124.1755 | 4508.3396 |  |  |  |  | 56.1 | #DIV/0! | #DIV/0! | #DIV/0! | #DIV/0! | #DIV/0! | #DIV/0! | #DIV/0! | #DIV/0! | #DIV/0! | #DIV/0! | #DIV/0! | #DIV/0! | #DIV/0! |  |  |  | 56.1 | #DIV/0! | #DIV/0! | #DIV/0! | #DIV/0! | #DIV/0! | #DIV/0! | #DIV/0! | #DIV/0! | #DIV/0! | #DIV/0! | #DIV/0! | #DIV/0! | #DIV/0! |  |  |  | 56.1 | #DIV/0! | #DIV/0! | #DIV/0! | #DIV/0! | #DIV/0! | #DIV/0! | #DIV/0! | #DIV/0! | #DIV/0! | #DIV/0! | #DIV/0! | #DIV/0! | #DIV/0! |  |  |  | 56.1 | #DIV/0! | #DIV/0! | #DIV/0! | #DIV/0! | #DIV/0! | #DIV/0! | #DIV/0! | #DIV/0! | #DIV/0! | #DIV/0! | #DIV/0! | #DIV/0! | #DIV/0! |  |  |  | 56.1 | #DIV/0! | #DIV/0! | #DIV/0! | #DIV/0! | #DIV/0! | #DIV/0! | #DIV/0! | #DIV/0! | #DIV/0! | #DIV/0! | #DIV/0! | #DIV/0! | #DIV/0! |  |  |  | 56.1 | #DIV/0! | #DIV/0! | #DIV/0! | #DIV/0! | #DIV/0! | #DIV/0! | #DIV/0! | #DIV/0! | #DIV/0! | #DIV/0! | #DIV/0! | #DIV/0! | #DIV/0! |  |  |  | 56.1 | #DIV/0! | #DIV/0! | #DIV/0! | #DIV/0! | #DIV/0! | #DIV/0! | #DIV/0! | #DIV/0! | #DIV/0! | #DIV/0! | #DIV/0! | #DIV/0! | #DIV/0!
[15 empty] | 56.2 | 75.8359 | 50.7677 | 3125.1183 | 4507.1089 | 3125.1183 | 4507.1089 | 23.5342 | 25.4561 | 1 | 1 | 3125.1183 | 4507.1089 |  |  |  |  | 56.2 | #DIV/0! | #DIV/0! | #DIV/0! | #DIV/0! | #DIV/0! | #DIV/0! | #DIV/0! | #DIV/0! | #DIV/0! | #DIV/0! | #DIV/0! | #DIV/0! | #DIV/0! |  |  |  | 56.2 | #DIV/0! | #DIV/0! | #DIV/0! | #DIV/0! | #DIV/0! | #DIV/0! | #DIV/0! | #DIV/0! | #DIV/0! | #DIV/0! | #DIV/0! | #DIV/0! | #DIV/0! |  |  |  | 56.2 | #DIV/0! | #DIV/0! | #DIV/0! | #DIV/0! | #DIV/0! | #DIV/0! | #DIV/0! | #DIV/0! | #DIV/0! | #DIV/0! | #DIV/0! | #DIV/0! | #DIV/0! |  |  |  | 56.2 | #DIV/0! | #DIV/0! | #DIV/0! | #DIV/0! | #DIV/0! | #DIV/0! | #DIV/0! | #DIV/0! | #DIV/0! | #DIV/0! | #DIV/0! | #DIV/0! | #DIV/0! |  |  |  | 56.2 | #DIV/0! | #DIV/0! | #DIV/0! | #DIV/0! | #DIV/0! | #DIV/0! | #DIV/0! | #DIV/0! | #DIV/0! | #DIV/0! | #DIV/0! | #DIV/0! | #DIV/0! |  |  |  | 56.2 | #DIV/0! | #DIV/0! | #DIV/0! | #DIV/0! | #DIV/0! | #DIV/0! | #DIV/0! | #DIV/0! | #DIV/0! | #DIV/0! | #DIV/0! | #DIV/0! | #DIV/0! |  |  |  | 56.2 | #DIV/0! | #DIV/0! | #DIV/0! | #DIV/0! | #DIV/0! | #DIV/0! | #DIV/0! | #DIV/0! | #DIV/0! | #DIV/0! | #DIV/0! | #DIV/0! | #DIV/0!
[15 empty] | 56.3 | 75.9243 | 50.6352 | 3126.0625 | 4505.877 | 3126.0625 | 4505.877 | 23.5688 | 25.4788 | 1 | 1 | 3126.0625 | 4505.877 |  |  |  |  | 56.3 | #DIV/0! | #DIV/0! | #DIV/0! | #DIV/0! | #DIV/0! | #DIV/0! | #DIV/0! | #DIV/0! | #DIV/0! | #DIV/0! | #DIV/0! | #DIV/0! | #DIV/0! |  |  |  | 56.3 | #DIV/0! | #DIV/0! | #DIV/0! | #DIV/0! | #DIV/0! | #DIV/0! | #DIV/0! | #DIV/0! | #DIV/0! | #DIV/0! | #DIV/0! | #DIV/0! | #DIV/0! |  |  |  | 56.3 | #DIV/0! | #DIV/0! | #DIV/0! | #DIV/0! | #DIV/0! | #DIV/0! | #DIV/0! | #DIV/0! | #DIV/0! | #DIV/0! | #DIV/0! | #DIV/0! | #DIV/0! |  |  |  | 56.3 | #DIV/0! | #DIV/0! | #DIV/0! | #DIV/0! | #DIV/0! | #DIV/0! | #DIV/0! | #DIV/0! | #DIV/0! | #DIV/0! | #DIV/0! | #DIV/0! | #DIV/0! |  |  |  | 56.3 | #DIV/0! | #DIV/0! | #DIV/0! | #DIV/0! | #DIV/0! | #DIV/0! | #DIV/0! | #DIV/0! | #DIV/0! | #DIV/0! | #DIV/0! | #DIV/0! | #DIV/0! |  |  |  | 56.3 | #DIV/0! | #DIV/0! | #DIV/0! | #DIV/0! | #DIV/0! | #DIV/0! | #DIV/0! | #DIV/0! | #DIV/0! | #DIV/0! | #DIV/0! | #DIV/0! | #DIV/0! |  |  |  | 56.3 | #DIV/0! | #DIV/0! | #DIV/0! | #DIV/0! | #DIV/0! | #DIV/0! | #DIV/0! | #DIV/0! | #DIV/0! | #DIV/0! | #DIV/0! | #DIV/0! | #DIV/0!
[15 empty] | 56.4 | 76.0126 | 50.5027 | 3127.0082 | 4504.6441 | 3127.0082 | 4504.6441 | 23.6033 | 25.5015 | 1 | 1 | 3127.0082 | 4504.6441 |  |  |  |  | 56.4 | #DIV/0! | #DIV/0! | #DIV/0! | #DIV/0! | #DIV/0! | #DIV/0! | #DIV/0! | #DIV/0! | #DIV/0! | #DIV/0! | #DIV/0! | #DIV/0! | #DIV/0! |  |  |  | 56.4 | #DIV/0! | #DIV/0! | #DIV/0! | #DIV/0! | #DIV/0! | #DIV/0! | #DIV/0! | #DIV/0! | #DIV/0! | #DIV/0! | #DIV/0! | #DIV/0! | #DIV/0! |  |  |  | 56.4 | #DIV/0! | #DIV/0! | #DIV/0! | #DIV/0! | #DIV/0! | #DIV/0! | #DIV/0! | #DIV/0! | #DIV/0! | #DIV/0! | #DIV/0! | #DIV/0! | #DIV/0! |  |  |  | 56.4 | #DIV/0! | #DIV/0! | #DIV/0! | #DIV/0! | #DIV/0! | #DIV/0! | #DIV/0! | #DIV/0! | #DIV/0! | #DIV/0! | #DIV/0! | #DIV/0! | #DIV/0! |  |  |  | 56.4 | #DIV/0! | #DIV/0! | #DIV/0! | #DIV/0! | #DIV/0! | #DIV/0! | #DIV/0! | #DIV/0! | #DIV/0! | #DIV/0! | #DIV/0! | #DIV/0! | #DIV/0! |  |  |  | 56.4 | #DIV/0! | #DIV/0! | #DIV/0! | #DIV/0! | #DIV/0! | #DIV/0! | #DIV/0! | #DIV/0! | #DIV/0! | #DIV/0! | #DIV/0! | #DIV/0! | #DIV/0! |  |  |  | 56.4 | #DIV/0! | #DIV/0! | #DIV/0! | #DIV/0! | #DIV/0! | #DIV/0! | #DIV/0! | #DIV/0! | #DIV/0! | #DIV/0! | #DIV/0! | #DIV/0! | #DIV/0!
[15 empty] | 56.5 | 76.1006 | 50.3699 | 3127.9555 | 4503.4101 | 3127.9555 | 4503.4101 | 23.6378 | 25.524 | 1 | 1 | 3127.9555 | 4503.4101 |  |  |  |  | 56.5 | #DIV/0! | #DIV/0! | #DIV/0! | #DIV/0! | #DIV/0! | #DIV/0! | #DIV/0! | #DIV/0! | #DIV/0! | #DIV/0! | #DIV/0! | #DIV/0! | #DIV/0! |  |  |  | 56.5 | #DIV/0! | #DIV/0! | #DIV/0! | #DIV/0! | #DIV/0! | #DIV/0! | #DIV/0! | #DIV/0! | #DIV/0! | #DIV/0! | #DIV/0! | #DIV/0! | #DIV/0! |  |  |  | 56.5 | #DIV/0! | #DIV/0! | #DIV/0! | #DIV/0! | #DIV/0! | #DIV/0! | #DIV/0! | #DIV/0! | #DIV/0! | #DIV/0! | #DIV/0! | #DIV/0! | #DIV/0! |  |  |  | 56.5 | #DIV/0! | #DIV/0! | #DIV/0! | #DIV/0! | #DIV/0! | #DIV/0! | #DIV/0! | #DIV/0! | #DIV/0! | #DIV/0! | #DIV/0! | #DIV/0! | #DIV/0! |  |  |  | 56.5 | #DIV/0! | #DIV/0! | #DIV/0! | #DIV/0! | #DIV/0! | #DIV/0! | #DIV/0! | #DIV/0! | #DIV/0! | #DIV/0! | #DIV/0! | #DIV/0! | #DIV/0! |  |  |  | 56.5 | #DIV/0! | #DIV/0! | #DIV/0! | #DIV/0! | #DIV/0! | #DIV/0! | #DIV/0! | #DIV/0! | #DIV/0! | #DIV/0! | #DIV/0! | #DIV/0! | #DIV/0! |  |  |  | 56.5 | #DIV/0! | #DIV/0! | #DIV/0! | #DIV/0! | #DIV/0! | #DIV/0! | #DIV/0! | #DIV/0! | #DIV/0! | #DIV/0! | #DIV/0! | #DIV/0! | #DIV/0!
[15 empty] | 56.6 | 76.1884 | 50.237 | 3128.9042 | 4502.175 | 3128.9042 | 4502.175 | 23.6722 | 25.5465 | 1 | 1 | 3128.9042 | 4502.175 |  |  |  |  | 56.6 | #DIV/0! | #DIV/0! | #DIV/0! | #DIV/0! | #DIV/0! | #DIV/0! | #DIV/0! | #DIV/0! | #DIV/0! | #DIV/0! | #DIV/0! | #DIV/0! | #DIV/0! |  |  |  | 56.6 | #DIV/0! | #DIV/0! | #DIV/0! | #DIV/0! | #DIV/0! | #DIV/0! | #DIV/0! | #DIV/0! | #DIV/0! | #DIV/0! | #DIV/0! | #DIV/0! | #DIV/0! |  |  |  | 56.6 | #DIV/0! | #DIV/0! | #DIV/0! | #DIV/0! | #DIV/0! | #DIV/0! | #DIV/0! | #DIV/0! | #DIV/0! | #DIV/0! | #DIV/0! | #DIV/0! | #DIV/0! |  |  |  | 56.6 | #DIV/0! | #DIV/0! | #DIV/0! | #DIV/0! | #DIV/0! | #DIV/0! | #DIV/0! | #DIV/0! | #DIV/0! | #DIV/0! | #DIV/0! | #DIV/0! | #DIV/0! |  |  |  | 56.6 | #DIV/0! | #DIV/0! | #DIV/0! | #DIV/0! | #DIV/0! | #DIV/0! | #DIV/0! | #DIV/0! | #DIV/0! | #DIV/0! | #DIV/0! | #DIV/0! | #DIV/0! |  |  |  | 56.6 | #DIV/0! | #DIV/0! | #DIV/0! | #DIV/0! | #DIV/0! | #DIV/0! | #DIV/0! | #DIV/0! | #DIV/0! | #DIV/0! | #DIV/0! | #DIV/0! | #DIV/0! |  |  |  | 56.6 | #DIV/0! | #DIV/0! | #DIV/0! | #DIV/0! | #DIV/0! | #DIV/0! | #DIV/0! | #DIV/0! | #DIV/0! | #DIV/0! | #DIV/0! | #DIV/0! | #DIV/0!
[15 empty] | 56.7 | 76.276 | 50.104 | 3129.8544 | 4500.9388 | 3129.8544 | 4500.9388 | 23.7066 | 25.5688 | 1 | 1 | 3129.8544 | 4500.9388 |  |  |  |  | 56.7 | #DIV/0! | #DIV/0! | #DIV/0! | #DIV/0! | #DIV/0! | #DIV/0! | #DIV/0! | #DIV/0! | #DIV/0! | #DIV/0! | #DIV/0! | #DIV/0! | #DIV/0! |  |  |  | 56.7 | #DIV/0! | #DIV/0! | #DIV/0! | #DIV/0! | #DIV/0! | #DIV/0! | #DIV/0! | #DIV/0! | #DIV/0! | #DIV/0! | #DIV/0! | #DIV/0! | #DIV/0! |  |  |  | 56.7 | #DIV/0! | #DIV/0! | #DIV/0! | #DIV/0! | #DIV/0! | #DIV/0! | #DIV/0! | #DIV/0! | #DIV/0! | #DIV/0! | #DIV/0! | #DIV/0! | #DIV/0! |  |  |  | 56.7 | #DIV/0! | #DIV/0! | #DIV/0! | #DIV/0! | #DIV/0! | #DIV/0! | #DIV/0! | #DIV/0! | #DIV/0! | #DIV/0! | #DIV/0! | #DIV/0! | #DIV/0! |  |  |  | 56.7 | #DIV/0! | #DIV/0! | #DIV/0! | #DIV/0! | #DIV/0! | #DIV/0! | #DIV/0! | #DIV/0! | #DIV/0! | #DIV/0! | #DIV/0! | #DIV/0! | #DIV/0! |  |  |  | 56.7 | #DIV/0! | #DIV/0! | #DIV/0! | #DIV/0! | #DIV/0! | #DIV/0! | #DIV/0! | #DIV/0! | #DIV/0! | #DIV/0! | #DIV/0! | #DIV/0! | #DIV/0! |  |  |  | 56.7 | #DIV/0! | #DIV/0! | #DIV/0! | #DIV/0! | #DIV/0! | #DIV/0! | #DIV/0! | #DIV/0! | #DIV/0! | #DIV/0! | #DIV/0! | #DIV/0! | #DIV/0!
[15 empty] | 56.8 | 76.3633 | 49.9708 | 3130.8061 | 4499.7016 | 3130.8061 | 4499.7016 | 23.741 | 25.591 | 1 | 1 | 3130.8061 | 4499.7016 |  |  |  |  | 56.8 | #DIV/0! | #DIV/0! | #DIV/0! | #DIV/0! | #DIV/0! | #DIV/0! | #DIV/0! | #DIV/0! | #DIV/0! | #DIV/0! | #DIV/0! | #DIV/0! | #DIV/0! |  |  |  | 56.8 | #DIV/0! | #DIV/0! | #DIV/0! | #DIV/0! | #DIV/0! | #DIV/0! | #DIV/0! | #DIV/0! | #DIV/0! | #DIV/0! | #DIV/0! | #DIV/0! | #DIV/0! |  |  |  | 56.8 | #DIV/0! | #DIV/0! | #DIV/0! | #DIV/0! | #DIV/0! | #DIV/0! | #DIV/0! | #DIV/0! | #DIV/0! | #DIV/0! | #DIV/0! | #DIV/0! | #DIV/0! |  |  |  | 56.8 | #DIV/0! | #DIV/0! | #DIV/0! | #DIV/0! | #DIV/0! | #DIV/0! | #DIV/0! | #DIV/0! | #DIV/0! | #DIV/0! | #DIV/0! | #DIV/0! | #DIV/0! |  |  |  | 56.8 | #DIV/0! | #DIV/0! | #DIV/0! | #DIV/0! | #DIV/0! | #DIV/0! | #DIV/0! | #DIV/0! | #DIV/0! | #DIV/0! | #DIV/0! | #DIV/0! | #DIV/0! |  |  |  | 56.8 | #DIV/0! | #DIV/0! | #DIV/0! | #DIV/0! | #DIV/0! | #DIV/0! | #DIV/0! | #DIV/0! | #DIV/0! | #DIV/0! | #DIV/0! | #DIV/0! | #DIV/0! |  |  |  | 56.8 | #DIV/0! | #DIV/0! | #DIV/0! | #DIV/0! | #DIV/0! | #DIV/0! | #DIV/0! | #DIV/0! | #DIV/0! | #DIV/0! | #DIV/0! | #DIV/0! | #DIV/0!
[15 empty] | 56.9 | 76.4504 | 49.8374 | 3131.7593 | 4498.4633 | 3131.7593 | 4498.4633 | 23.7753 | 25.6132 | 1 | 1 | 3131.7593 | 4498.4633 |  |  |  |  | 56.9 | #DIV/0! | #DIV/0! | #DIV/0! | #DIV/0! | #DIV/0! | #DIV/0! | #DIV/0! | #DIV/0! | #DIV/0! | #DIV/0! | #DIV/0! | #DIV/0! | #DIV/0! |  |  |  | 56.9 | #DIV/0! | #DIV/0! | #DIV/0! | #DIV/0! | #DIV/0! | #DIV/0! | #DIV/0! | #DIV/0! | #DIV/0! | #DIV/0! | #DIV/0! | #DIV/0! | #DIV/0! |  |  |  | 56.9 | #DIV/0! | #DIV/0! | #DIV/0! | #DIV/0! | #DIV/0! | #DIV/0! | #DIV/0! | #DIV/0! | #DIV/0! | #DIV/0! | #DIV/0! | #DIV/0! | #DIV/0! |  |  |  | 56.9 | #DIV/0! | #DIV/0! | #DIV/0! | #DIV/0! | #DIV/0! | #DIV/0! | #DIV/0! | #DIV/0! | #DIV/0! | #DIV/0! | #DIV/0! | #DIV/0! | #DIV/0! |  |  |  | 56.9 | #DIV/0! | #DIV/0! | #DIV/0! | #DIV/0! | #DIV/0! | #DIV/0! | #DIV/0! | #DIV/0! | #DIV/0! | #DIV/0! | #DIV/0! | #DIV/0! | #DIV/0! |  |  |  | 56.9 | #DIV/0! | #DIV/0! | #DIV/0! | #DIV/0! | #DIV/0! | #DIV/0! | #DIV/0! | #DIV/0! | #DIV/0! | #DIV/0! | #DIV/0! | #DIV/0! | #DIV/0! |  |  |  | 56.9 | #DIV/0! | #DIV/0! | #DIV/0! | #DIV/0! | #DIV/0! | #DIV/0! | #DIV/0! | #DIV/0! | #DIV/0! | #DIV/0! | #DIV/0! | #DIV/0! | #DIV/0!
[15 empty] | 57 | 76.5373 | 49.7039 | 3132.7139 | 4497.2239 | 3132.7139 | 4497.2239 | 23.8096 | 25.6352 | 1 | 1 | 3132.7139 | 4497.2239 |  |  |  |  | 57 | #DIV/0! | #DIV/0! | #DIV/0! | #DIV/0! | #DIV/0! | #DIV/0! | #DIV/0! | #DIV/0! | #DIV/0! | #DIV/0! | #DIV/0! | #DIV/0! | #DIV/0! |  |  |  | 57 | #DIV/0! | #DIV/0! | #DIV/0! | #DIV/0! | #DIV/0! | #DIV/0! | #DIV/0! | #DIV/0! | #DIV/0! | #DIV/0! | #DIV/0! | #DIV/0! | #DIV/0! |  |  |  | 57 | #DIV/0! | #DIV/0! | #DIV/0! | #DIV/0! | #DIV/0! | #DIV/0! | #DIV/0! | #DIV/0! | #DIV/0! | #DIV/0! | #DIV/0! | #DIV/0! | #DIV/0! |  |  |  | 57 | #DIV/0! | #DIV/0! | #DIV/0! | #DIV/0! | #DIV/0! | #DIV/0! | #DIV/0! | #DIV/0! | #DIV/0! | #DIV/0! | #DIV/0! | #DIV/0! | #DIV/0! |  |  |  | 57 | #DIV/0! | #DIV/0! | #DIV/0! | #DIV/0! | #DIV/0! | #DIV/0! | #DIV/0! | #DIV/0! | #DIV/0! | #DIV/0! | #DIV/0! | #DIV/0! | #DIV/0! |  |  |  | 57 | #DIV/0! | #DIV/0! | #DIV/0! | #DIV/0! | #DIV/0! | #DIV/0! | #DIV/0! | #DIV/0! | #DIV/0! | #DIV/0! | #DIV/0! | #DIV/0! | #DIV/0! |  |  |  | 57 | #DIV/0! | #DIV/0! | #DIV/0! | #DIV/0! | #DIV/0! | #DIV/0! | #DIV/0! | #DIV/0! | #DIV/0! | #DIV/0! | #DIV/0! | #DIV/0! | #DIV/0!
[15 empty] | 57.1 | 76.6239 | 49.5702 | 3133.6701 | 4495.9835 | 3133.6701 | 4495.9835 | 23.8438 | 25.6571 | 1 | 1 | 3133.6701 | 4495.9835 |  |  |  |  | 57.1 | #DIV/0! | #DIV/0! | #DIV/0! | #DIV/0! | #DIV/0! | #DIV/0! | #DIV/0! | #DIV/0! | #DIV/0! | #DIV/0! | #DIV/0! | #DIV/0! | #DIV/0! |  |  |  | 57.1 | #DIV/0! | #DIV/0! | #DIV/0! | #DIV/0! | #DIV/0! | #DIV/0! | #DIV/0! | #DIV/0! | #DIV/0! | #DIV/0! | #DIV/0! | #DIV/0! | #DIV/0! |  |  |  | 57.1 | #DIV/0! | #DIV/0! | #DIV/0! | #DIV/0! | #DIV/0! | #DIV/0! | #DIV/0! | #DIV/0! | #DIV/0! | #DIV/0! | #DIV/0! | #DIV/0! | #DIV/0! |  |  |  | 57.1 | #DIV/0! | #DIV/0! | #DIV/0! | #DIV/0! | #DIV/0! | #DIV/0! | #DIV/0! | #DIV/0! | #DIV/0! | #DIV/0! | #DIV/0! | #DIV/0! | #DIV/0! |  |  |  | 57.1 | #DIV/0! | #DIV/0! | #DIV/0! | #DIV/0! | #DIV/0! | #DIV/0! | #DIV/0! | #DIV/0! | #DIV/0! | #DIV/0! | #DIV/0! | #DIV/0! | #DIV/0! |  |  |  | 57.1 | #DIV/0! | #DIV/0! | #DIV/0! | #DIV/0! | #DIV/0! | #DIV/0! | #DIV/0! | #DIV/0! | #DIV/0! | #DIV/0! | #DIV/0! | #DIV/0! | #DIV/0! |  |  |  | 57.1 | #DIV/0! | #DIV/0! | #DIV/0! | #DIV/0! | #DIV/0! | #DIV/0! | #DIV/0! | #DIV/0! | #DIV/0! | #DIV/0! | #DIV/0! | #DIV/0! | #DIV/0!
[15 empty] | 57.2 | 76.7103 | 49.4364 | 3134.6277 | 4494.742 | 3134.6277 | 4494.742 | 23.878 | 25.679 | 1 | 1 | 3134.6277 | 4494.742 |  |  |  |  | 57.2 | #DIV/0! | #DIV/0! | #DIV/0! | #DIV/0! | #DIV/0! | #DIV/0! | #DIV/0! | #DIV/0! | #DIV/0! | #DIV/0! | #DIV/0! | #DIV/0! | #DIV/0! |  |  |  | 57.2 | #DIV/0! | #DIV/0! | #DIV/0! | #DIV/0! | #DIV/0! | #DIV/0! | #DIV/0! | #DIV/0! | #DIV/0! | #DIV/0! | #DIV/0! | #DIV/0! | #DIV/0! |  |  |  | 57.2 | #DIV/0! | #DIV/0! | #DIV/0! | #DIV/0! | #DIV/0! | #DIV/0! | #DIV/0! | #DIV/0! | #DIV/0! | #DIV/0! | #DIV/0! | #DIV/0! | #DIV/0! |  |  |  | 57.2 | #DIV/0! | #DIV/0! | #DIV/0! | #DIV/0! | #DIV/0! | #DIV/0! | #DIV/0! | #DIV/0! | #DIV/0! | #DIV/0! | #DIV/0! | #DIV/0! | #DIV/0! |  |  |  | 57.2 | #DIV/0! | #DIV/0! | #DIV/0! | #DIV/0! | #DIV/0! | #DIV/0! | #DIV/0! | #DIV/0! | #DIV/0! | #DIV/0! | #DIV/0! | #DIV/0! | #DIV/0! |  |  |  | 57.2 | #DIV/0! | #DIV/0! | #DIV/0! | #DIV/0! | #DIV/0! | #DIV/0! | #DIV/0! | #DIV/0! | #DIV/0! | #DIV/0! | #DIV/0! | #DIV/0! | #DIV/0! |  |  |  | 57.2 | #DIV/0! | #DIV/0! | #DIV/0! | #DIV/0! | #DIV/0! | #DIV/0! | #DIV/0! | #DIV/0! | #DIV/0! | #DIV/0! | #DIV/0! | #DIV/0! | #DIV/0!
[15 empty] | 57.3 | 76.7965 | 49.3025 | 3135.5869 | 4493.4995 | 3135.5869 | 4493.4995 | 23.9121 | 25.7007 | 1 | 1 | 3135.5869 | 4493.4995 |  |  |  |  | 57.3 | #DIV/0! | #DIV/0! | #DIV/0! | #DIV/0! | #DIV/0! | #DIV/0! | #DIV/0! | #DIV/0! | #DIV/0! | #DIV/0! | #DIV/0! | #DIV/0! | #DIV/0! |  |  |  | 57.3 | #DIV/0! | #DIV/0! | #DIV/0! | #DIV/0! | #DIV/0! | #DIV/0! | #DIV/0! | #DIV/0! | #DIV/0! | #DIV/0! | #DIV/0! | #DIV/0! | #DIV/0! |  |  |  | 57.3 | #DIV/0! | #DIV/0! | #DIV/0! | #DIV/0! | #DIV/0! | #DIV/0! | #DIV/0! | #DIV/0! | #DIV/0! | #DIV/0! | #DIV/0! | #DIV/0! | #DIV/0! |  |  |  | 57.3 | #DIV/0! | #DIV/0! | #DIV/0! | #DIV/0! | #DIV/0! | #DIV/0! | #DIV/0! | #DIV/0! | #DIV/0! | #DIV/0! | #DIV/0! | #DIV/0! | #DIV/0! |  |  |  | 57.3 | #DIV/0! | #DIV/0! | #DIV/0! | #DIV/0! | #DIV/0! | #DIV/0! | #DIV/0! | #DIV/0! | #DIV/0! | #DIV/0! | #DIV/0! | #DIV/0! | #DIV/0! |  |  |  | 57.3 | #DIV/0! | #DIV/0! | #DIV/0! | #DIV/0! | #DIV/0! | #DIV/0! | #DIV/0! | #DIV/0! | #DIV/0! | #DIV/0! | #DIV/0! | #DIV/0! | #DIV/0! |  |  |  | 57.3 | #DIV/0! | #DIV/0! | #DIV/0! | #DIV/0! | #DIV/0! | #DIV/0! | #DIV/0! | #DIV/0! | #DIV/0! | #DIV/0! | #DIV/0! | #DIV/0! | #DIV/0!
[15 empty] | 57.4 | 76.8824 | 49.1684 | 3136.5475 | 4492.2559 | 3136.5475 | 4492.2559 | 23.9462 | 25.7224 | 1 | 1 | 3136.5475 | 4492.2559 |  |  |  |  | 57.4 | #DIV/0! | #DIV/0! | #DIV/0! | #DIV/0! | #DIV/0! | #DIV/0! | #DIV/0! | #DIV/0! | #DIV/0! | #DIV/0! | #DIV/0! | #DIV/0! | #DIV/0! |  |  |  | 57.4 | #DIV/0! | #DIV/0! | #DIV/0! | #DIV/0! | #DIV/0! | #DIV/0! | #DIV/0! | #DIV/0! | #DIV/0! | #DIV/0! | #DIV/0! | #DIV/0! | #DIV/0! |  |  |  | 57.4 | #DIV/0! | #DIV/0! | #DIV/0! | #DIV/0! | #DIV/0! | #DIV/0! | #DIV/0! | #DIV/0! | #DIV/0! | #DIV/0! | #DIV/0! | #DIV/0! | #DIV/0! |  |  |  | 57.4 | #DIV/0! | #DIV/0! | #DIV/0! | #DIV/0! | #DIV/0! | #DIV/0! | #DIV/0! | #DIV/0! | #DIV/0! | #DIV/0! | #DIV/0! | #DIV/0! | #DIV/0! |  |  |  | 57.4 | #DIV/0! | #DIV/0! | #DIV/0! | #DIV/0! | #DIV/0! | #DIV/0! | #DIV/0! | #DIV/0! | #DIV/0! | #DIV/0! | #DIV/0! | #DIV/0! | #DIV/0! |  |  |  | 57.4 | #DIV/0! | #DIV/0! | #DIV/0! | #DIV/0! | #DIV/0! | #DIV/0! | #DIV/0! | #DIV/0! | #DIV/0! | #DIV/0! | #DIV/0! | #DIV/0! | #DIV/0! |  |  |  | 57.4 | #DIV/0! | #DIV/0! | #DIV/0! | #DIV/0! | #DIV/0! | #DIV/0! | #DIV/0! | #DIV/0! | #DIV/0! | #DIV/0! | #DIV/0! | #DIV/0! | #DIV/0!
[15 empty] | 57.5 | 76.9681 | 49.0341 | 3137.5095 | 4491.0113 | 3137.5095 | 4491.0113 | 23.9803 | 25.7439 | 1 | 1 | 3137.5095 | 4491.0113 |  |  |  |  | 57.5 | #DIV/0! | #DIV/0! | #DIV/0! | #DIV/0! | #DIV/0! | #DIV/0! | #DIV/0! | #DIV/0! | #DIV/0! | #DIV/0! | #DIV/0! | #DIV/0! | #DIV/0! |  |  |  | 57.5 | #DIV/0! | #DIV/0! | #DIV/0! | #DIV/0! | #DIV/0! | #DIV/0! | #DIV/0! | #DIV/0! | #DIV/0! | #DIV/0! | #DIV/0! | #DIV/0! | #DIV/0! |  |  |  | 57.5 | #DIV/0! | #DIV/0! | #DIV/0! | #DIV/0! | #DIV/0! | #DIV/0! | #DIV/0! | #DIV/0! | #DIV/0! | #DIV/0! | #DIV/0! | #DIV/0! | #DIV/0! |  |  |  | 57.5 | #DIV/0! | #DIV/0! | #DIV/0! | #DIV/0! | #DIV/0! | #DIV/0! | #DIV/0! | #DIV/0! | #DIV/0! | #DIV/0! | #DIV/0! | #DIV/0! | #DIV/0! |  |  |  | 57.5 | #DIV/0! | #DIV/0! | #DIV/0! | #DIV/0! | #DIV/0! | #DIV/0! | #DIV/0! | #DIV/0! | #DIV/0! | #DIV/0! | #DIV/0! | #DIV/0! | #DIV/0! |  |  |  | 57.5 | #DIV/0! | #DIV/0! | #DIV/0! | #DIV/0! | #DIV/0! | #DIV/0! | #DIV/0! | #DIV/0! | #DIV/0! | #DIV/0! | #DIV/0! | #DIV/0! | #DIV/0! |  |  |  | 57.5 | #DIV/0! | #DIV/0! | #DIV/0! | #DIV/0! | #DIV/0! | #DIV/0! | #DIV/0! | #DIV/0! | #DIV/0! | #DIV/0! | #DIV/0! | #DIV/0! | #DIV/0!
[15 empty] | 57.6 | 77.0536 | 48.8997 | 3138.4731 | 4489.7657 | 3138.4731 | 4489.7657 | 24.0143 | 25.7653 | 1 | 1 | 3138.4731 | 4489.7657 |  |  |  |  | 57.6 | #DIV/0! | #DIV/0! | #DIV/0! | #DIV/0! | #DIV/0! | #DIV/0! | #DIV/0! | #DIV/0! | #DIV/0! | #DIV/0! | #DIV/0! | #DIV/0! | #DIV/0! |  |  |  | 57.6 | #DIV/0! | #DIV/0! | #DIV/0! | #DIV/0! | #DIV/0! | #DIV/0! | #DIV/0! | #DIV/0! | #DIV/0! | #DIV/0! | #DIV/0! | #DIV/0! | #DIV/0! |  |  |  | 57.6 | #DIV/0! | #DIV/0! | #DIV/0! | #DIV/0! | #DIV/0! | #DIV/0! | #DIV/0! | #DIV/0! | #DIV/0! | #DIV/0! | #DIV/0! | #DIV/0! | #DIV/0! |  |  |  | 57.6 | #DIV/0! | #DIV/0! | #DIV/0! | #DIV/0! | #DIV/0! | #DIV/0! | #DIV/0! | #DIV/0! | #DIV/0! | #DIV/0! | #DIV/0! | #DIV/0! | #DIV/0! |  |  |  | 57.6 | #DIV/0! | #DIV/0! | #DIV/0! | #DIV/0! | #DIV/0! | #DIV/0! | #DIV/0! | #DIV/0! | #DIV/0! | #DIV/0! | #DIV/0! | #DIV/0! | #DIV/0! |  |  |  | 57.6 | #DIV/0! | #DIV/0! | #DIV/0! | #DIV/0! | #DIV/0! | #DIV/0! | #DIV/0! | #DIV/0! | #DIV/0! | #DIV/0! | #DIV/0! | #DIV/0! | #DIV/0! |  |  |  | 57.6 | #DIV/0! | #DIV/0! | #DIV/0! | #DIV/0! | #DIV/0! | #DIV/0! | #DIV/0! | #DIV/0! | #DIV/0! | #DIV/0! | #DIV/0! | #DIV/0! | #DIV/0!
[15 empty] | 57.7 | 77.1388 | 48.7651 | 3139.4381 | 4488.5191 | 3139.4381 | 4488.5191 | 24.0482 | 25.7867 | 1 | 1 | 3139.4381 | 4488.5191 |  |  |  |  | 57.7 | #DIV/0! | #DIV/0! | #DIV/0! | #DIV/0! | #DIV/0! | #DIV/0! | #DIV/0! | #DIV/0! | #DIV/0! | #DIV/0! | #DIV/0! | #DIV/0! | #DIV/0! |  |  |  | 57.7 | #DIV/0! | #DIV/0! | #DIV/0! | #DIV/0! | #DIV/0! | #DIV/0! | #DIV/0! | #DIV/0! | #DIV/0! | #DIV/0! | #DIV/0! | #DIV/0! | #DIV/0! |  |  |  | 57.7 | #DIV/0! | #DIV/0! | #DIV/0! | #DIV/0! | #DIV/0! | #DIV/0! | #DIV/0! | #DIV/0! | #DIV/0! | #DIV/0! | #DIV/0! | #DIV/0! | #DIV/0! |  |  |  | 57.7 | #DIV/0! | #DIV/0! | #DIV/0! | #DIV/0! | #DIV/0! | #DIV/0! | #DIV/0! | #DIV/0! | #DIV/0! | #DIV/0! | #DIV/0! | #DIV/0! | #DIV/0! |  |  |  | 57.7 | #DIV/0! | #DIV/0! | #DIV/0! | #DIV/0! | #DIV/0! | #DIV/0! | #DIV/0! | #DIV/0! | #DIV/0! | #DIV/0! | #DIV/0! | #DIV/0! | #DIV/0! |  |  |  | 57.7 | #DIV/0! | #DIV/0! | #DIV/0! | #DIV/0! | #DIV/0! | #DIV/0! | #DIV/0! | #DIV/0! | #DIV/0! | #DIV/0! | #DIV/0! | #DIV/0! | #DIV/0! |  |  |  | 57.7 | #DIV/0! | #DIV/0! | #DIV/0! | #DIV/0! | #DIV/0! | #DIV/0! | #DIV/0! | #DIV/0! | #DIV/0! | #DIV/0! | #DIV/0! | #DIV/0! | #DIV/0!
[15 empty] | 57.8 | 77.2238 | 48.6304 | 3140.4046 | 4487.2714 | 3140.4046 | 4487.2714 | 24.0821 | 25.8079 | 1 | 1 | 3140.4046 | 4487.2714 |  |  |  |  | 57.8 | #DIV/0! | #DIV/0! | #DIV/0! | #DIV/0! | #DIV/0! | #DIV/0! | #DIV/0! | #DIV/0! | #DIV/0! | #DIV/0! | #DIV/0! | #DIV/0! | #DIV/0! |  |  |  | 57.8 | #DIV/0! | #DIV/0! | #DIV/0! | #DIV/0! | #DIV/0! | #DIV/0! | #DIV/0! | #DIV/0! | #DIV/0! | #DIV/0! | #DIV/0! | #DIV/0! | #DIV/0! |  |  |  | 57.8 | #DIV/0! | #DIV/0! | #DIV/0! | #DIV/0! | #DIV/0! | #DIV/0! | #DIV/0! | #DIV/0! | #DIV/0! | #DIV/0! | #DIV/0! | #DIV/0! | #DIV/0! |  |  |  | 57.8 | #DIV/0! | #DIV/0! | #DIV/0! | #DIV/0! | #DIV/0! | #DIV/0! | #DIV/0! | #DIV/0! | #DIV/0! | #DIV/0! | #DIV/0! | #DIV/0! | #DIV/0! |  |  |  | 57.8 | #DIV/0! | #DIV/0! | #DIV/0! | #DIV/0! | #DIV/0! | #DIV/0! | #DIV/0! | #DIV/0! | #DIV/0! | #DIV/0! | #DIV/0! | #DIV/0! | #DIV/0! |  |  |  | 57.8 | #DIV/0! | #DIV/0! | #DIV/0! | #DIV/0! | #DIV/0! | #DIV/0! | #DIV/0! | #DIV/0! | #DIV/0! | #DIV/0! | #DIV/0! | #DIV/0! | #DIV/0! |  |  |  | 57.8 | #DIV/0! | #DIV/0! | #DIV/0! | #DIV/0! | #DIV/0! | #DIV/0! | #DIV/0! | #DIV/0! | #DIV/0! | #DIV/0! | #DIV/0! | #DIV/0! | #DIV/0!
[15 empty] | 57.9 | 77.3086 | 48.4956 | 3141.3726 | 4486.0227 | 3141.3726 | 4486.0227 | 24.116 | 25.829 | 1 | 1 | 3141.3726 | 4486.0227 |  |  |  |  | 57.9 | #DIV/0! | #DIV/0! | #DIV/0! | #DIV/0! | #DIV/0! | #DIV/0! | #DIV/0! | #DIV/0! | #DIV/0! | #DIV/0! | #DIV/0! | #DIV/0! | #DIV/0! |  |  |  | 57.9 | #DIV/0! | #DIV/0! | #DIV/0! | #DIV/0! | #DIV/0! | #DIV/0! | #DIV/0! | #DIV/0! | #DIV/0! | #DIV/0! | #DIV/0! | #DIV/0! | #DIV/0! |  |  |  | 57.9 | #DIV/0! | #DIV/0! | #DIV/0! | #DIV/0! | #DIV/0! | #DIV/0! | #DIV/0! | #DIV/0! | #DIV/0! | #DIV/0! | #DIV/0! | #DIV/0! | #DIV/0! |  |  |  | 57.9 | #DIV/0! | #DIV/0! | #DIV/0! | #DIV/0! | #DIV/0! | #DIV/0! | #DIV/0! | #DIV/0! | #DIV/0! | #DIV/0! | #DIV/0! | #DIV/0! | #DIV/0! |  |  |  | 57.9 | #DIV/0! | #DIV/0! | #DIV/0! | #DIV/0! | #DIV/0! | #DIV/0! | #DIV/0! | #DIV/0! | #DIV/0! | #DIV/0! | #DIV/0! | #DIV/0! | #DIV/0! |  |  |  | 57.9 | #DIV/0! | #DIV/0! | #DIV/0! | #DIV/0! | #DIV/0! | #DIV/0! | #DIV/0! | #DIV/0! | #DIV/0! | #DIV/0! | #DIV/0! | #DIV/0! | #DIV/0! |  |  |  | 57.9 | #DIV/0! | #DIV/0! | #DIV/0! | #DIV/0! | #DIV/0! | #DIV/0! | #DIV/0! | #DIV/0! | #DIV/0! | #DIV/0! | #DIV/0! | #DIV/0! | #DIV/0!
[15 empty] | 58 | 77.3931 | 48.3606 | 3142.342 | 4484.773 | 3142.342 | 4484.773 | 24.1498 | 25.8501 | 1 | 1 | 3142.342 | 4484.773 |  |  |  |  | 58 | #DIV/0! | #DIV/0! | #DIV/0! | #DIV/0! | #DIV/0! | #DIV/0! | #DIV/0! | #DIV/0! | #DIV/0! | #DIV/0! | #DIV/0! | #DIV/0! | #DIV/0! |  |  |  | 58 | #DIV/0! | #DIV/0! | #DIV/0! | #DIV/0! | #DIV/0! | #DIV/0! | #DIV/0! | #DIV/0! | #DIV/0! | #DIV/0! | #DIV/0! | #DIV/0! | #DIV/0! |  |  |  | 58 | #DIV/0! | #DIV/0! | #DIV/0! | #DIV/0! | #DIV/0! | #DIV/0! | #DIV/0! | #DIV/0! | #DIV/0! | #DIV/0! | #DIV/0! | #DIV/0! | #DIV/0! |  |  |  | 58 | #DIV/0! | #DIV/0! | #DIV/0! | #DIV/0! | #DIV/0! | #DIV/0! | #DIV/0! | #DIV/0! | #DIV/0! | #DIV/0! | #DIV/0! | #DIV/0! | #DIV/0! |  |  |  | 58 | #DIV/0! | #DIV/0! | #DIV/0! | #DIV/0! | #DIV/0! | #DIV/0! | #DIV/0! | #DIV/0! | #DIV/0! | #DIV/0! | #DIV/0! | #DIV/0! | #DIV/0! |  |  |  | 58 | #DIV/0! | #DIV/0! | #DIV/0! | #DIV/0! | #DIV/0! | #DIV/0! | #DIV/0! | #DIV/0! | #DIV/0! | #DIV/0! | #DIV/0! | #DIV/0! | #DIV/0! |  |  |  | 58 | #DIV/0! | #DIV/0! | #DIV/0! | #DIV/0! | #DIV/0! | #DIV/0! | #DIV/0! | #DIV/0! | #DIV/0! | #DIV/0! | #DIV/0! | #DIV/0! | #DIV/0!
[15 empty] | 58.1 | 77.4774 | 48.2254 | 3143.3129 | 4483.5223 | 3143.3129 | 4483.5223 | 24.1836 | 25.871 | 1 | 1 | 3143.3129 | 4483.5223 |  |  |  |  | 58.1 | #DIV/0! | #DIV/0! | #DIV/0! | #DIV/0! | #DIV/0! | #DIV/0! | #DIV/0! | #DIV/0! | #DIV/0! | #DIV/0! | #DIV/0! | #DIV/0! | #DIV/0! |  |  |  | 58.1 | #DIV/0! | #DIV/0! | #DIV/0! | #DIV/0! | #DIV/0! | #DIV/0! | #DIV/0! | #DIV/0! | #DIV/0! | #DIV/0! | #DIV/0! | #DIV/0! | #DIV/0! |  |  |  | 58.1 | #DIV/0! | #DIV/0! | #DIV/0! | #DIV/0! | #DIV/0! | #DIV/0! | #DIV/0! | #DIV/0! | #DIV/0! | #DIV/0! | #DIV/0! | #DIV/0! | #DIV/0! |  |  |  | 58.1 | #DIV/0! | #DIV/0! | #DIV/0! | #DIV/0! | #DIV/0! | #DIV/0! | #DIV/0! | #DIV/0! | #DIV/0! | #DIV/0! | #DIV/0! | #DIV/0! | #DIV/0! |  |  |  | 58.1 | #DIV/0! | #DIV/0! | #DIV/0! | #DIV/0! | #DIV/0! | #DIV/0! | #DIV/0! | #DIV/0! | #DIV/0! | #DIV/0! | #DIV/0! | #DIV/0! | #DIV/0! |  |  |  | 58.1 | #DIV/0! | #DIV/0! | #DIV/0! | #DIV/0! | #DIV/0! | #DIV/0! | #DIV/0! | #DIV/0! | #DIV/0! | #DIV/0! | #DIV/0! | #DIV/0! | #DIV/0! |  |  |  | 58.1 | #DIV/0! | #DIV/0! | #DIV/0! | #DIV/0! | #DIV/0! | #DIV/0! | #DIV/0! | #DIV/0! | #DIV/0! | #DIV/0! | #DIV/0! | #DIV/0! | #DIV/0!
[15 empty] | 58.2 | 77.5614 | 48.0901 | 3144.2853 | 4482.2706 | 3144.2853 | 4482.2706 | 24.2173 | 25.8918 | 1 | 1 | 3144.2853 | 4482.2706 |  |  |  |  | 58.2 | #DIV/0! | #DIV/0! | #DIV/0! | #DIV/0! | #DIV/0! | #DIV/0! | #DIV/0! | #DIV/0! | #DIV/0! | #DIV/0! | #DIV/0! | #DIV/0! | #DIV/0! |  |  |  | 58.2 | #DIV/0! | #DIV/0! | #DIV/0! | #DIV/0! | #DIV/0! | #DIV/0! | #DIV/0! | #DIV/0! | #DIV/0! | #DIV/0! | #DIV/0! | #DIV/0! | #DIV/0! |  |  |  | 58.2 | #DIV/0! | #DIV/0! | #DIV/0! | #DIV/0! | #DIV/0! | #DIV/0! | #DIV/0! | #DIV/0! | #DIV/0! | #DIV/0! | #DIV/0! | #DIV/0! | #DIV/0! |  |  |  | 58.2 | #DIV/0! | #DIV/0! | #DIV/0! | #DIV/0! | #DIV/0! | #DIV/0! | #DIV/0! | #DIV/0! | #DIV/0! | #DIV/0! | #DIV/0! | #DIV/0! | #DIV/0! |  |  |  | 58.2 | #DIV/0! | #DIV/0! | #DIV/0! | #DIV/0! | #DIV/0! | #DIV/0! | #DIV/0! | #DIV/0! | #DIV/0! | #DIV/0! | #DIV/0! | #DIV/0! | #DIV/0! |  |  |  | 58.2 | #DIV/0! | #DIV/0! | #DIV/0! | #DIV/0! | #DIV/0! | #DIV/0! | #DIV/0! | #DIV/0! | #DIV/0! | #DIV/0! | #DIV/0! | #DIV/0! | #DIV/0! |  |  |  | 58.2 | #DIV/0! | #DIV/0! | #DIV/0! | #DIV/0! | #DIV/0! | #DIV/0! | #DIV/0! | #DIV/0! | #DIV/0! | #DIV/0! | #DIV/0! | #DIV/0! | #DIV/0!
[15 empty] | 58.3 | 77.6452 | 47.9547 | 3145.2592 | 4481.0179 | 3145.2592 | 4481.0179 | 24.251 | 25.9126 | 1 | 1 | 3145.2592 | 4481.0179 |  |  |  |  | 58.3 | #DIV/0! | #DIV/0! | #DIV/0! | #DIV/0! | #DIV/0! | #DIV/0! | #DIV/0! | #DIV/0! | #DIV/0! | #DIV/0! | #DIV/0! | #DIV/0! | #DIV/0! |  |  |  | 58.3 | #DIV/0! | #DIV/0! | #DIV/0! | #DIV/0! | #DIV/0! | #DIV/0! | #DIV/0! | #DIV/0! | #DIV/0! | #DIV/0! | #DIV/0! | #DIV/0! | #DIV/0! |  |  |  | 58.3 | #DIV/0! | #DIV/0! | #DIV/0! | #DIV/0! | #DIV/0! | #DIV/0! | #DIV/0! | #DIV/0! | #DIV/0! | #DIV/0! | #DIV/0! | #DIV/0! | #DIV/0! |  |  |  | 58.3 | #DIV/0! | #DIV/0! | #DIV/0! | #DIV/0! | #DIV/0! | #DIV/0! | #DIV/0! | #DIV/0! | #DIV/0! | #DIV/0! | #DIV/0! | #DIV/0! | #DIV/0! |  |  |  | 58.3 | #DIV/0! | #DIV/0! | #DIV/0! | #DIV/0! | #DIV/0! | #DIV/0! | #DIV/0! | #DIV/0! | #DIV/0! | #DIV/0! | #DIV/0! | #DIV/0! | #DIV/0! |  |  |  | 58.3 | #DIV/0! | #DIV/0! | #DIV/0! | #DIV/0! | #DIV/0! | #DIV/0! | #DIV/0! | #DIV/0! | #DIV/0! | #DIV/0! | #DIV/0! | #DIV/0! | #DIV/0! |  |  |  | 58.3 | #DIV/0! | #DIV/0! | #DIV/0! | #DIV/0! | #DIV/0! | #DIV/0! | #DIV/0! | #DIV/0! | #DIV/0! | #DIV/0! | #DIV/0! | #DIV/0! | #DIV/0!
[15 empty] | 58.4 | 77.7288 | 47.8191 | 3146.2345 | 4479.7642 | 3146.2345 | 4479.7642 | 24.2846 | 25.9332 | 1 | 1 | 3146.2345 | 4479.7642 |  |  |  |  | 58.4 | #DIV/0! | #DIV/0! | #DIV/0! | #DIV/0! | #DIV/0! | #DIV/0! | #DIV/0! | #DIV/0! | #DIV/0! | #DIV/0! | #DIV/0! | #DIV/0! | #DIV/0! |  |  |  | 58.4 | #DIV/0! | #DIV/0! | #DIV/0! | #DIV/0! | #DIV/0! | #DIV/0! | #DIV/0! | #DIV/0! | #DIV/0! | #DIV/0! | #DIV/0! | #DIV/0! | #DIV/0! |  |  |  | 58.4 | #DIV/0! | #DIV/0! | #DIV/0! | #DIV/0! | #DIV/0! | #DIV/0! | #DIV/0! | #DIV/0! | #DIV/0! | #DIV/0! | #DIV/0! | #DIV/0! | #DIV/0! |  |  |  | 58.4 | #DIV/0! | #DIV/0! | #DIV/0! | #DIV/0! | #DIV/0! | #DIV/0! | #DIV/0! | #DIV/0! | #DIV/0! | #DIV/0! | #DIV/0! | #DIV/0! | #DIV/0! |  |  |  | 58.4 | #DIV/0! | #DIV/0! | #DIV/0! | #DIV/0! | #DIV/0! | #DIV/0! | #DIV/0! | #DIV/0! | #DIV/0! | #DIV/0! | #DIV/0! | #DIV/0! | #DIV/0! |  |  |  | 58.4 | #DIV/0! | #DIV/0! | #DIV/0! | #DIV/0! | #DIV/0! | #DIV/0! | #DIV/0! | #DIV/0! | #DIV/0! | #DIV/0! | #DIV/0! | #DIV/0! | #DIV/0! |  |  |  | 58.4 | #DIV/0! | #DIV/0! | #DIV/0! | #DIV/0! | #DIV/0! | #DIV/0! | #DIV/0! | #DIV/0! | #DIV/0! | #DIV/0! | #DIV/0! | #DIV/0! | #DIV/0!
[15 empty] | 58.5 | 77.8122 | 47.6834 | 3147.2112 | 4478.5096 | 3147.2112 | 4478.5096 | 24.3182 | 25.9538 | 1 | 1 | 3147.2112 | 4478.5096 |  |  |  |  | 58.5 | #DIV/0! | #DIV/0! | #DIV/0! | #DIV/0! | #DIV/0! | #DIV/0! | #DIV/0! | #DIV/0! | #DIV/0! | #DIV/0! | #DIV/0! | #DIV/0! | #DIV/0! |  |  |  | 58.5 | #DIV/0! | #DIV/0! | #DIV/0! | #DIV/0! | #DIV/0! | #DIV/0! | #DIV/0! | #DIV/0! | #DIV/0! | #DIV/0! | #DIV/0! | #DIV/0! | #DIV/0! |  |  |  | 58.5 | #DIV/0! | #DIV/0! | #DIV/0! | #DIV/0! | #DIV/0! | #DIV/0! | #DIV/0! | #DIV/0! | #DIV/0! | #DIV/0! | #DIV/0! | #DIV/0! | #DIV/0! |  |  |  | 58.5 | #DIV/0! | #DIV/0! | #DIV/0! | #DIV/0! | #DIV/0! | #DIV/0! | #DIV/0! | #DIV/0! | #DIV/0! | #DIV/0! | #DIV/0! | #DIV/0! | #DIV/0! |  |  |  | 58.5 | #DIV/0! | #DIV/0! | #DIV/0! | #DIV/0! | #DIV/0! | #DIV/0! | #DIV/0! | #DIV/0! | #DIV/0! | #DIV/0! | #DIV/0! | #DIV/0! | #DIV/0! |  |  |  | 58.5 | #DIV/0! | #DIV/0! | #DIV/0! | #DIV/0! | #DIV/0! | #DIV/0! | #DIV/0! | #DIV/0! | #DIV/0! | #DIV/0! | #DIV/0! | #DIV/0! | #DIV/0! |  |  |  | 58.5 | #DIV/0! | #DIV/0! | #DIV/0! | #DIV/0! | #DIV/0! | #DIV/0! | #DIV/0! | #DIV/0! | #DIV/0! | #DIV/0! | #DIV/0! | #DIV/0! | #DIV/0!
[15 empty] | 58.6 | 77.8953 | 47.5475 | 3148.1895 | 4477.2539 | 3148.1895 | 4477.2539 | 24.3517 | 25.9742 | 1 | 1 | 3148.1895 | 4477.2539 |  |  |  |  | 58.6 | #DIV/0! | #DIV/0! | #DIV/0! | #DIV/0! | #DIV/0! | #DIV/0! | #DIV/0! | #DIV/0! | #DIV/0! | #DIV/0! | #DIV/0! | #DIV/0! | #DIV/0! |  |  |  | 58.6 | #DIV/0! | #DIV/0! | #DIV/0! | #DIV/0! | #DIV/0! | #DIV/0! | #DIV/0! | #DIV/0! | #DIV/0! | #DIV/0! | #DIV/0! | #DIV/0! | #DIV/0! |  |  |  | 58.6 | #DIV/0! | #DIV/0! | #DIV/0! | #DIV/0! | #DIV/0! | #DIV/0! | #DIV/0! | #DIV/0! | #DIV/0! | #DIV/0! | #DIV/0! | #DIV/0! | #DIV/0! |  |  |  | 58.6 | #DIV/0! | #DIV/0! | #DIV/0! | #DIV/0! | #DIV/0! | #DIV/0! | #DIV/0! | #DIV/0! | #DIV/0! | #DIV/0! | #DIV/0! | #DIV/0! | #DIV/0! |  |  |  | 58.6 | #DIV/0! | #DIV/0! | #DIV/0! | #DIV/0! | #DIV/0! | #DIV/0! | #DIV/0! | #DIV/0! | #DIV/0! | #DIV/0! | #DIV/0! | #DIV/0! | #DIV/0! |  |  |  | 58.6 | #DIV/0! | #DIV/0! | #DIV/0! | #DIV/0! | #DIV/0! | #DIV/0! | #DIV/0! | #DIV/0! | #DIV/0! | #DIV/0! | #DIV/0! | #DIV/0! | #DIV/0! |  |  |  | 58.6 | #DIV/0! | #DIV/0! | #DIV/0! | #DIV/0! | #DIV/0! | #DIV/0! | #DIV/0! | #DIV/0! | #DIV/0! | #DIV/0! | #DIV/0! | #DIV/0! | #DIV/0!
[15 empty] | 58.7 | 77.9781 | 47.4114 | 3149.1692 | 4475.9973 | 3149.1692 | 4475.9973 | 24.3852 | 25.9945 | 1 | 1 | 3149.1692 | 4475.9973 |  |  |  |  | 58.7 | #DIV/0! | #DIV/0! | #DIV/0! | #DIV/0! | #DIV/0! | #DIV/0! | #DIV/0! | #DIV/0! | #DIV/0! | #DIV/0! | #DIV/0! | #DIV/0! | #DIV/0! |  |  |  | 58.7 | #DIV/0! | #DIV/0! | #DIV/0! | #DIV/0! | #DIV/0! | #DIV/0! | #DIV/0! | #DIV/0! | #DIV/0! | #DIV/0! | #DIV/0! | #DIV/0! | #DIV/0! |  |  |  | 58.7 | #DIV/0! | #DIV/0! | #DIV/0! | #DIV/0! | #DIV/0! | #DIV/0! | #DIV/0! | #DIV/0! | #DIV/0! | #DIV/0! | #DIV/0! | #DIV/0! | #DIV/0! |  |  |  | 58.7 | #DIV/0! | #DIV/0! | #DIV/0! | #DIV/0! | #DIV/0! | #DIV/0! | #DIV/0! | #DIV/0! | #DIV/0! | #DIV/0! | #DIV/0! | #DIV/0! | #DIV/0! |  |  |  | 58.7 | #DIV/0! | #DIV/0! | #DIV/0! | #DIV/0! | #DIV/0! | #DIV/0! | #DIV/0! | #DIV/0! | #DIV/0! | #DIV/0! | #DIV/0! | #DIV/0! | #DIV/0! |  |  |  | 58.7 | #DIV/0! | #DIV/0! | #DIV/0! | #DIV/0! | #DIV/0! | #DIV/0! | #DIV/0! | #DIV/0! | #DIV/0! | #DIV/0! | #DIV/0! | #DIV/0! | #DIV/0! |  |  |  | 58.7 | #DIV/0! | #DIV/0! | #DIV/0! | #DIV/0! | #DIV/0! | #DIV/0! | #DIV/0! | #DIV/0! | #DIV/0! | #DIV/0! | #DIV/0! | #DIV/0! | #DIV/0!
[15 empty] | 58.8 | 78.0608 | 47.2753 | 3150.1503 | 4474.7397 | 3150.1503 | 4474.7397 | 24.4187 | 26.0148 | 1 | 1 | 3150.1503 | 4474.7397 |  |  |  |  | 58.8 | #DIV/0! | #DIV/0! | #DIV/0! | #DIV/0! | #DIV/0! | #DIV/0! | #DIV/0! | #DIV/0! | #DIV/0! | #DIV/0! | #DIV/0! | #DIV/0! | #DIV/0! |  |  |  | 58.8 | #DIV/0! | #DIV/0! | #DIV/0! | #DIV/0! | #DIV/0! | #DIV/0! | #DIV/0! | #DIV/0! | #DIV/0! | #DIV/0! | #DIV/0! | #DIV/0! | #DIV/0! |  |  |  | 58.8 | #DIV/0! | #DIV/0! | #DIV/0! | #DIV/0! | #DIV/0! | #DIV/0! | #DIV/0! | #DIV/0! | #DIV/0! | #DIV/0! | #DIV/0! | #DIV/0! | #DIV/0! |  |  |  | 58.8 | #DIV/0! | #DIV/0! | #DIV/0! | #DIV/0! | #DIV/0! | #DIV/0! | #DIV/0! | #DIV/0! | #DIV/0! | #DIV/0! | #DIV/0! | #DIV/0! | #DIV/0! |  |  |  | 58.8 | #DIV/0! | #DIV/0! | #DIV/0! | #DIV/0! | #DIV/0! | #DIV/0! | #DIV/0! | #DIV/0! | #DIV/0! | #DIV/0! | #DIV/0! | #DIV/0! | #DIV/0! |  |  |  | 58.8 | #DIV/0! | #DIV/0! | #DIV/0! | #DIV/0! | #DIV/0! | #DIV/0! | #DIV/0! | #DIV/0! | #DIV/0! | #DIV/0! | #DIV/0! | #DIV/0! | #DIV/0! |  |  |  | 58.8 | #DIV/0! | #DIV/0! | #DIV/0! | #DIV/0! | #DIV/0! | #DIV/0! | #DIV/0! | #DIV/0! | #DIV/0! | #DIV/0! | #DIV/0! | #DIV/0! | #DIV/0!
[15 empty] | 58.9 | 78.1432 | 47.139 | 3151.1329 | 4473.4811 | 3151.1329 | 4473.4811 | 24.4521 | 26.0349 | 1 | 1 | 3151.1329 | 4473.4811 |  |  |  |  | 58.9 | #DIV/0! | #DIV/0! | #DIV/0! | #DIV/0! | #DIV/0! | #DIV/0! | #DIV/0! | #DIV/0! | #DIV/0! | #DIV/0! | #DIV/0! | #DIV/0! | #DIV/0! |  |  |  | 58.9 | #DIV/0! | #DIV/0! | #DIV/0! | #DIV/0! | #DIV/0! | #DIV/0! | #DIV/0! | #DIV/0! | #DIV/0! | #DIV/0! | #DIV/0! | #DIV/0! | #DIV/0! |  |  |  | 58.9 | #DIV/0! | #DIV/0! | #DIV/0! | #DIV/0! | #DIV/0! | #DIV/0! | #DIV/0! | #DIV/0! | #DIV/0! | #DIV/0! | #DIV/0! | #DIV/0! | #DIV/0! |  |  |  | 58.9 | #DIV/0! | #DIV/0! | #DIV/0! | #DIV/0! | #DIV/0! | #DIV/0! | #DIV/0! | #DIV/0! | #DIV/0! | #DIV/0! | #DIV/0! | #DIV/0! | #DIV/0! |  |  |  | 58.9 | #DIV/0! | #DIV/0! | #DIV/0! | #DIV/0! | #DIV/0! | #DIV/0! | #DIV/0! | #DIV/0! | #DIV/0! | #DIV/0! | #DIV/0! | #DIV/0! | #DIV/0! |  |  |  | 58.9 | #DIV/0! | #DIV/0! | #DIV/0! | #DIV/0! | #DIV/0! | #DIV/0! | #DIV/0! | #DIV/0! | #DIV/0! | #DIV/0! | #DIV/0! | #DIV/0! | #DIV/0! |  |  |  | 58.9 | #DIV/0! | #DIV/0! | #DIV/0! | #DIV/0! | #DIV/0! | #DIV/0! | #DIV/0! | #DIV/0! | #DIV/0! | #DIV/0! | #DIV/0! | #DIV/0! | #DIV/0!
[15 empty] | 59 | 78.2253 | 47.0025 | 3152.117 | 4472.2216 | 3152.117 | 4472.2216 | 24.4854 | 26.0549 | 1 | 1 | 3152.117 | 4472.2216 |  |  |  |  | 59 | #DIV/0! | #DIV/0! | #DIV/0! | #DIV/0! | #DIV/0! | #DIV/0! | #DIV/0! | #DIV/0! | #DIV/0! | #DIV/0! | #DIV/0! | #DIV/0! | #DIV/0! |  |  |  | 59 | #DIV/0! | #DIV/0! | #DIV/0! | #DIV/0! | #DIV/0! | #DIV/0! | #DIV/0! | #DIV/0! | #DIV/0! | #DIV/0! | #DIV/0! | #DIV/0! | #DIV/0! |  |  |  | 59 | #DIV/0! | #DIV/0! | #DIV/0! | #DIV/0! | #DIV/0! | #DIV/0! | #DIV/0! | #DIV/0! | #DIV/0! | #DIV/0! | #DIV/0! | #DIV/0! | #DIV/0! |  |  |  | 59 | #DIV/0! | #DIV/0! | #DIV/0! | #DIV/0! | #DIV/0! | #DIV/0! | #DIV/0! | #DIV/0! | #DIV/0! | #DIV/0! | #DIV/0! | #DIV/0! | #DIV/0! |  |  |  | 59 | #DIV/0! | #DIV/0! | #DIV/0! | #DIV/0! | #DIV/0! | #DIV/0! | #DIV/0! | #DIV/0! | #DIV/0! | #DIV/0! | #DIV/0! | #DIV/0! | #DIV/0! |  |  |  | 59 | #DIV/0! | #DIV/0! | #DIV/0! | #DIV/0! | #DIV/0! | #DIV/0! | #DIV/0! | #DIV/0! | #DIV/0! | #DIV/0! | #DIV/0! | #DIV/0! | #DIV/0! |  |  |  | 59 | #DIV/0! | #DIV/0! | #DIV/0! | #DIV/0! | #DIV/0! | #DIV/0! | #DIV/0! | #DIV/0! | #DIV/0! | #DIV/0! | #DIV/0! | #DIV/0! | #DIV/0!
[15 empty] | 59.1 | 78.3072 | 46.8659 | 3153.1025 | 4470.9611 | 3153.1025 | 4470.9611 | 24.5187 | 26.0749 | 1 | 1 | 3153.1025 | 4470.9611 |  |  |  |  | 59.1 | #DIV/0! | #DIV/0! | #DIV/0! | #DIV/0! | #DIV/0! | #DIV/0! | #DIV/0! | #DIV/0! | #DIV/0! | #DIV/0! | #DIV/0! | #DIV/0! | #DIV/0! |  |  |  | 59.1 | #DIV/0! | #DIV/0! | #DIV/0! | #DIV/0! | #DIV/0! | #DIV/0! | #DIV/0! | #DIV/0! | #DIV/0! | #DIV/0! | #DIV/0! | #DIV/0! | #DIV/0! |  |  |  | 59.1 | #DIV/0! | #DIV/0! | #DIV/0! | #DIV/0! | #DIV/0! | #DIV/0! | #DIV/0! | #DIV/0! | #DIV/0! | #DIV/0! | #DIV/0! | #DIV/0! | #DIV/0! |  |  |  | 59.1 | #DIV/0! | #DIV/0! | #DIV/0! | #DIV/0! | #DIV/0! | #DIV/0! | #DIV/0! | #DIV/0! | #DIV/0! | #DIV/0! | #DIV/0! | #DIV/0! | #DIV/0! |  |  |  | 59.1 | #DIV/0! | #DIV/0! | #DIV/0! | #DIV/0! | #DIV/0! | #DIV/0! | #DIV/0! | #DIV/0! | #DIV/0! | #DIV/0! | #DIV/0! | #DIV/0! | #DIV/0! |  |  |  | 59.1 | #DIV/0! | #DIV/0! | #DIV/0! | #DIV/0! | #DIV/0! | #DIV/0! | #DIV/0! | #DIV/0! | #DIV/0! | #DIV/0! | #DIV/0! | #DIV/0! | #DIV/0! |  |  |  | 59.1 | #DIV/0! | #DIV/0! | #DIV/0! | #DIV/0! | #DIV/0! | #DIV/0! | #DIV/0! | #DIV/0! | #DIV/0! | #DIV/0! | #DIV/0! | #DIV/0! | #DIV/0!
[15 empty] | 59.2 | 78.3889 | 46.7292 | 3154.0895 | 4469.6997 | 3154.0895 | 4469.6997 | 24.552 | 26.0947 | 1 | 1 | 3154.0895 | 4469.6997 |  |  |  |  | 59.2 | #DIV/0! | #DIV/0! | #DIV/0! | #DIV/0! | #DIV/0! | #DIV/0! | #DIV/0! | #DIV/0! | #DIV/0! | #DIV/0! | #DIV/0! | #DIV/0! | #DIV/0! |  |  |  | 59.2 | #DIV/0! | #DIV/0! | #DIV/0! | #DIV/0! | #DIV/0! | #DIV/0! | #DIV/0! | #DIV/0! | #DIV/0! | #DIV/0! | #DIV/0! | #DIV/0! | #DIV/0! |  |  |  | 59.2 | #DIV/0! | #DIV/0! | #DIV/0! | #DIV/0! | #DIV/0! | #DIV/0! | #DIV/0! | #DIV/0! | #DIV/0! | #DIV/0! | #DIV/0! | #DIV/0! | #DIV/0! |  |  |  | 59.2 | #DIV/0! | #DIV/0! | #DIV/0! | #DIV/0! | #DIV/0! | #DIV/0! | #DIV/0! | #DIV/0! | #DIV/0! | #DIV/0! | #DIV/0! | #DIV/0! | #DIV/0! |  |  |  | 59.2 | #DIV/0! | #DIV/0! | #DIV/0! | #DIV/0! | #DIV/0! | #DIV/0! | #DIV/0! | #DIV/0! | #DIV/0! | #DIV/0! | #DIV/0! | #DIV/0! | #DIV/0! |  |  |  | 59.2 | #DIV/0! | #DIV/0! | #DIV/0! | #DIV/0! | #DIV/0! | #DIV/0! | #DIV/0! | #DIV/0! | #DIV/0! | #DIV/0! | #DIV/0! | #DIV/0! | #DIV/0! |  |  |  | 59.2 | #DIV/0! | #DIV/0! | #DIV/0! | #DIV/0! | #DIV/0! | #DIV/0! | #DIV/0! | #DIV/0! | #DIV/0! | #DIV/0! | #DIV/0! | #DIV/0! | #DIV/0!
[15 empty] | 59.3 | 78.4703 | 46.5923 | 3155.0779 | 4468.4374 | 3155.0779 | 4468.4374 | 24.5852 | 26.1144 | 1 | 1 | 3155.0779 | 4468.4374 |  |  |  |  | 59.3 | #DIV/0! | #DIV/0! | #DIV/0! | #DIV/0! | #DIV/0! | #DIV/0! | #DIV/0! | #DIV/0! | #DIV/0! | #DIV/0! | #DIV/0! | #DIV/0! | #DIV/0! |  |  |  | 59.3 | #DIV/0! | #DIV/0! | #DIV/0! | #DIV/0! | #DIV/0! | #DIV/0! | #DIV/0! | #DIV/0! | #DIV/0! | #DIV/0! | #DIV/0! | #DIV/0! | #DIV/0! |  |  |  | 59.3 | #DIV/0! | #DIV/0! | #DIV/0! | #DIV/0! | #DIV/0! | #DIV/0! | #DIV/0! | #DIV/0! | #DIV/0! | #DIV/0! | #DIV/0! | #DIV/0! | #DIV/0! |  |  |  | 59.3 | #DIV/0! | #DIV/0! | #DIV/0! | #DIV/0! | #DIV/0! | #DIV/0! | #DIV/0! | #DIV/0! | #DIV/0! | #DIV/0! | #DIV/0! | #DIV/0! | #DIV/0! |  |  |  | 59.3 | #DIV/0! | #DIV/0! | #DIV/0! | #DIV/0! | #DIV/0! | #DIV/0! | #DIV/0! | #DIV/0! | #DIV/0! | #DIV/0! | #DIV/0! | #DIV/0! | #DIV/0! |  |  |  | 59.3 | #DIV/0! | #DIV/0! | #DIV/0! | #DIV/0! | #DIV/0! | #DIV/0! | #DIV/0! | #DIV/0! | #DIV/0! | #DIV/0! | #DIV/0! | #DIV/0! | #DIV/0! |  |  |  | 59.3 | #DIV/0! | #DIV/0! | #DIV/0! | #DIV/0! | #DIV/0! | #DIV/0! | #DIV/0! | #DIV/0! | #DIV/0! | #DIV/0! | #DIV/0! | #DIV/0! | #DIV/0!
[15 empty] | 59.4 | 78.5515 | 46.4553 | 3156.0677 | 4467.174 | 3156.0677 | 4467.174 | 24.6183 | 26.1341 | 1 | 1 | 3156.0677 | 4467.174 |  |  |  |  | 59.4 | #DIV/0! | #DIV/0! | #DIV/0! | #DIV/0! | #DIV/0! | #DIV/0! | #DIV/0! | #DIV/0! | #DIV/0! | #DIV/0! | #DIV/0! | #DIV/0! | #DIV/0! |  |  |  | 59.4 | #DIV/0! | #DIV/0! | #DIV/0! | #DIV/0! | #DIV/0! | #DIV/0! | #DIV/0! | #DIV/0! | #DIV/0! | #DIV/0! | #DIV/0! | #DIV/0! | #DIV/0! |  |  |  | 59.4 | #DIV/0! | #DIV/0! | #DIV/0! | #DIV/0! | #DIV/0! | #DIV/0! | #DIV/0! | #DIV/0! | #DIV/0! | #DIV/0! | #DIV/0! | #DIV/0! | #DIV/0! |  |  |  | 59.4 | #DIV/0! | #DIV/0! | #DIV/0! | #DIV/0! | #DIV/0! | #DIV/0! | #DIV/0! | #DIV/0! | #DIV/0! | #DIV/0! | #DIV/0! | #DIV/0! | #DIV/0! |  |  |  | 59.4 | #DIV/0! | #DIV/0! | #DIV/0! | #DIV/0! | #DIV/0! | #DIV/0! | #DIV/0! | #DIV/0! | #DIV/0! | #DIV/0! | #DIV/0! | #DIV/0! | #DIV/0! |  |  |  | 59.4 | #DIV/0! | #DIV/0! | #DIV/0! | #DIV/0! | #DIV/0! | #DIV/0! | #DIV/0! | #DIV/0! | #DIV/0! | #DIV/0! | #DIV/0! | #DIV/0! | #DIV/0! |  |  |  | 59.4 | #DIV/0! | #DIV/0! | #DIV/0! | #DIV/0! | #DIV/0! | #DIV/0! | #DIV/0! | #DIV/0! | #DIV/0! | #DIV/0! | #DIV/0! | #DIV/0! | #DIV/0!
[15 empty] | 59.5 | 78.6325 | 46.3181 | 3157.0591 | 4465.9098 | 3157.0591 | 4465.9098 | 24.6515 | 26.1536 | 1 | 1 | 3157.0591 | 4465.9098 |  |  |  |  | 59.5 | #DIV/0! | #DIV/0! | #DIV/0! | #DIV/0! | #DIV/0! | #DIV/0! | #DIV/0! | #DIV/0! | #DIV/0! | #DIV/0! | #DIV/0! | #DIV/0! | #DIV/0! |  |  |  | 59.5 | #DIV/0! | #DIV/0! | #DIV/0! | #DIV/0! | #DIV/0! | #DIV/0! | #DIV/0! | #DIV/0! | #DIV/0! | #DIV/0! | #DIV/0! | #DIV/0! | #DIV/0! |  |  |  | 59.5 | #DIV/0! | #DIV/0! | #DIV/0! | #DIV/0! | #DIV/0! | #DIV/0! | #DIV/0! | #DIV/0! | #DIV/0! | #DIV/0! | #DIV/0! | #DIV/0! | #DIV/0! |  |  |  | 59.5 | #DIV/0! | #DIV/0! | #DIV/0! | #DIV/0! | #DIV/0! | #DIV/0! | #DIV/0! | #DIV/0! | #DIV/0! | #DIV/0! | #DIV/0! | #DIV/0! | #DIV/0! |  |  |  | 59.5 | #DIV/0! | #DIV/0! | #DIV/0! | #DIV/0! | #DIV/0! | #DIV/0! | #DIV/0! | #DIV/0! | #DIV/0! | #DIV/0! | #DIV/0! | #DIV/0! | #DIV/0! |  |  |  | 59.5 | #DIV/0! | #DIV/0! | #DIV/0! | #DIV/0! | #DIV/0! | #DIV/0! | #DIV/0! | #DIV/0! | #DIV/0! | #DIV/0! | #DIV/0! | #DIV/0! | #DIV/0! |  |  |  | 59.5 | #DIV/0! | #DIV/0! | #DIV/0! | #DIV/0! | #DIV/0! | #DIV/0! | #DIV/0! | #DIV/0! | #DIV/0! | #DIV/0! | #DIV/0! | #DIV/0! | #DIV/0!
[15 empty] | 59.6 | 78.7132 | 46.1808 | 3158.0518 | 4464.6446 | 3158.0518 | 4464.6446 | 24.6845 | 26.173 | 1 | 1 | 3158.0518 | 4464.6446 |  |  |  |  | 59.6 | #DIV/0! | #DIV/0! | #DIV/0! | #DIV/0! | #DIV/0! | #DIV/0! | #DIV/0! | #DIV/0! | #DIV/0! | #DIV/0! | #DIV/0! | #DIV/0! | #DIV/0! |  |  |  | 59.6 | #DIV/0! | #DIV/0! | #DIV/0! | #DIV/0! | #DIV/0! | #DIV/0! | #DIV/0! | #DIV/0! | #DIV/0! | #DIV/0! | #DIV/0! | #DIV/0! | #DIV/0! |  |  |  | 59.6 | #DIV/0! | #DIV/0! | #DIV/0! | #DIV/0! | #DIV/0! | #DIV/0! | #DIV/0! | #DIV/0! | #DIV/0! | #DIV/0! | #DIV/0! | #DIV/0! | #DIV/0! |  |  |  | 59.6 | #DIV/0! | #DIV/0! | #DIV/0! | #DIV/0! | #DIV/0! | #DIV/0! | #DIV/0! | #DIV/0! | #DIV/0! | #DIV/0! | #DIV/0! | #DIV/0! | #DIV/0! |  |  |  | 59.6 | #DIV/0! | #DIV/0! | #DIV/0! | #DIV/0! | #DIV/0! | #DIV/0! | #DIV/0! | #DIV/0! | #DIV/0! | #DIV/0! | #DIV/0! | #DIV/0! | #DIV/0! |  |  |  | 59.6 | #DIV/0! | #DIV/0! | #DIV/0! | #DIV/0! | #DIV/0! | #DIV/0! | #DIV/0! | #DIV/0! | #DIV/0! | #DIV/0! | #DIV/0! | #DIV/0! | #DIV/0! |  |  |  | 59.6 | #DIV/0! | #DIV/0! | #DIV/0! | #DIV/0! | #DIV/0! | #DIV/0! | #DIV/0! | #DIV/0! | #DIV/0! | #DIV/0! | #DIV/0! | #DIV/0! | #DIV/0!
[15 empty] | 59.7 | 78.7937 | 46.0433 | 3159.046 | 4463.3785 | 3159.046 | 4463.3785 | 24.7175 | 26.1923 | 1 | 1 | 3159.046 | 4463.3785 |  |  |  |  | 59.7 | #DIV/0! | #DIV/0! | #DIV/0! | #DIV/0! | #DIV/0! | #DIV/0! | #DIV/0! | #DIV/0! | #DIV/0! | #DIV/0! | #DIV/0! | #DIV/0! | #DIV/0! |  |  |  | 59.7 | #DIV/0! | #DIV/0! | #DIV/0! | #DIV/0! | #DIV/0! | #DIV/0! | #DIV/0! | #DIV/0! | #DIV/0! | #DIV/0! | #DIV/0! | #DIV/0! | #DIV/0! |  |  |  | 59.7 | #DIV/0! | #DIV/0! | #DIV/0! | #DIV/0! | #DIV/0! | #DIV/0! | #DIV/0! | #DIV/0! | #DIV/0! | #DIV/0! | #DIV/0! | #DIV/0! | #DIV/0! |  |  |  | 59.7 | #DIV/0! | #DIV/0! | #DIV/0! | #DIV/0! | #DIV/0! | #DIV/0! | #DIV/0! | #DIV/0! | #DIV/0! | #DIV/0! | #DIV/0! | #DIV/0! | #DIV/0! |  |  |  | 59.7 | #DIV/0! | #DIV/0! | #DIV/0! | #DIV/0! | #DIV/0! | #DIV/0! | #DIV/0! | #DIV/0! | #DIV/0! | #DIV/0! | #DIV/0! | #DIV/0! | #DIV/0! |  |  |  | 59.7 | #DIV/0! | #DIV/0! | #DIV/0! | #DIV/0! | #DIV/0! | #DIV/0! | #DIV/0! | #DIV/0! | #DIV/0! | #DIV/0! | #DIV/0! | #DIV/0! | #DIV/0! |  |  |  | 59.7 | #DIV/0! | #DIV/0! | #DIV/0! | #DIV/0! | #DIV/0! | #DIV/0! | #DIV/0! | #DIV/0! | #DIV/0! | #DIV/0! | #DIV/0! | #DIV/0! | #DIV/0!
[15 empty] | 59.8 | 78.8739 | 45.9057 | 3160.0416 | 4462.1115 | 3160.0416 | 4462.1115 | 24.7505 | 26.2116 | 1 | 1 | 3160.0416 | 4462.1115 |  |  |  |  | 59.8 | #DIV/0! | #DIV/0! | #DIV/0! | #DIV/0! | #DIV/0! | #DIV/0! | #DIV/0! | #DIV/0! | #DIV/0! | #DIV/0! | #DIV/0! | #DIV/0! | #DIV/0! |  |  |  | 59.8 | #DIV/0! | #DIV/0! | #DIV/0! | #DIV/0! | #DIV/0! | #DIV/0! | #DIV/0! | #DIV/0! | #DIV/0! | #DIV/0! | #DIV/0! | #DIV/0! | #DIV/0! |  |  |  | 59.8 | #DIV/0! | #DIV/0! | #DIV/0! | #DIV/0! | #DIV/0! | #DIV/0! | #DIV/0! | #DIV/0! | #DIV/0! | #DIV/0! | #DIV/0! | #DIV/0! | #DIV/0! |  |  |  | 59.8 | #DIV/0! | #DIV/0! | #DIV/0! | #DIV/0! | #DIV/0! | #DIV/0! | #DIV/0! | #DIV/0! | #DIV/0! | #DIV/0! | #DIV/0! | #DIV/0! | #DIV/0! |  |  |  | 59.8 | #DIV/0! | #DIV/0! | #DIV/0! | #DIV/0! | #DIV/0! | #DIV/0! | #DIV/0! | #DIV/0! | #DIV/0! | #DIV/0! | #DIV/0! | #DIV/0! | #DIV/0! |  |  |  | 59.8 | #DIV/0! | #DIV/0! | #DIV/0! | #DIV/0! | #DIV/0! | #DIV/0! | #DIV/0! | #DIV/0! | #DIV/0! | #DIV/0! | #DIV/0! | #DIV/0! | #DIV/0! |  |  |  | 59.8 | #DIV/0! | #DIV/0! | #DIV/0! | #DIV/0! | #DIV/0! | #DIV/0! | #DIV/0! | #DIV/0! | #DIV/0! | #DIV/0! | #DIV/0! | #DIV/0! | #DIV/0!
[15 empty] | 59.9 | 78.9539 | 45.768 | 3161.0387 | 4460.8436 | 3161.0387 | 4460.8436 | 24.7834 | 26.2307 | 1 | 1 | 3161.0387 | 4460.8436 |  |  |  |  | 59.9 | #DIV/0! | #DIV/0! | #DIV/0! | #DIV/0! | #DIV/0! | #DIV/0! | #DIV/0! | #DIV/0! | #DIV/0! | #DIV/0! | #DIV/0! | #DIV/0! | #DIV/0! |  |  |  | 59.9 | #DIV/0! | #DIV/0! | #DIV/0! | #DIV/0! | #DIV/0! | #DIV/0! | #DIV/0! | #DIV/0! | #DIV/0! | #DIV/0! | #DIV/0! | #DIV/0! | #DIV/0! |  |  |  | 59.9 | #DIV/0! | #DIV/0! | #DIV/0! | #DIV/0! | #DIV/0! | #DIV/0! | #DIV/0! | #DIV/0! | #DIV/0! | #DIV/0! | #DIV/0! | #DIV/0! | #DIV/0! |  |  |  | 59.9 | #DIV/0! | #DIV/0! | #DIV/0! | #DIV/0! | #DIV/0! | #DIV/0! | #DIV/0! | #DIV/0! | #DIV/0! | #DIV/0! | #DIV/0! | #DIV/0! | #DIV/0! |  |  |  | 59.9 | #DIV/0! | #DIV/0! | #DIV/0! | #DIV/0! | #DIV/0! | #DIV/0! | #DIV/0! | #DIV/0! | #DIV/0! | #DIV/0! | #DIV/0! | #DIV/0! | #DIV/0! |  |  |  | 59.9 | #DIV/0! | #DIV/0! | #DIV/0! | #DIV/0! | #DIV/0! | #DIV/0! | #DIV/0! | #DIV/0! | #DIV/0! | #DIV/0! | #DIV/0! | #DIV/0! | #DIV/0! |  |  |  | 59.9 | #DIV/0! | #DIV/0! | #DIV/0! | #DIV/0! | #DIV/0! | #DIV/0! | #DIV/0! | #DIV/0! | #DIV/0! | #DIV/0! | #DIV/0! | #DIV/0! | #DIV/0!
[15 empty] | 60 | 79.0337 | 45.6301 | 3162.0372 | 4459.5747 | 3162.0372 | 4459.5747 | 24.8163 | 26.2497 | 1 | 1 | 3162.0372 | 4459.5747 |  |  |  |  | 60 | #DIV/0! | #DIV/0! | #DIV/0! | #DIV/0! | #DIV/0! | #DIV/0! | #DIV/0! | #DIV/0! | #DIV/0! | #DIV/0! | #DIV/0! | #DIV/0! | #DIV/0! |  |  |  | 60 | #DIV/0! | #DIV/0! | #DIV/0! | #DIV/0! | #DIV/0! | #DIV/0! | #DIV/0! | #DIV/0! | #DIV/0! | #DIV/0! | #DIV/0! | #DIV/0! | #DIV/0! |  |  |  | 60 | #DIV/0! | #DIV/0! | #DIV/0! | #DIV/0! | #DIV/0! | #DIV/0! | #DIV/0! | #DIV/0! | #DIV/0! | #DIV/0! | #DIV/0! | #DIV/0! | #DIV/0! |  |  |  | 60 | #DIV/0! | #DIV/0! | #DIV/0! | #DIV/0! | #DIV/0! | #DIV/0! | #DIV/0! | #DIV/0! | #DIV/0! | #DIV/0! | #DIV/0! | #DIV/0! | #DIV/0! |  |  |  | 60 | #DIV/0! | #DIV/0! | #DIV/0! | #DIV/0! | #DIV/0! | #DIV/0! | #DIV/0! | #DIV/0! | #DIV/0! | #DIV/0! | #DIV/0! | #DIV/0! | #DIV/0! |  |  |  | 60 | #DIV/0! | #DIV/0! | #DIV/0! | #DIV/0! | #DIV/0! | #DIV/0! | #DIV/0! | #DIV/0! | #DIV/0! | #DIV/0! | #DIV/0! | #DIV/0! | #DIV/0! |  |  |  | 60 | #DIV/0! | #DIV/0! | #DIV/0! | #DIV/0! | #DIV/0! | #DIV/0! | #DIV/0! | #DIV/0! | #DIV/0! | #DIV/0! | #DIV/0! | #DIV/0! | #DIV/0!
[15 empty] | 60.1 | 79.1132 | 45.4921 | 3163.0372 | 4458.305 | 3163.0372 | 4458.305 | 24.8491 | 26.2687 | 1 | 1 | 3163.0372 | 4458.305 |  |  |  |  | 60.1 | #DIV/0! | #DIV/0! | #DIV/0! | #DIV/0! | #DIV/0! | #DIV/0! | #DIV/0! | #DIV/0! | #DIV/0! | #DIV/0! | #DIV/0! | #DIV/0! | #DIV/0! |  |  |  | 60.1 | #DIV/0! | #DIV/0! | #DIV/0! | #DIV/0! | #DIV/0! | #DIV/0! | #DIV/0! | #DIV/0! | #DIV/0! | #DIV/0! | #DIV/0! | #DIV/0! | #DIV/0! |  |  |  | 60.1 | #DIV/0! | #DIV/0! | #DIV/0! | #DIV/0! | #DIV/0! | #DIV/0! | #DIV/0! | #DIV/0! | #DIV/0! | #DIV/0! | #DIV/0! | #DIV/0! | #DIV/0! |  |  |  | 60.1 | #DIV/0! | #DIV/0! | #DIV/0! | #DIV/0! | #DIV/0! | #DIV/0! | #DIV/0! | #DIV/0! | #DIV/0! | #DIV/0! | #DIV/0! | #DIV/0! | #DIV/0! |  |  |  | 60.1 | #DIV/0! | #DIV/0! | #DIV/0! | #DIV/0! | #DIV/0! | #DIV/0! | #DIV/0! | #DIV/0! | #DIV/0! | #DIV/0! | #DIV/0! | #DIV/0! | #DIV/0! |  |  |  | 60.1 | #DIV/0! | #DIV/0! | #DIV/0! | #DIV/0! | #DIV/0! | #DIV/0! | #DIV/0! | #DIV/0! | #DIV/0! | #DIV/0! | #DIV/0! | #DIV/0! | #DIV/0! |  |  |  | 60.1 | #DIV/0! | #DIV/0! | #DIV/0! | #DIV/0! | #DIV/0! | #DIV/0! | #DIV/0! | #DIV/0! | #DIV/0! | #DIV/0! | #DIV/0! | #DIV/0! | #DIV/0!
[15 empty] | 60.2 | 79.1925 | 45.354 | 3164.0386 | 4457.0343 | 3164.0386 | 4457.0343 | 24.8819 | 26.2875 | 1 | 1 | 3164.0386 | 4457.0343 |  |  |  |  | 60.2 | #DIV/0! | #DIV/0! | #DIV/0! | #DIV/0! | #DIV/0! | #DIV/0! | #DIV/0! | #DIV/0! | #DIV/0! | #DIV/0! | #DIV/0! | #DIV/0! | #DIV/0! |  |  |  | 60.2 | #DIV/0! | #DIV/0! | #DIV/0! | #DIV/0! | #DIV/0! | #DIV/0! | #DIV/0! | #DIV/0! | #DIV/0! | #DIV/0! | #DIV/0! | #DIV/0! | #DIV/0! |  |  |  | 60.2 | #DIV/0! | #DIV/0! | #DIV/0! | #DIV/0! | #DIV/0! | #DIV/0! | #DIV/0! | #DIV/0! | #DIV/0! | #DIV/0! | #DIV/0! | #DIV/0! | #DIV/0! |  |  |  | 60.2 | #DIV/0! | #DIV/0! | #DIV/0! | #DIV/0! | #DIV/0! | #DIV/0! | #DIV/0! | #DIV/0! | #DIV/0! | #DIV/0! | #DIV/0! | #DIV/0! | #DIV/0! |  |  |  | 60.2 | #DIV/0! | #DIV/0! | #DIV/0! | #DIV/0! | #DIV/0! | #DIV/0! | #DIV/0! | #DIV/0! | #DIV/0! | #DIV/0! | #DIV/0! | #DIV/0! | #DIV/0! |  |  |  | 60.2 | #DIV/0! | #DIV/0! | #DIV/0! | #DIV/0! | #DIV/0! | #DIV/0! | #DIV/0! | #DIV/0! | #DIV/0! | #DIV/0! | #DIV/0! | #DIV/0! | #DIV/0! |  |  |  | 60.2 | #DIV/0! | #DIV/0! | #DIV/0! | #DIV/0! | #DIV/0! | #DIV/0! | #DIV/0! | #DIV/0! | #DIV/0! | #DIV/0! | #DIV/0! | #DIV/0! | #DIV/0!
[15 empty] | 60.3 | 79.2715 | 45.2157 | 3165.0414 | 4455.7628 | 3165.0414 | 4455.7628 | 24.9146 | 26.3062 | 1 | 1 | 3165.0414 | 4455.7628 |  |  |  |  | 60.3 | #DIV/0! | #DIV/0! | #DIV/0! | #DIV/0! | #DIV/0! | #DIV/0! | #DIV/0! | #DIV/0! | #DIV/0! | #DIV/0! | #DIV/0! | #DIV/0! | #DIV/0! |  |  |  | 60.3 | #DIV/0! | #DIV/0! | #DIV/0! | #DIV/0! | #DIV/0! | #DIV/0! | #DIV/0! | #DIV/0! | #DIV/0! | #DIV/0! | #DIV/0! | #DIV/0! | #DIV/0! |  |  |  | 60.3 | #DIV/0! | #DIV/0! | #DIV/0! | #DIV/0! | #DIV/0! | #DIV/0! | #DIV/0! | #DIV/0! | #DIV/0! | #DIV/0! | #DIV/0! | #DIV/0! | #DIV/0! |  |  |  | 60.3 | #DIV/0! | #DIV/0! | #DIV/0! | #DIV/0! | #DIV/0! | #DIV/0! | #DIV/0! | #DIV/0! | #DIV/0! | #DIV/0! | #DIV/0! | #DIV/0! | #DIV/0! |  |  |  | 60.3 | #DIV/0! | #DIV/0! | #DIV/0! | #DIV/0! | #DIV/0! | #DIV/0! | #DIV/0! | #DIV/0! | #DIV/0! | #DIV/0! | #DIV/0! | #DIV/0! | #DIV/0! |  |  |  | 60.3 | #DIV/0! | #DIV/0! | #DIV/0! | #DIV/0! | #DIV/0! | #DIV/0! | #DIV/0! | #DIV/0! | #DIV/0! | #DIV/0! | #DIV/0! | #DIV/0! | #DIV/0! |  |  |  | 60.3 | #DIV/0! | #DIV/0! | #DIV/0! | #DIV/0! | #DIV/0! | #DIV/0! | #DIV/0! | #DIV/0! | #DIV/0! | #DIV/0! | #DIV/0! | #DIV/0! | #DIV/0!
[15 empty] | 60.4 | 79.3503 | 45.0773 | 3166.0457 | 4454.4904 | 3166.0457 | 4454.4904 | 24.9473 | 26.3249 | 1 | 1 | 3166.0457 | 4454.4904 |  |  |  |  | 60.4 | #DIV/0! | #DIV/0! | #DIV/0! | #DIV/0! | #DIV/0! | #DIV/0! | #DIV/0! | #DIV/0! | #DIV/0! | #DIV/0! | #DIV/0! | #DIV/0! | #DIV/0! |  |  |  | 60.4 | #DIV/0! | #DIV/0! | #DIV/0! | #DIV/0! | #DIV/0! | #DIV/0! | #DIV/0! | #DIV/0! | #DIV/0! | #DIV/0! | #DIV/0! | #DIV/0! | #DIV/0! |  |  |  | 60.4 | #DIV/0! | #DIV/0! | #DIV/0! | #DIV/0! | #DIV/0! | #DIV/0! | #DIV/0! | #DIV/0! | #DIV/0! | #DIV/0! | #DIV/0! | #DIV/0! | #DIV/0! |  |  |  | 60.4 | #DIV/0! | #DIV/0! | #DIV/0! | #DIV/0! | #DIV/0! | #DIV/0! | #DIV/0! | #DIV/0! | #DIV/0! | #DIV/0! | #DIV/0! | #DIV/0! | #DIV/0! |  |  |  | 60.4 | #DIV/0! | #DIV/0! | #DIV/0! | #DIV/0! | #DIV/0! | #DIV/0! | #DIV/0! | #DIV/0! | #DIV/0! | #DIV/0! | #DIV/0! | #DIV/0! | #DIV/0! |  |  |  | 60.4 | #DIV/0! | #DIV/0! | #DIV/0! | #DIV/0! | #DIV/0! | #DIV/0! | #DIV/0! | #DIV/0! | #DIV/0! | #DIV/0! | #DIV/0! | #DIV/0! | #DIV/0! |  |  |  | 60.4 | #DIV/0! | #DIV/0! | #DIV/0! | #DIV/0! | #DIV/0! | #DIV/0! | #DIV/0! | #DIV/0! | #DIV/0! | #DIV/0! | #DIV/0! | #DIV/0! | #DIV/0!
[15 empty] | 60.5 | 79.4289 | 44.9387 | 3167.0514 | 4453.2171 | 3167.0514 | 4453.2171 | 24.9799 | 26.3434 | 1 | 1 | 3167.0514 | 4453.2171 |  |  |  |  | 60.5 | #DIV/0! | #DIV/0! | #DIV/0! | #DIV/0! | #DIV/0! | #DIV/0! | #DIV/0! | #DIV/0! | #DIV/0! | #DIV/0! | #DIV/0! | #DIV/0! | #DIV/0! |  |  |  | 60.5 | #DIV/0! | #DIV/0! | #DIV/0! | #DIV/0! | #DIV/0! | #DIV/0! | #DIV/0! | #DIV/0! | #DIV/0! | #DIV/0! | #DIV/0! | #DIV/0! | #DIV/0! |  |  |  | 60.5 | #DIV/0! | #DIV/0! | #DIV/0! | #DIV/0! | #DIV/0! | #DIV/0! | #DIV/0! | #DIV/0! | #DIV/0! | #DIV/0! | #DIV/0! | #DIV/0! | #DIV/0! |  |  |  | 60.5 | #DIV/0! | #DIV/0! | #DIV/0! | #DIV/0! | #DIV/0! | #DIV/0! | #DIV/0! | #DIV/0! | #DIV/0! | #DIV/0! | #DIV/0! | #DIV/0! | #DIV/0! |  |  |  | 60.5 | #DIV/0! | #DIV/0! | #DIV/0! | #DIV/0! | #DIV/0! | #DIV/0! | #DIV/0! | #DIV/0! | #DIV/0! | #DIV/0! | #DIV/0! | #DIV/0! | #DIV/0! |  |  |  | 60.5 | #DIV/0! | #DIV/0! | #DIV/0! | #DIV/0! | #DIV/0! | #DIV/0! | #DIV/0! | #DIV/0! | #DIV/0! | #DIV/0! | #DIV/0! | #DIV/0! | #DIV/0! |  |  |  | 60.5 | #DIV/0! | #DIV/0! | #DIV/0! | #DIV/0! | #DIV/0! | #DIV/0! | #DIV/0! | #DIV/0! | #DIV/0! | #DIV/0! | #DIV/0! | #DIV/0! | #DIV/0!
[15 empty] | 60.6 | 79.5072 | 44.8 | 3168.0585 | 4451.9429 | 3168.0585 | 4451.9429 | 25.0125 | 26.3618 | 1 | 1 | 3168.0585 | 4451.9429 |  |  |  |  | 60.6 | #DIV/0! | #DIV/0! | #DIV/0! | #DIV/0! | #DIV/0! | #DIV/0! | #DIV/0! | #DIV/0! | #DIV/0! | #DIV/0! | #DIV/0! | #DIV/0! | #DIV/0! |  |  |  | 60.6 | #DIV/0! | #DIV/0! | #DIV/0! | #DIV/0! | #DIV/0! | #DIV/0! | #DIV/0! | #DIV/0! | #DIV/0! | #DIV/0! | #DIV/0! | #DIV/0! | #DIV/0! |  |  |  | 60.6 | #DIV/0! | #DIV/0! | #DIV/0! | #DIV/0! | #DIV/0! | #DIV/0! | #DIV/0! | #DIV/0! | #DIV/0! | #DIV/0! | #DIV/0! | #DIV/0! | #DIV/0! |  |  |  | 60.6 | #DIV/0! | #DIV/0! | #DIV/0! | #DIV/0! | #DIV/0! | #DIV/0! | #DIV/0! | #DIV/0! | #DIV/0! | #DIV/0! | #DIV/0! | #DIV/0! | #DIV/0! |  |  |  | 60.6 | #DIV/0! | #DIV/0! | #DIV/0! | #DIV/0! | #DIV/0! | #DIV/0! | #DIV/0! | #DIV/0! | #DIV/0! | #DIV/0! | #DIV/0! | #DIV/0! | #DIV/0! |  |  |  | 60.6 | #DIV/0! | #DIV/0! | #DIV/0! | #DIV/0! | #DIV/0! | #DIV/0! | #DIV/0! | #DIV/0! | #DIV/0! | #DIV/0! | #DIV/0! | #DIV/0! | #DIV/0! |  |  |  | 60.6 | #DIV/0! | #DIV/0! | #DIV/0! | #DIV/0! | #DIV/0! | #DIV/0! | #DIV/0! | #DIV/0! | #DIV/0! | #DIV/0! | #DIV/0! | #DIV/0! | #DIV/0!
[15 empty] | 60.7 | 79.5853 | 44.6612 | 3169.067 | 4450.6678 | 3169.067 | 4450.6678 | 25.0451 | 26.3801 | 1 | 1 | 3169.067 | 4450.6678 |  |  |  |  | 60.7 | #DIV/0! | #DIV/0! | #DIV/0! | #DIV/0! | #DIV/0! | #DIV/0! | #DIV/0! | #DIV/0! | #DIV/0! | #DIV/0! | #DIV/0! | #DIV/0! | #DIV/0! |  |  |  | 60.7 | #DIV/0! | #DIV/0! | #DIV/0! | #DIV/0! | #DIV/0! | #DIV/0! | #DIV/0! | #DIV/0! | #DIV/0! | #DIV/0! | #DIV/0! | #DIV/0! | #DIV/0! |  |  |  | 60.7 | #DIV/0! | #DIV/0! | #DIV/0! | #DIV/0! | #DIV/0! | #DIV/0! | #DIV/0! | #DIV/0! | #DIV/0! | #DIV/0! | #DIV/0! | #DIV/0! | #DIV/0! |  |  |  | 60.7 | #DIV/0! | #DIV/0! | #DIV/0! | #DIV/0! | #DIV/0! | #DIV/0! | #DIV/0! | #DIV/0! | #DIV/0! | #DIV/0! | #DIV/0! | #DIV/0! | #DIV/0! |  |  |  | 60.7 | #DIV/0! | #DIV/0! | #DIV/0! | #DIV/0! | #DIV/0! | #DIV/0! | #DIV/0! | #DIV/0! | #DIV/0! | #DIV/0! | #DIV/0! | #DIV/0! | #DIV/0! |  |  |  | 60.7 | #DIV/0! | #DIV/0! | #DIV/0! | #DIV/0! | #DIV/0! | #DIV/0! | #DIV/0! | #DIV/0! | #DIV/0! | #DIV/0! | #DIV/0! | #DIV/0! | #DIV/0! |  |  |  | 60.7 | #DIV/0! | #DIV/0! | #DIV/0! | #DIV/0! | #DIV/0! | #DIV/0! | #DIV/0! | #DIV/0! | #DIV/0! | #DIV/0! | #DIV/0! | #DIV/0! | #DIV/0!
[15 empty] | 60.8 | 79.6631 | 44.5222 | 3170.077 | 4449.3919 | 3170.077 | 4449.3919 | 25.0775 | 26.3984 | 1 | 1 | 3170.077 | 4449.3919 |  |  |  |  | 60.8 | #DIV/0! | #DIV/0! | #DIV/0! | #DIV/0! | #DIV/0! | #DIV/0! | #DIV/0! | #DIV/0! | #DIV/0! | #DIV/0! | #DIV/0! | #DIV/0! | #DIV/0! |  |  |  | 60.8 | #DIV/0! | #DIV/0! | #DIV/0! | #DIV/0! | #DIV/0! | #DIV/0! | #DIV/0! | #DIV/0! | #DIV/0! | #DIV/0! | #DIV/0! | #DIV/0! | #DIV/0! |  |  |  | 60.8 | #DIV/0! | #DIV/0! | #DIV/0! | #DIV/0! | #DIV/0! | #DIV/0! | #DIV/0! | #DIV/0! | #DIV/0! | #DIV/0! | #DIV/0! | #DIV/0! | #DIV/0! |  |  |  | 60.8 | #DIV/0! | #DIV/0! | #DIV/0! | #DIV/0! | #DIV/0! | #DIV/0! | #DIV/0! | #DIV/0! | #DIV/0! | #DIV/0! | #DIV/0! | #DIV/0! | #DIV/0! |  |  |  | 60.8 | #DIV/0! | #DIV/0! | #DIV/0! | #DIV/0! | #DIV/0! | #DIV/0! | #DIV/0! | #DIV/0! | #DIV/0! | #DIV/0! | #DIV/0! | #DIV/0! | #DIV/0! |  |  |  | 60.8 | #DIV/0! | #DIV/0! | #DIV/0! | #DIV/0! | #DIV/0! | #DIV/0! | #DIV/0! | #DIV/0! | #DIV/0! | #DIV/0! | #DIV/0! | #DIV/0! | #DIV/0! |  |  |  | 60.8 | #DIV/0! | #DIV/0! | #DIV/0! | #DIV/0! | #DIV/0! | #DIV/0! | #DIV/0! | #DIV/0! | #DIV/0! | #DIV/0! | #DIV/0! | #DIV/0! | #DIV/0!
[15 empty] | 60.9 | 79.7407 | 44.3831 | 3171.0884 | 4448.1151 | 3171.0884 | 4448.1151 | 25.11 | 26.4165 | 1 | 1 | 3171.0884 | 4448.1151 |  |  |  |  | 60.9 | #DIV/0! | #DIV/0! | #DIV/0! | #DIV/0! | #DIV/0! | #DIV/0! | #DIV/0! | #DIV/0! | #DIV/0! | #DIV/0! | #DIV/0! | #DIV/0! | #DIV/0! |  |  |  | 60.9 | #DIV/0! | #DIV/0! | #DIV/0! | #DIV/0! | #DIV/0! | #DIV/0! | #DIV/0! | #DIV/0! | #DIV/0! | #DIV/0! | #DIV/0! | #DIV/0! | #DIV/0! |  |  |  | 60.9 | #DIV/0! | #DIV/0! | #DIV/0! | #DIV/0! | #DIV/0! | #DIV/0! | #DIV/0! | #DIV/0! | #DIV/0! | #DIV/0! | #DIV/0! | #DIV/0! | #DIV/0! |  |  |  | 60.9 | #DIV/0! | #DIV/0! | #DIV/0! | #DIV/0! | #DIV/0! | #DIV/0! | #DIV/0! | #DIV/0! | #DIV/0! | #DIV/0! | #DIV/0! | #DIV/0! | #DIV/0! |  |  |  | 60.9 | #DIV/0! | #DIV/0! | #DIV/0! | #DIV/0! | #DIV/0! | #DIV/0! | #DIV/0! | #DIV/0! | #DIV/0! | #DIV/0! | #DIV/0! | #DIV/0! | #DIV/0! |  |  |  | 60.9 | #DIV/0! | #DIV/0! | #DIV/0! | #DIV/0! | #DIV/0! | #DIV/0! | #DIV/0! | #DIV/0! | #DIV/0! | #DIV/0! | #DIV/0! | #DIV/0! | #DIV/0! |  |  |  | 60.9 | #DIV/0! | #DIV/0! | #DIV/0! | #DIV/0! | #DIV/0! | #DIV/0! | #DIV/0! | #DIV/0! | #DIV/0! | #DIV/0! | #DIV/0! | #DIV/0! | #DIV/0!
[15 empty] | 61 | 79.818 | 44.2439 | 3172.1012 | 4446.8374 | 3172.1012 | 4446.8374 | 25.1424 | 26.4345 | 1 | 1 | 3172.1012 | 4446.8374 |  |  |  |  | 61 | #DIV/0! | #DIV/0! | #DIV/0! | #DIV/0! | #DIV/0! | #DIV/0! | #DIV/0! | #DIV/0! | #DIV/0! | #DIV/0! | #DIV/0! | #DIV/0! | #DIV/0! |  |  |  | 61 | #DIV/0! | #DIV/0! | #DIV/0! | #DIV/0! | #DIV/0! | #DIV/0! | #DIV/0! | #DIV/0! | #DIV/0! | #DIV/0! | #DIV/0! | #DIV/0! | #DIV/0! |  |  |  | 61 | #DIV/0! | #DIV/0! | #DIV/0! | #DIV/0! | #DIV/0! | #DIV/0! | #DIV/0! | #DIV/0! | #DIV/0! | #DIV/0! | #DIV/0! | #DIV/0! | #DIV/0! |  |  |  | 61 | #DIV/0! | #DIV/0! | #DIV/0! | #DIV/0! | #DIV/0! | #DIV/0! | #DIV/0! | #DIV/0! | #DIV/0! | #DIV/0! | #DIV/0! | #DIV/0! | #DIV/0! |  |  |  | 61 | #DIV/0! | #DIV/0! | #DIV/0! | #DIV/0! | #DIV/0! | #DIV/0! | #DIV/0! | #DIV/0! | #DIV/0! | #DIV/0! | #DIV/0! | #DIV/0! | #DIV/0! |  |  |  | 61 | #DIV/0! | #DIV/0! | #DIV/0! | #DIV/0! | #DIV/0! | #DIV/0! | #DIV/0! | #DIV/0! | #DIV/0! | #DIV/0! | #DIV/0! | #DIV/0! | #DIV/0! |  |  |  | 61 | #DIV/0! | #DIV/0! | #DIV/0! | #DIV/0! | #DIV/0! | #DIV/0! | #DIV/0! | #DIV/0! | #DIV/0! | #DIV/0! | #DIV/0! | #DIV/0! | #DIV/0!
[15 empty] | 61.1 | 79.8951 | 44.1045 | 3173.1154 | 4445.5589 | 3173.1154 | 4445.5589 | 25.1747 | 26.4524 | 1 | 1 | 3173.1154 | 4445.5589 |  |  |  |  | 61.1 | #DIV/0! | #DIV/0! | #DIV/0! | #DIV/0! | #DIV/0! | #DIV/0! | #DIV/0! | #DIV/0! | #DIV/0! | #DIV/0! | #DIV/0! | #DIV/0! | #DIV/0! |  |  |  | 61.1 | #DIV/0! | #DIV/0! | #DIV/0! | #DIV/0! | #DIV/0! | #DIV/0! | #DIV/0! | #DIV/0! | #DIV/0! | #DIV/0! | #DIV/0! | #DIV/0! | #DIV/0! |  |  |  | 61.1 | #DIV/0! | #DIV/0! | #DIV/0! | #DIV/0! | #DIV/0! | #DIV/0! | #DIV/0! | #DIV/0! | #DIV/0! | #DIV/0! | #DIV/0! | #DIV/0! | #DIV/0! |  |  |  | 61.1 | #DIV/0! | #DIV/0! | #DIV/0! | #DIV/0! | #DIV/0! | #DIV/0! | #DIV/0! | #DIV/0! | #DIV/0! | #DIV/0! | #DIV/0! | #DIV/0! | #DIV/0! |  |  |  | 61.1 | #DIV/0! | #DIV/0! | #DIV/0! | #DIV/0! | #DIV/0! | #DIV/0! | #DIV/0! | #DIV/0! | #DIV/0! | #DIV/0! | #DIV/0! | #DIV/0! | #DIV/0! |  |  |  | 61.1 | #DIV/0! | #DIV/0! | #DIV/0! | #DIV/0! | #DIV/0! | #DIV/0! | #DIV/0! | #DIV/0! | #DIV/0! | #DIV/0! | #DIV/0! | #DIV/0! | #DIV/0! |  |  |  | 61.1 | #DIV/0! | #DIV/0! | #DIV/0! | #DIV/0! | #DIV/0! | #DIV/0! | #DIV/0! | #DIV/0! | #DIV/0! | #DIV/0! | #DIV/0! | #DIV/0! | #DIV/0!
[15 empty] | 61.2 | 79.972 | 43.965 | 3174.131 | 4444.2795 | 3174.131 | 4444.2795 | 25.207 | 26.4703 | 1 | 1 | 3174.131 | 4444.2795 |  |  |  |  | 61.2 | #DIV/0! | #DIV/0! | #DIV/0! | #DIV/0! | #DIV/0! | #DIV/0! | #DIV/0! | #DIV/0! | #DIV/0! | #DIV/0! | #DIV/0! | #DIV/0! | #DIV/0! |  |  |  | 61.2 | #DIV/0! | #DIV/0! | #DIV/0! | #DIV/0! | #DIV/0! | #DIV/0! | #DIV/0! | #DIV/0! | #DIV/0! | #DIV/0! | #DIV/0! | #DIV/0! | #DIV/0! |  |  |  | 61.2 | #DIV/0! | #DIV/0! | #DIV/0! | #DIV/0! | #DIV/0! | #DIV/0! | #DIV/0! | #DIV/0! | #DIV/0! | #DIV/0! | #DIV/0! | #DIV/0! | #DIV/0! |  |  |  | 61.2 | #DIV/0! | #DIV/0! | #DIV/0! | #DIV/0! | #DIV/0! | #DIV/0! | #DIV/0! | #DIV/0! | #DIV/0! | #DIV/0! | #DIV/0! | #DIV/0! | #DIV/0! |  |  |  | 61.2 | #DIV/0! | #DIV/0! | #DIV/0! | #DIV/0! | #DIV/0! | #DIV/0! | #DIV/0! | #DIV/0! | #DIV/0! | #DIV/0! | #DIV/0! | #DIV/0! | #DIV/0! |  |  |  | 61.2 | #DIV/0! | #DIV/0! | #DIV/0! | #DIV/0! | #DIV/0! | #DIV/0! | #DIV/0! | #DIV/0! | #DIV/0! | #DIV/0! | #DIV/0! | #DIV/0! | #DIV/0! |  |  |  | 61.2 | #DIV/0! | #DIV/0! | #DIV/0! | #DIV/0! | #DIV/0! | #DIV/0! | #DIV/0! | #DIV/0! | #DIV/0! | #DIV/0! | #DIV/0! | #DIV/0! | #DIV/0!
[15 empty] | 61.3 | 80.0486 | 43.8253 | 3175.1481 | 4442.9993 | 3175.1481 | 4442.9993 | 25.2392 | 26.488 | 1 | 1 | 3175.1481 | 4442.9993 |  |  |  |  | 61.3 | #DIV/0! | #DIV/0! | #DIV/0! | #DIV/0! | #DIV/0! | #DIV/0! | #DIV/0! | #DIV/0! | #DIV/0! | #DIV/0! | #DIV/0! | #DIV/0! | #DIV/0! |  |  |  | 61.3 | #DIV/0! | #DIV/0! | #DIV/0! | #DIV/0! | #DIV/0! | #DIV/0! | #DIV/0! | #DIV/0! | #DIV/0! | #DIV/0! | #DIV/0! | #DIV/0! | #DIV/0! |  |  |  | 61.3 | #DIV/0! | #DIV/0! | #DIV/0! | #DIV/0! | #DIV/0! | #DIV/0! | #DIV/0! | #DIV/0! | #DIV/0! | #DIV/0! | #DIV/0! | #DIV/0! | #DIV/0! |  |  |  | 61.3 | #DIV/0! | #DIV/0! | #DIV/0! | #DIV/0! | #DIV/0! | #DIV/0! | #DIV/0! | #DIV/0! | #DIV/0! | #DIV/0! | #DIV/0! | #DIV/0! | #DIV/0! |  |  |  | 61.3 | #DIV/0! | #DIV/0! | #DIV/0! | #DIV/0! | #DIV/0! | #DIV/0! | #DIV/0! | #DIV/0! | #DIV/0! | #DIV/0! | #DIV/0! | #DIV/0! | #DIV/0! |  |  |  | 61.3 | #DIV/0! | #DIV/0! | #DIV/0! | #DIV/0! | #DIV/0! | #DIV/0! | #DIV/0! | #DIV/0! | #DIV/0! | #DIV/0! | #DIV/0! | #DIV/0! | #DIV/0! |  |  |  | 61.3 | #DIV/0! | #DIV/0! | #DIV/0! | #DIV/0! | #DIV/0! | #DIV/0! | #DIV/0! | #DIV/0! | #DIV/0! | #DIV/0! | #DIV/0! | #DIV/0! | #DIV/0!
[15 empty] | 61.4 | 80.125 | 43.6855 | 3176.1666 | 4441.7183 | 3176.1666 | 4441.7183 | 25.2714 | 26.5056 | 1 | 1 | 3176.1666 | 4441.7183 |  |  |  |  | 61.4 | #DIV/0! | #DIV/0! | #DIV/0! | #DIV/0! | #DIV/0! | #DIV/0! | #DIV/0! | #DIV/0! | #DIV/0! | #DIV/0! | #DIV/0! | #DIV/0! | #DIV/0! |  |  |  | 61.4 | #DIV/0! | #DIV/0! | #DIV/0! | #DIV/0! | #DIV/0! | #DIV/0! | #DIV/0! | #DIV/0! | #DIV/0! | #DIV/0! | #DIV/0! | #DIV/0! | #DIV/0! |  |  |  | 61.4 | #DIV/0! | #DIV/0! | #DIV/0! | #DIV/0! | #DIV/0! | #DIV/0! | #DIV/0! | #DIV/0! | #DIV/0! | #DIV/0! | #DIV/0! | #DIV/0! | #DIV/0! |  |  |  | 61.4 | #DIV/0! | #DIV/0! | #DIV/0! | #DIV/0! | #DIV/0! | #DIV/0! | #DIV/0! | #DIV/0! | #DIV/0! | #DIV/0! | #DIV/0! | #DIV/0! | #DIV/0! |  |  |  | 61.4 | #DIV/0! | #DIV/0! | #DIV/0! | #DIV/0! | #DIV/0! | #DIV/0! | #DIV/0! | #DIV/0! | #DIV/0! | #DIV/0! | #DIV/0! | #DIV/0! | #DIV/0! |  |  |  | 61.4 | #DIV/0! | #DIV/0! | #DIV/0! | #DIV/0! | #DIV/0! | #DIV/0! | #DIV/0! | #DIV/0! | #DIV/0! | #DIV/0! | #DIV/0! | #DIV/0! | #DIV/0! |  |  |  | 61.4 | #DIV/0! | #DIV/0! | #DIV/0! | #DIV/0! | #DIV/0! | #DIV/0! | #DIV/0! | #DIV/0! | #DIV/0! | #DIV/0! | #DIV/0! | #DIV/0! | #DIV/0!
[15 empty] | 61.5 | 80.2011 | 43.5456 | 3177.1865 | 4440.4364 | 3177.1865 | 4440.4364 | 25.3035 | 26.5231 | 1 | 1 | 3177.1865 | 4440.4364 |  |  |  |  | 61.5 | #DIV/0! | #DIV/0! | #DIV/0! | #DIV/0! | #DIV/0! | #DIV/0! | #DIV/0! | #DIV/0! | #DIV/0! | #DIV/0! | #DIV/0! | #DIV/0! | #DIV/0! |  |  |  | 61.5 | #DIV/0! | #DIV/0! | #DIV/0! | #DIV/0! | #DIV/0! | #DIV/0! | #DIV/0! | #DIV/0! | #DIV/0! | #DIV/0! | #DIV/0! | #DIV/0! | #DIV/0! |  |  |  | 61.5 | #DIV/0! | #DIV/0! | #DIV/0! | #DIV/0! | #DIV/0! | #DIV/0! | #DIV/0! | #DIV/0! | #DIV/0! | #DIV/0! | #DIV/0! | #DIV/0! | #DIV/0! |  |  |  | 61.5 | #DIV/0! | #DIV/0! | #DIV/0! | #DIV/0! | #DIV/0! | #DIV/0! | #DIV/0! | #DIV/0! | #DIV/0! | #DIV/0! | #DIV/0! | #DIV/0! | #DIV/0! |  |  |  | 61.5 | #DIV/0! | #DIV/0! | #DIV/0! | #DIV/0! | #DIV/0! | #DIV/0! | #DIV/0! | #DIV/0! | #DIV/0! | #DIV/0! | #DIV/0! | #DIV/0! | #DIV/0! |  |  |  | 61.5 | #DIV/0! | #DIV/0! | #DIV/0! | #DIV/0! | #DIV/0! | #DIV/0! | #DIV/0! | #DIV/0! | #DIV/0! | #DIV/0! | #DIV/0! | #DIV/0! | #DIV/0! |  |  |  | 61.5 | #DIV/0! | #DIV/0! | #DIV/0! | #DIV/0! | #DIV/0! | #DIV/0! | #DIV/0! | #DIV/0! | #DIV/0! | #DIV/0! | #DIV/0! | #DIV/0! | #DIV/0!
[15 empty] | 61.6 | 80.277 | 43.4056 | 3178.2078 | 4439.1537 | 3178.2078 | 4439.1537 | 25.3356 | 26.5406 | 1 | 1 | 3178.2078 | 4439.1537 |  |  |  |  | 61.6 | #DIV/0! | #DIV/0! | #DIV/0! | #DIV/0! | #DIV/0! | #DIV/0! | #DIV/0! | #DIV/0! | #DIV/0! | #DIV/0! | #DIV/0! | #DIV/0! | #DIV/0! |  |  |  | 61.6 | #DIV/0! | #DIV/0! | #DIV/0! | #DIV/0! | #DIV/0! | #DIV/0! | #DIV/0! | #DIV/0! | #DIV/0! | #DIV/0! | #DIV/0! | #DIV/0! | #DIV/0! |  |  |  | 61.6 | #DIV/0! | #DIV/0! | #DIV/0! | #DIV/0! | #DIV/0! | #DIV/0! | #DIV/0! | #DIV/0! | #DIV/0! | #DIV/0! | #DIV/0! | #DIV/0! | #DIV/0! |  |  |  | 61.6 | #DIV/0! | #DIV/0! | #DIV/0! | #DIV/0! | #DIV/0! | #DIV/0! | #DIV/0! | #DIV/0! | #DIV/0! | #DIV/0! | #DIV/0! | #DIV/0! | #DIV/0! |  |  |  | 61.6 | #DIV/0! | #DIV/0! | #DIV/0! | #DIV/0! | #DIV/0! | #DIV/0! | #DIV/0! | #DIV/0! | #DIV/0! | #DIV/0! | #DIV/0! | #DIV/0! | #DIV/0! |  |  |  | 61.6 | #DIV/0! | #DIV/0! | #DIV/0! | #DIV/0! | #DIV/0! | #DIV/0! | #DIV/0! | #DIV/0! | #DIV/0! | #DIV/0! | #DIV/0! | #DIV/0! | #DIV/0! |  |  |  | 61.6 | #DIV/0! | #DIV/0! | #DIV/0! | #DIV/0! | #DIV/0! | #DIV/0! | #DIV/0! | #DIV/0! | #DIV/0! | #DIV/0! | #DIV/0! | #DIV/0! | #DIV/0!
[15 empty] | 61.7 | 80.3526 | 43.2654 | 3179.2305 | 4437.8702 | 3179.2305 | 4437.8702 | 25.3676 | 26.5579 | 1 | 1 | 3179.2305 | 4437.8702 |  |  |  |  | 61.7 | #DIV/0! | #DIV/0! | #DIV/0! | #DIV/0! | #DIV/0! | #DIV/0! | #DIV/0! | #DIV/0! | #DIV/0! | #DIV/0! | #DIV/0! | #DIV/0! | #DIV/0! |  |  |  | 61.7 | #DIV/0! | #DIV/0! | #DIV/0! | #DIV/0! | #DIV/0! | #DIV/0! | #DIV/0! | #DIV/0! | #DIV/0! | #DIV/0! | #DIV/0! | #DIV/0! | #DIV/0! |  |  |  | 61.7 | #DIV/0! | #DIV/0! | #DIV/0! | #DIV/0! | #DIV/0! | #DIV/0! | #DIV/0! | #DIV/0! | #DIV/0! | #DIV/0! | #DIV/0! | #DIV/0! | #DIV/0! |  |  |  | 61.7 | #DIV/0! | #DIV/0! | #DIV/0! | #DIV/0! | #DIV/0! | #DIV/0! | #DIV/0! | #DIV/0! | #DIV/0! | #DIV/0! | #DIV/0! | #DIV/0! | #DIV/0! |  |  |  | 61.7 | #DIV/0! | #DIV/0! | #DIV/0! | #DIV/0! | #DIV/0! | #DIV/0! | #DIV/0! | #DIV/0! | #DIV/0! | #DIV/0! | #DIV/0! | #DIV/0! | #DIV/0! |  |  |  | 61.7 | #DIV/0! | #DIV/0! | #DIV/0! | #DIV/0! | #DIV/0! | #DIV/0! | #DIV/0! | #DIV/0! | #DIV/0! | #DIV/0! | #DIV/0! | #DIV/0! | #DIV/0! |  |  |  | 61.7 | #DIV/0! | #DIV/0! | #DIV/0! | #DIV/0! | #DIV/0! | #DIV/0! | #DIV/0! | #DIV/0! | #DIV/0! | #DIV/0! | #DIV/0! | #DIV/0! | #DIV/0!
[15 empty] | 61.8 | 80.428 | 43.1251 | 3180.2546 | 4436.5858 | 3180.2546 | 4436.5858 | 25.3996 | 26.5751 | 1 | 1 | 3180.2546 | 4436.5858 |  |  |  |  | 61.8 | #DIV/0! | #DIV/0! | #DIV/0! | #DIV/0! | #DIV/0! | #DIV/0! | #DIV/0! | #DIV/0! | #DIV/0! | #DIV/0! | #DIV/0! | #DIV/0! | #DIV/0! |  |  |  | 61.8 | #DIV/0! | #DIV/0! | #DIV/0! | #DIV/0! | #DIV/0! | #DIV/0! | #DIV/0! | #DIV/0! | #DIV/0! | #DIV/0! | #DIV/0! | #DIV/0! | #DIV/0! |  |  |  | 61.8 | #DIV/0! | #DIV/0! | #DIV/0! | #DIV/0! | #DIV/0! | #DIV/0! | #DIV/0! | #DIV/0! | #DIV/0! | #DIV/0! | #DIV/0! | #DIV/0! | #DIV/0! |  |  |  | 61.8 | #DIV/0! | #DIV/0! | #DIV/0! | #DIV/0! | #DIV/0! | #DIV/0! | #DIV/0! | #DIV/0! | #DIV/0! | #DIV/0! | #DIV/0! | #DIV/0! | #DIV/0! |  |  |  | 61.8 | #DIV/0! | #DIV/0! | #DIV/0! | #DIV/0! | #DIV/0! | #DIV/0! | #DIV/0! | #DIV/0! | #DIV/0! | #DIV/0! | #DIV/0! | #DIV/0! | #DIV/0! |  |  |  | 61.8 | #DIV/0! | #DIV/0! | #DIV/0! | #DIV/0! | #DIV/0! | #DIV/0! | #DIV/0! | #DIV/0! | #DIV/0! | #DIV/0! | #DIV/0! | #DIV/0! | #DIV/0! |  |  |  | 61.8 | #DIV/0! | #DIV/0! | #DIV/0! | #DIV/0! | #DIV/0! | #DIV/0! | #DIV/0! | #DIV/0! | #DIV/0! | #DIV/0! | #DIV/0! | #DIV/0! | #DIV/0!
[15 empty] | 61.9 | 80.5031 | 42.9847 | 3181.2801 | 4435.3006 | 3181.2801 | 4435.3006 | 25.4315 | 26.5922 | 1 | 1 | 3181.2801 | 4435.3006 |  |  |  |  | 61.9 | #DIV/0! | #DIV/0! | #DIV/0! | #DIV/0! | #DIV/0! | #DIV/0! | #DIV/0! | #DIV/0! | #DIV/0! | #DIV/0! | #DIV/0! | #DIV/0! | #DIV/0! |  |  |  | 61.9 | #DIV/0! | #DIV/0! | #DIV/0! | #DIV/0! | #DIV/0! | #DIV/0! | #DIV/0! | #DIV/0! | #DIV/0! | #DIV/0! | #DIV/0! | #DIV/0! | #DIV/0! |  |  |  | 61.9 | #DIV/0! | #DIV/0! | #DIV/0! | #DIV/0! | #DIV/0! | #DIV/0! | #DIV/0! | #DIV/0! | #DIV/0! | #DIV/0! | #DIV/0! | #DIV/0! | #DIV/0! |  |  |  | 61.9 | #DIV/0! | #DIV/0! | #DIV/0! | #DIV/0! | #DIV/0! | #DIV/0! | #DIV/0! | #DIV/0! | #DIV/0! | #DIV/0! | #DIV/0! | #DIV/0! | #DIV/0! |  |  |  | 61.9 | #DIV/0! | #DIV/0! | #DIV/0! | #DIV/0! | #DIV/0! | #DIV/0! | #DIV/0! | #DIV/0! | #DIV/0! | #DIV/0! | #DIV/0! | #DIV/0! | #DIV/0! |  |  |  | 61.9 | #DIV/0! | #DIV/0! | #DIV/0! | #DIV/0! | #DIV/0! | #DIV/0! | #DIV/0! | #DIV/0! | #DIV/0! | #DIV/0! | #DIV/0! | #DIV/0! | #DIV/0! |  |  |  | 61.9 | #DIV/0! | #DIV/0! | #DIV/0! | #DIV/0! | #DIV/0! | #DIV/0! | #DIV/0! | #DIV/0! | #DIV/0! | #DIV/0! | #DIV/0! | #DIV/0! | #DIV/0!
[15 empty] | 62 | 80.578 | 42.8441 | 3182.307 | 4434.0147 | 3182.307 | 4434.0147 | 25.4634 | 26.6093 | 1 | 1 | 3182.307 | 4434.0147 |  |  |  |  | 62 | #DIV/0! | #DIV/0! | #DIV/0! | #DIV/0! | #DIV/0! | #DIV/0! | #DIV/0! | #DIV/0! | #DIV/0! | #DIV/0! | #DIV/0! | #DIV/0! | #DIV/0! |  |  |  | 62 | #DIV/0! | #DIV/0! | #DIV/0! | #DIV/0! | #DIV/0! | #DIV/0! | #DIV/0! | #DIV/0! | #DIV/0! | #DIV/0! | #DIV/0! | #DIV/0! | #DIV/0! |  |  |  | 62 | #DIV/0! | #DIV/0! | #DIV/0! | #DIV/0! | #DIV/0! | #DIV/0! | #DIV/0! | #DIV/0! | #DIV/0! | #DIV/0! | #DIV/0! | #DIV/0! | #DIV/0! |  |  |  | 62 | #DIV/0! | #DIV/0! | #DIV/0! | #DIV/0! | #DIV/0! | #DIV/0! | #DIV/0! | #DIV/0! | #DIV/0! | #DIV/0! | #DIV/0! | #DIV/0! | #DIV/0! |  |  |  | 62 | #DIV/0! | #DIV/0! | #DIV/0! | #DIV/0! | #DIV/0! | #DIV/0! | #DIV/0! | #DIV/0! | #DIV/0! | #DIV/0! | #DIV/0! | #DIV/0! | #DIV/0! |  |  |  | 62 | #DIV/0! | #DIV/0! | #DIV/0! | #DIV/0! | #DIV/0! | #DIV/0! | #DIV/0! | #DIV/0! | #DIV/0! | #DIV/0! | #DIV/0! | #DIV/0! | #DIV/0! |  |  |  | 62 | #DIV/0! | #DIV/0! | #DIV/0! | #DIV/0! | #DIV/0! | #DIV/0! | #DIV/0! | #DIV/0! | #DIV/0! | #DIV/0! | #DIV/0! | #DIV/0! | #DIV/0!
[15 empty] | 62.1 | 80.6527 | 42.7034 | 3183.3353 | 4432.7279 | 3183.3353 | 4432.7279 | 25.4952 | 26.6262 | 1 | 1 | 3183.3353 | 4432.7279 |  |  |  |  | 62.1 | #DIV/0! | #DIV/0! | #DIV/0! | #DIV/0! | #DIV/0! | #DIV/0! | #DIV/0! | #DIV/0! | #DIV/0! | #DIV/0! | #DIV/0! | #DIV/0! | #DIV/0! |  |  |  | 62.1 | #DIV/0! | #DIV/0! | #DIV/0! | #DIV/0! | #DIV/0! | #DIV/0! | #DIV/0! | #DIV/0! | #DIV/0! | #DIV/0! | #DIV/0! | #DIV/0! | #DIV/0! |  |  |  | 62.1 | #DIV/0! | #DIV/0! | #DIV/0! | #DIV/0! | #DIV/0! | #DIV/0! | #DIV/0! | #DIV/0! | #DIV/0! | #DIV/0! | #DIV/0! | #DIV/0! | #DIV/0! |  |  |  | 62.1 | #DIV/0! | #DIV/0! | #DIV/0! | #DIV/0! | #DIV/0! | #DIV/0! | #DIV/0! | #DIV/0! | #DIV/0! | #DIV/0! | #DIV/0! | #DIV/0! | #DIV/0! |  |  |  | 62.1 | #DIV/0! | #DIV/0! | #DIV/0! | #DIV/0! | #DIV/0! | #DIV/0! | #DIV/0! | #DIV/0! | #DIV/0! | #DIV/0! | #DIV/0! | #DIV/0! | #DIV/0! |  |  |  | 62.1 | #DIV/0! | #DIV/0! | #DIV/0! | #DIV/0! | #DIV/0! | #DIV/0! | #DIV/0! | #DIV/0! | #DIV/0! | #DIV/0! | #DIV/0! | #DIV/0! | #DIV/0! |  |  |  | 62.1 | #DIV/0! | #DIV/0! | #DIV/0! | #DIV/0! | #DIV/0! | #DIV/0! | #DIV/0! | #DIV/0! | #DIV/0! | #DIV/0! | #DIV/0! | #DIV/0! | #DIV/0!
[15 empty] | 62.2 | 80.7271 | 42.5626 | 3184.3651 | 4431.4403 | 3184.3651 | 4431.4403 | 25.527 | 26.643 | 1 | 1 | 3184.3651 | 4431.4403 |  |  |  |  | 62.2 | #DIV/0! | #DIV/0! | #DIV/0! | #DIV/0! | #DIV/0! | #DIV/0! | #DIV/0! | #DIV/0! | #DIV/0! | #DIV/0! | #DIV/0! | #DIV/0! | #DIV/0! |  |  |  | 62.2 | #DIV/0! | #DIV/0! | #DIV/0! | #DIV/0! | #DIV/0! | #DIV/0! | #DIV/0! | #DIV/0! | #DIV/0! | #DIV/0! | #DIV/0! | #DIV/0! | #DIV/0! |  |  |  | 62.2 | #DIV/0! | #DIV/0! | #DIV/0! | #DIV/0! | #DIV/0! | #DIV/0! | #DIV/0! | #DIV/0! | #DIV/0! | #DIV/0! | #DIV/0! | #DIV/0! | #DIV/0! |  |  |  | 62.2 | #DIV/0! | #DIV/0! | #DIV/0! | #DIV/0! | #DIV/0! | #DIV/0! | #DIV/0! | #DIV/0! | #DIV/0! | #DIV/0! | #DIV/0! | #DIV/0! | #DIV/0! |  |  |  | 62.2 | #DIV/0! | #DIV/0! | #DIV/0! | #DIV/0! | #DIV/0! | #DIV/0! | #DIV/0! | #DIV/0! | #DIV/0! | #DIV/0! | #DIV/0! | #DIV/0! | #DIV/0! |  |  |  | 62.2 | #DIV/0! | #DIV/0! | #DIV/0! | #DIV/0! | #DIV/0! | #DIV/0! | #DIV/0! | #DIV/0! | #DIV/0! | #DIV/0! | #DIV/0! | #DIV/0! | #DIV/0! |  |  |  | 62.2 | #DIV/0! | #DIV/0! | #DIV/0! | #DIV/0! | #DIV/0! | #DIV/0! | #DIV/0! | #DIV/0! | #DIV/0! | #DIV/0! | #DIV/0! | #DIV/0! | #DIV/0!
[15 empty] | 62.3 | 80.8013 | 42.4216 | 3185.3962 | 4430.1519 | 3185.3962 | 4430.1519 | 25.5587 | 26.6597 | 1 | 1 | 3185.3962 | 4430.1519 |  |  |  |  | 62.3 | #DIV/0! | #DIV/0! | #DIV/0! | #DIV/0! | #DIV/0! | #DIV/0! | #DIV/0! | #DIV/0! | #DIV/0! | #DIV/0! | #DIV/0! | #DIV/0! | #DIV/0! |  |  |  | 62.3 | #DIV/0! | #DIV/0! | #DIV/0! | #DIV/0! | #DIV/0! | #DIV/0! | #DIV/0! | #DIV/0! | #DIV/0! | #DIV/0! | #DIV/0! | #DIV/0! | #DIV/0! |  |  |  | 62.3 | #DIV/0! | #DIV/0! | #DIV/0! | #DIV/0! | #DIV/0! | #DIV/0! | #DIV/0! | #DIV/0! | #DIV/0! | #DIV/0! | #DIV/0! | #DIV/0! | #DIV/0! |  |  |  | 62.3 | #DIV/0! | #DIV/0! | #DIV/0! | #DIV/0! | #DIV/0! | #DIV/0! | #DIV/0! | #DIV/0! | #DIV/0! | #DIV/0! | #DIV/0! | #DIV/0! | #DIV/0! |  |  |  | 62.3 | #DIV/0! | #DIV/0! | #DIV/0! | #DIV/0! | #DIV/0! | #DIV/0! | #DIV/0! | #DIV/0! | #DIV/0! | #DIV/0! | #DIV/0! | #DIV/0! | #DIV/0! |  |  |  | 62.3 | #DIV/0! | #DIV/0! | #DIV/0! | #DIV/0! | #DIV/0! | #DIV/0! | #DIV/0! | #DIV/0! | #DIV/0! | #DIV/0! | #DIV/0! | #DIV/0! | #DIV/0! |  |  |  | 62.3 | #DIV/0! | #DIV/0! | #DIV/0! | #DIV/0! | #DIV/0! | #DIV/0! | #DIV/0! | #DIV/0! | #DIV/0! | #DIV/0! | #DIV/0! | #DIV/0! | #DIV/0!
[15 empty] | 62.4 | 80.8752 | 42.2805 | 3186.4287 | 4428.8628 | 3186.4287 | 4428.8628 | 25.5904 | 26.6764 | 1 | 1 | 3186.4287 | 4428.8628 |  |  |  |  | 62.4 | #DIV/0! | #DIV/0! | #DIV/0! | #DIV/0! | #DIV/0! | #DIV/0! | #DIV/0! | #DIV/0! | #DIV/0! | #DIV/0! | #DIV/0! | #DIV/0! | #DIV/0! |  |  |  | 62.4 | #DIV/0! | #DIV/0! | #DIV/0! | #DIV/0! | #DIV/0! | #DIV/0! | #DIV/0! | #DIV/0! | #DIV/0! | #DIV/0! | #DIV/0! | #DIV/0! | #DIV/0! |  |  |  | 62.4 | #DIV/0! | #DIV/0! | #DIV/0! | #DIV/0! | #DIV/0! | #DIV/0! | #DIV/0! | #DIV/0! | #DIV/0! | #DIV/0! | #DIV/0! | #DIV/0! | #DIV/0! |  |  |  | 62.4 | #DIV/0! | #DIV/0! | #DIV/0! | #DIV/0! | #DIV/0! | #DIV/0! | #DIV/0! | #DIV/0! | #DIV/0! | #DIV/0! | #DIV/0! | #DIV/0! | #DIV/0! |  |  |  | 62.4 | #DIV/0! | #DIV/0! | #DIV/0! | #DIV/0! | #DIV/0! | #DIV/0! | #DIV/0! | #DIV/0! | #DIV/0! | #DIV/0! | #DIV/0! | #DIV/0! | #DIV/0! |  |  |  | 62.4 | #DIV/0! | #DIV/0! | #DIV/0! | #DIV/0! | #DIV/0! | #DIV/0! | #DIV/0! | #DIV/0! | #DIV/0! | #DIV/0! | #DIV/0! | #DIV/0! | #DIV/0! |  |  |  | 62.4 | #DIV/0! | #DIV/0! | #DIV/0! | #DIV/0! | #DIV/0! | #DIV/0! | #DIV/0! | #DIV/0! | #DIV/0! | #DIV/0! | #DIV/0! | #DIV/0! | #DIV/0!
[15 empty] | 62.5 | 80.9488 | 42.1393 | 3187.4626 | 4427.5728 | 3187.4626 | 4427.5728 | 25.622 | 26.6929 | 1 | 1 | 3187.4626 | 4427.5728 |  |  |  |  | 62.5 | #DIV/0! | #DIV/0! | #DIV/0! | #DIV/0! | #DIV/0! | #DIV/0! | #DIV/0! | #DIV/0! | #DIV/0! | #DIV/0! | #DIV/0! | #DIV/0! | #DIV/0! |  |  |  | 62.5 | #DIV/0! | #DIV/0! | #DIV/0! | #DIV/0! | #DIV/0! | #DIV/0! | #DIV/0! | #DIV/0! | #DIV/0! | #DIV/0! | #DIV/0! | #DIV/0! | #DIV/0! |  |  |  | 62.5 | #DIV/0! | #DIV/0! | #DIV/0! | #DIV/0! | #DIV/0! | #DIV/0! | #DIV/0! | #DIV/0! | #DIV/0! | #DIV/0! | #DIV/0! | #DIV/0! | #DIV/0! |  |  |  | 62.5 | #DIV/0! | #DIV/0! | #DIV/0! | #DIV/0! | #DIV/0! | #DIV/0! | #DIV/0! | #DIV/0! | #DIV/0! | #DIV/0! | #DIV/0! | #DIV/0! | #DIV/0! |  |  |  | 62.5 | #DIV/0! | #DIV/0! | #DIV/0! | #DIV/0! | #DIV/0! | #DIV/0! | #DIV/0! | #DIV/0! | #DIV/0! | #DIV/0! | #DIV/0! | #DIV/0! | #DIV/0! |  |  |  | 62.5 | #DIV/0! | #DIV/0! | #DIV/0! | #DIV/0! | #DIV/0! | #DIV/0! | #DIV/0! | #DIV/0! | #DIV/0! | #DIV/0! | #DIV/0! | #DIV/0! | #DIV/0! |  |  |  | 62.5 | #DIV/0! | #DIV/0! | #DIV/0! | #DIV/0! | #DIV/0! | #DIV/0! | #DIV/0! | #DIV/0! | #DIV/0! | #DIV/0! | #DIV/0! | #DIV/0! | #DIV/0!
[15 empty] | 62.6 | 81.0223 | 41.998 | 3188.4979 | 4426.2821 | 3188.4979 | 4426.2821 | 25.6536 | 26.7093 | 1 | 1 | 3188.4979 | 4426.2821 |  |  |  |  | 62.6 | #DIV/0! | #DIV/0! | #DIV/0! | #DIV/0! | #DIV/0! | #DIV/0! | #DIV/0! | #DIV/0! | #DIV/0! | #DIV/0! | #DIV/0! | #DIV/0! | #DIV/0! |  |  |  | 62.6 | #DIV/0! | #DIV/0! | #DIV/0! | #DIV/0! | #DIV/0! | #DIV/0! | #DIV/0! | #DIV/0! | #DIV/0! | #DIV/0! | #DIV/0! | #DIV/0! | #DIV/0! |  |  |  | 62.6 | #DIV/0! | #DIV/0! | #DIV/0! | #DIV/0! | #DIV/0! | #DIV/0! | #DIV/0! | #DIV/0! | #DIV/0! | #DIV/0! | #DIV/0! | #DIV/0! | #DIV/0! |  |  |  | 62.6 | #DIV/0! | #DIV/0! | #DIV/0! | #DIV/0! | #DIV/0! | #DIV/0! | #DIV/0! | #DIV/0! | #DIV/0! | #DIV/0! | #DIV/0! | #DIV/0! | #DIV/0! |  |  |  | 62.6 | #DIV/0! | #DIV/0! | #DIV/0! | #DIV/0! | #DIV/0! | #DIV/0! | #DIV/0! | #DIV/0! | #DIV/0! | #DIV/0! | #DIV/0! | #DIV/0! | #DIV/0! |  |  |  | 62.6 | #DIV/0! | #DIV/0! | #DIV/0! | #DIV/0! | #DIV/0! | #DIV/0! | #DIV/0! | #DIV/0! | #DIV/0! | #DIV/0! | #DIV/0! | #DIV/0! | #DIV/0! |  |  |  | 62.6 | #DIV/0! | #DIV/0! | #DIV/0! | #DIV/0! | #DIV/0! | #DIV/0! | #DIV/0! | #DIV/0! | #DIV/0! | #DIV/0! | #DIV/0! | #DIV/0! | #DIV/0!
[15 empty] | 62.7 | 81.0954 | 41.8565 | 3189.5346 | 4424.9906 | 3189.5346 | 4424.9906 | 25.6851 | 26.7256 | 1 | 1 | 3189.5346 | 4424.9906 |  |  |  |  | 62.7 | #DIV/0! | #DIV/0! | #DIV/0! | #DIV/0! | #DIV/0! | #DIV/0! | #DIV/0! | #DIV/0! | #DIV/0! | #DIV/0! | #DIV/0! | #DIV/0! | #DIV/0! |  |  |  | 62.7 | #DIV/0! | #DIV/0! | #DIV/0! | #DIV/0! | #DIV/0! | #DIV/0! | #DIV/0! | #DIV/0! | #DIV/0! | #DIV/0! | #DIV/0! | #DIV/0! | #DIV/0! |  |  |  | 62.7 | #DIV/0! | #DIV/0! | #DIV/0! | #DIV/0! | #DIV/0! | #DIV/0! | #DIV/0! | #DIV/0! | #DIV/0! | #DIV/0! | #DIV/0! | #DIV/0! | #DIV/0! |  |  |  | 62.7 | #DIV/0! | #DIV/0! | #DIV/0! | #DIV/0! | #DIV/0! | #DIV/0! | #DIV/0! | #DIV/0! | #DIV/0! | #DIV/0! | #DIV/0! | #DIV/0! | #DIV/0! |  |  |  | 62.7 | #DIV/0! | #DIV/0! | #DIV/0! | #DIV/0! | #DIV/0! | #DIV/0! | #DIV/0! | #DIV/0! | #DIV/0! | #DIV/0! | #DIV/0! | #DIV/0! | #DIV/0! |  |  |  | 62.7 | #DIV/0! | #DIV/0! | #DIV/0! | #DIV/0! | #DIV/0! | #DIV/0! | #DIV/0! | #DIV/0! | #DIV/0! | #DIV/0! | #DIV/0! | #DIV/0! | #DIV/0! |  |  |  | 62.7 | #DIV/0! | #DIV/0! | #DIV/0! | #DIV/0! | #DIV/0! | #DIV/0! | #DIV/0! | #DIV/0! | #DIV/0! | #DIV/0! | #DIV/0! | #DIV/0! | #DIV/0!
[15 empty] | 62.8 | 81.1684 | 41.7149 | 3190.5727 | 4423.6984 | 3190.5727 | 4423.6984 | 25.7166 | 26.7419 | 1 | 1 | 3190.5727 | 4423.6984 |  |  |  |  | 62.8 | #DIV/0! | #DIV/0! | #DIV/0! | #DIV/0! | #DIV/0! | #DIV/0! | #DIV/0! | #DIV/0! | #DIV/0! | #DIV/0! | #DIV/0! | #DIV/0! | #DIV/0! |  |  |  | 62.8 | #DIV/0! | #DIV/0! | #DIV/0! | #DIV/0! | #DIV/0! | #DIV/0! | #DIV/0! | #DIV/0! | #DIV/0! | #DIV/0! | #DIV/0! | #DIV/0! | #DIV/0! |  |  |  | 62.8 | #DIV/0! | #DIV/0! | #DIV/0! | #DIV/0! | #DIV/0! | #DIV/0! | #DIV/0! | #DIV/0! | #DIV/0! | #DIV/0! | #DIV/0! | #DIV/0! | #DIV/0! |  |  |  | 62.8 | #DIV/0! | #DIV/0! | #DIV/0! | #DIV/0! | #DIV/0! | #DIV/0! | #DIV/0! | #DIV/0! | #DIV/0! | #DIV/0! | #DIV/0! | #DIV/0! | #DIV/0! |  |  |  | 62.8 | #DIV/0! | #DIV/0! | #DIV/0! | #DIV/0! | #DIV/0! | #DIV/0! | #DIV/0! | #DIV/0! | #DIV/0! | #DIV/0! | #DIV/0! | #DIV/0! | #DIV/0! |  |  |  | 62.8 | #DIV/0! | #DIV/0! | #DIV/0! | #DIV/0! | #DIV/0! | #DIV/0! | #DIV/0! | #DIV/0! | #DIV/0! | #DIV/0! | #DIV/0! | #DIV/0! | #DIV/0! |  |  |  | 62.8 | #DIV/0! | #DIV/0! | #DIV/0! | #DIV/0! | #DIV/0! | #DIV/0! | #DIV/0! | #DIV/0! | #DIV/0! | #DIV/0! | #DIV/0! | #DIV/0! | #DIV/0!
[15 empty] | 62.9 | 81.2411 | 41.5731 | 3191.6122 | 4422.4053 | 3191.6122 | 4422.4053 | 25.748 | 26.758 | 1 | 1 | 3191.6122 | 4422.4053 |  |  |  |  | 62.9 | #DIV/0! | #DIV/0! | #DIV/0! | #DIV/0! | #DIV/0! | #DIV/0! | #DIV/0! | #DIV/0! | #DIV/0! | #DIV/0! | #DIV/0! | #DIV/0! | #DIV/0! |  |  |  | 62.9 | #DIV/0! | #DIV/0! | #DIV/0! | #DIV/0! | #DIV/0! | #DIV/0! | #DIV/0! | #DIV/0! | #DIV/0! | #DIV/0! | #DIV/0! | #DIV/0! | #DIV/0! |  |  |  | 62.9 | #DIV/0! | #DIV/0! | #DIV/0! | #DIV/0! | #DIV/0! | #DIV/0! | #DIV/0! | #DIV/0! | #DIV/0! | #DIV/0! | #DIV/0! | #DIV/0! | #DIV/0! |  |  |  | 62.9 | #DIV/0! | #DIV/0! | #DIV/0! | #DIV/0! | #DIV/0! | #DIV/0! | #DIV/0! | #DIV/0! | #DIV/0! | #DIV/0! | #DIV/0! | #DIV/0! | #DIV/0! |  |  |  | 62.9 | #DIV/0! | #DIV/0! | #DIV/0! | #DIV/0! | #DIV/0! | #DIV/0! | #DIV/0! | #DIV/0! | #DIV/0! | #DIV/0! | #DIV/0! | #DIV/0! | #DIV/0! |  |  |  | 62.9 | #DIV/0! | #DIV/0! | #DIV/0! | #DIV/0! | #DIV/0! | #DIV/0! | #DIV/0! | #DIV/0! | #DIV/0! | #DIV/0! | #DIV/0! | #DIV/0! | #DIV/0! |  |  |  | 62.9 | #DIV/0! | #DIV/0! | #DIV/0! | #DIV/0! | #DIV/0! | #DIV/0! | #DIV/0! | #DIV/0! | #DIV/0! | #DIV/0! | #DIV/0! | #DIV/0! | #DIV/0!
[15 empty] | 63 | 81.3135 | 41.4313 | 3192.653 | 4421.1116 | 3192.653 | 4421.1116 | 25.7794 | 26.774 | 1 | 1 | 3192.653 | 4421.1116 |  |  |  |  | 63 | #DIV/0! | #DIV/0! | #DIV/0! | #DIV/0! | #DIV/0! | #DIV/0! | #DIV/0! | #DIV/0! | #DIV/0! | #DIV/0! | #DIV/0! | #DIV/0! | #DIV/0! |  |  |  | 63 | #DIV/0! | #DIV/0! | #DIV/0! | #DIV/0! | #DIV/0! | #DIV/0! | #DIV/0! | #DIV/0! | #DIV/0! | #DIV/0! | #DIV/0! | #DIV/0! | #DIV/0! |  |  |  | 63 | #DIV/0! | #DIV/0! | #DIV/0! | #DIV/0! | #DIV/0! | #DIV/0! | #DIV/0! | #DIV/0! | #DIV/0! | #DIV/0! | #DIV/0! | #DIV/0! | #DIV/0! |  |  |  | 63 | #DIV/0! | #DIV/0! | #DIV/0! | #DIV/0! | #DIV/0! | #DIV/0! | #DIV/0! | #DIV/0! | #DIV/0! | #DIV/0! | #DIV/0! | #DIV/0! | #DIV/0! |  |  |  | 63 | #DIV/0! | #DIV/0! | #DIV/0! | #DIV/0! | #DIV/0! | #DIV/0! | #DIV/0! | #DIV/0! | #DIV/0! | #DIV/0! | #DIV/0! | #DIV/0! | #DIV/0! |  |  |  | 63 | #DIV/0! | #DIV/0! | #DIV/0! | #DIV/0! | #DIV/0! | #DIV/0! | #DIV/0! | #DIV/0! | #DIV/0! | #DIV/0! | #DIV/0! | #DIV/0! | #DIV/0! |  |  |  | 63 | #DIV/0! | #DIV/0! | #DIV/0! | #DIV/0! | #DIV/0! | #DIV/0! | #DIV/0! | #DIV/0! | #DIV/0! | #DIV/0! | #DIV/0! | #DIV/0! | #DIV/0!
[15 empty] | 63.1 | 81.3857 | 41.2893 | 3193.6953 | 4419.817 | 3193.6953 | 4419.817 | 25.8107 | 26.7899 | 1 | 1 | 3193.6953 | 4419.817 |  |  |  |  | 63.1 | #DIV/0! | #DIV/0! | #DIV/0! | #DIV/0! | #DIV/0! | #DIV/0! | #DIV/0! | #DIV/0! | #DIV/0! | #DIV/0! | #DIV/0! | #DIV/0! | #DIV/0! |  |  |  | 63.1 | #DIV/0! | #DIV/0! | #DIV/0! | #DIV/0! | #DIV/0! | #DIV/0! | #DIV/0! | #DIV/0! | #DIV/0! | #DIV/0! | #DIV/0! | #DIV/0! | #DIV/0! |  |  |  | 63.1 | #DIV/0! | #DIV/0! | #DIV/0! | #DIV/0! | #DIV/0! | #DIV/0! | #DIV/0! | #DIV/0! | #DIV/0! | #DIV/0! | #DIV/0! | #DIV/0! | #DIV/0! |  |  |  | 63.1 | #DIV/0! | #DIV/0! | #DIV/0! | #DIV/0! | #DIV/0! | #DIV/0! | #DIV/0! | #DIV/0! | #DIV/0! | #DIV/0! | #DIV/0! | #DIV/0! | #DIV/0! |  |  |  | 63.1 | #DIV/0! | #DIV/0! | #DIV/0! | #DIV/0! | #DIV/0! | #DIV/0! | #DIV/0! | #DIV/0! | #DIV/0! | #DIV/0! | #DIV/0! | #DIV/0! | #DIV/0! |  |  |  | 63.1 | #DIV/0! | #DIV/0! | #DIV/0! | #DIV/0! | #DIV/0! | #DIV/0! | #DIV/0! | #DIV/0! | #DIV/0! | #DIV/0! | #DIV/0! | #DIV/0! | #DIV/0! |  |  |  | 63.1 | #DIV/0! | #DIV/0! | #DIV/0! | #DIV/0! | #DIV/0! | #DIV/0! | #DIV/0! | #DIV/0! | #DIV/0! | #DIV/0! | #DIV/0! | #DIV/0! | #DIV/0!
[15 empty] | 63.2 | 81.4576 | 41.1472 | 3194.7389 | 4418.5217 | 3194.7389 | 4418.5217 | 25.8419 | 26.8057 | 1 | 1 | 3194.7389 | 4418.5217 |  |  |  |  | 63.2 | #DIV/0! | #DIV/0! | #DIV/0! | #DIV/0! | #DIV/0! | #DIV/0! | #DIV/0! | #DIV/0! | #DIV/0! | #DIV/0! | #DIV/0! | #DIV/0! | #DIV/0! |  |  |  | 63.2 | #DIV/0! | #DIV/0! | #DIV/0! | #DIV/0! | #DIV/0! | #DIV/0! | #DIV/0! | #DIV/0! | #DIV/0! | #DIV/0! | #DIV/0! | #DIV/0! | #DIV/0! |  |  |  | 63.2 | #DIV/0! | #DIV/0! | #DIV/0! | #DIV/0! | #DIV/0! | #DIV/0! | #DIV/0! | #DIV/0! | #DIV/0! | #DIV/0! | #DIV/0! | #DIV/0! | #DIV/0! |  |  |  | 63.2 | #DIV/0! | #DIV/0! | #DIV/0! | #DIV/0! | #DIV/0! | #DIV/0! | #DIV/0! | #DIV/0! | #DIV/0! | #DIV/0! | #DIV/0! | #DIV/0! | #DIV/0! |  |  |  | 63.2 | #DIV/0! | #DIV/0! | #DIV/0! | #DIV/0! | #DIV/0! | #DIV/0! | #DIV/0! | #DIV/0! | #DIV/0! | #DIV/0! | #DIV/0! | #DIV/0! | #DIV/0! |  |  |  | 63.2 | #DIV/0! | #DIV/0! | #DIV/0! | #DIV/0! | #DIV/0! | #DIV/0! | #DIV/0! | #DIV/0! | #DIV/0! | #DIV/0! | #DIV/0! | #DIV/0! | #DIV/0! |  |  |  | 63.2 | #DIV/0! | #DIV/0! | #DIV/0! | #DIV/0! | #DIV/0! | #DIV/0! | #DIV/0! | #DIV/0! | #DIV/0! | #DIV/0! | #DIV/0! | #DIV/0! | #DIV/0!
[15 empty] | 63.3 | 81.5293 | 41.005 | 3195.7839 | 4417.2257 | 3195.7839 | 4417.2257 | 25.8731 | 26.8215 | 1 | 1 | 3195.7839 | 4417.2257 |  |  |  |  | 63.3 | #DIV/0! | #DIV/0! | #DIV/0! | #DIV/0! | #DIV/0! | #DIV/0! | #DIV/0! | #DIV/0! | #DIV/0! | #DIV/0! | #DIV/0! | #DIV/0! | #DIV/0! |  |  |  | 63.3 | #DIV/0! | #DIV/0! | #DIV/0! | #DIV/0! | #DIV/0! | #DIV/0! | #DIV/0! | #DIV/0! | #DIV/0! | #DIV/0! | #DIV/0! | #DIV/0! | #DIV/0! |  |  |  | 63.3 | #DIV/0! | #DIV/0! | #DIV/0! | #DIV/0! | #DIV/0! | #DIV/0! | #DIV/0! | #DIV/0! | #DIV/0! | #DIV/0! | #DIV/0! | #DIV/0! | #DIV/0! |  |  |  | 63.3 | #DIV/0! | #DIV/0! | #DIV/0! | #DIV/0! | #DIV/0! | #DIV/0! | #DIV/0! | #DIV/0! | #DIV/0! | #DIV/0! | #DIV/0! | #DIV/0! | #DIV/0! |  |  |  | 63.3 | #DIV/0! | #DIV/0! | #DIV/0! | #DIV/0! | #DIV/0! | #DIV/0! | #DIV/0! | #DIV/0! | #DIV/0! | #DIV/0! | #DIV/0! | #DIV/0! | #DIV/0! |  |  |  | 63.3 | #DIV/0! | #DIV/0! | #DIV/0! | #DIV/0! | #DIV/0! | #DIV/0! | #DIV/0! | #DIV/0! | #DIV/0! | #DIV/0! | #DIV/0! | #DIV/0! | #DIV/0! |  |  |  | 63.3 | #DIV/0! | #DIV/0! | #DIV/0! | #DIV/0! | #DIV/0! | #DIV/0! | #DIV/0! | #DIV/0! | #DIV/0! | #DIV/0! | #DIV/0! | #DIV/0! | #DIV/0!
[15 empty] | 63.4 | 81.6007 | 40.8626 | 3196.8303 | 4415.929 | 3196.8303 | 4415.929 | 25.9043 | 26.8371 | 1 | 1 | 3196.8303 | 4415.929 |  |  |  |  | 63.4 | #DIV/0! | #DIV/0! | #DIV/0! | #DIV/0! | #DIV/0! | #DIV/0! | #DIV/0! | #DIV/0! | #DIV/0! | #DIV/0! | #DIV/0! | #DIV/0! | #DIV/0! |  |  |  | 63.4 | #DIV/0! | #DIV/0! | #DIV/0! | #DIV/0! | #DIV/0! | #DIV/0! | #DIV/0! | #DIV/0! | #DIV/0! | #DIV/0! | #DIV/0! | #DIV/0! | #DIV/0! |  |  |  | 63.4 | #DIV/0! | #DIV/0! | #DIV/0! | #DIV/0! | #DIV/0! | #DIV/0! | #DIV/0! | #DIV/0! | #DIV/0! | #DIV/0! | #DIV/0! | #DIV/0! | #DIV/0! |  |  |  | 63.4 | #DIV/0! | #DIV/0! | #DIV/0! | #DIV/0! | #DIV/0! | #DIV/0! | #DIV/0! | #DIV/0! | #DIV/0! | #DIV/0! | #DIV/0! | #DIV/0! | #DIV/0! |  |  |  | 63.4 | #DIV/0! | #DIV/0! | #DIV/0! | #DIV/0! | #DIV/0! | #DIV/0! | #DIV/0! | #DIV/0! | #DIV/0! | #DIV/0! | #DIV/0! | #DIV/0! | #DIV/0! |  |  |  | 63.4 | #DIV/0! | #DIV/0! | #DIV/0! | #DIV/0! | #DIV/0! | #DIV/0! | #DIV/0! | #DIV/0! | #DIV/0! | #DIV/0! | #DIV/0! | #DIV/0! | #DIV/0! |  |  |  | 63.4 | #DIV/0! | #DIV/0! | #DIV/0! | #DIV/0! | #DIV/0! | #DIV/0! | #DIV/0! | #DIV/0! | #DIV/0! | #DIV/0! | #DIV/0! | #DIV/0! | #DIV/0!
[15 empty] | 63.5 | 81.6719 | 40.7201 | 3197.878 | 4414.6315 | 3197.878 | 4414.6315 | 25.9354 | 26.8526 | 1 | 1 | 3197.878 | 4414.6315 |  |  |  |  | 63.5 | #DIV/0! | #DIV/0! | #DIV/0! | #DIV/0! | #DIV/0! | #DIV/0! | #DIV/0! | #DIV/0! | #DIV/0! | #DIV/0! | #DIV/0! | #DIV/0! | #DIV/0! |  |  |  | 63.5 | #DIV/0! | #DIV/0! | #DIV/0! | #DIV/0! | #DIV/0! | #DIV/0! | #DIV/0! | #DIV/0! | #DIV/0! | #DIV/0! | #DIV/0! | #DIV/0! | #DIV/0! |  |  |  | 63.5 | #DIV/0! | #DIV/0! | #DIV/0! | #DIV/0! | #DIV/0! | #DIV/0! | #DIV/0! | #DIV/0! | #DIV/0! | #DIV/0! | #DIV/0! | #DIV/0! | #DIV/0! |  |  |  | 63.5 | #DIV/0! | #DIV/0! | #DIV/0! | #DIV/0! | #DIV/0! | #DIV/0! | #DIV/0! | #DIV/0! | #DIV/0! | #DIV/0! | #DIV/0! | #DIV/0! | #DIV/0! |  |  |  | 63.5 | #DIV/0! | #DIV/0! | #DIV/0! | #DIV/0! | #DIV/0! | #DIV/0! | #DIV/0! | #DIV/0! | #DIV/0! | #DIV/0! | #DIV/0! | #DIV/0! | #DIV/0! |  |  |  | 63.5 | #DIV/0! | #DIV/0! | #DIV/0! | #DIV/0! | #DIV/0! | #DIV/0! | #DIV/0! | #DIV/0! | #DIV/0! | #DIV/0! | #DIV/0! | #DIV/0! | #DIV/0! |  |  |  | 63.5 | #DIV/0! | #DIV/0! | #DIV/0! | #DIV/0! | #DIV/0! | #DIV/0! | #DIV/0! | #DIV/0! | #DIV/0! | #DIV/0! | #DIV/0! | #DIV/0! | #DIV/0!
[15 empty] | 63.6 | 81.7429 | 40.5775 | 3198.9272 | 4413.3332 | 3198.9272 | 4413.3332 | 25.9664 | 26.868 | 1 | 1 | 3198.9272 | 4413.3332 |  |  |  |  | 63.6 | #DIV/0! | #DIV/0! | #DIV/0! | #DIV/0! | #DIV/0! | #DIV/0! | #DIV/0! | #DIV/0! | #DIV/0! | #DIV/0! | #DIV/0! | #DIV/0! | #DIV/0! |  |  |  | 63.6 | #DIV/0! | #DIV/0! | #DIV/0! | #DIV/0! | #DIV/0! | #DIV/0! | #DIV/0! | #DIV/0! | #DIV/0! | #DIV/0! | #DIV/0! | #DIV/0! | #DIV/0! |  |  |  | 63.6 | #DIV/0! | #DIV/0! | #DIV/0! | #DIV/0! | #DIV/0! | #DIV/0! | #DIV/0! | #DIV/0! | #DIV/0! | #DIV/0! | #DIV/0! | #DIV/0! | #DIV/0! |  |  |  | 63.6 | #DIV/0! | #DIV/0! | #DIV/0! | #DIV/0! | #DIV/0! | #DIV/0! | #DIV/0! | #DIV/0! | #DIV/0! | #DIV/0! | #DIV/0! | #DIV/0! | #DIV/0! |  |  |  | 63.6 | #DIV/0! | #DIV/0! | #DIV/0! | #DIV/0! | #DIV/0! | #DIV/0! | #DIV/0! | #DIV/0! | #DIV/0! | #DIV/0! | #DIV/0! | #DIV/0! | #DIV/0! |  |  |  | 63.6 | #DIV/0! | #DIV/0! | #DIV/0! | #DIV/0! | #DIV/0! | #DIV/0! | #DIV/0! | #DIV/0! | #DIV/0! | #DIV/0! | #DIV/0! | #DIV/0! | #DIV/0! |  |  |  | 63.6 | #DIV/0! | #DIV/0! | #DIV/0! | #DIV/0! | #DIV/0! | #DIV/0! | #DIV/0! | #DIV/0! | #DIV/0! | #DIV/0! | #DIV/0! | #DIV/0! | #DIV/0!
[15 empty] | 63.7 | 81.8136 | 40.4348 | 3199.9777 | 4412.0343 | 3199.9777 | 4412.0343 | 25.9974 | 26.8834 | 1 | 1 | 3199.9777 | 4412.0343 |  |  |  |  | 63.7 | #DIV/0! | #DIV/0! | #DIV/0! | #DIV/0! | #DIV/0! | #DIV/0! | #DIV/0! | #DIV/0! | #DIV/0! | #DIV/0! | #DIV/0! | #DIV/0! | #DIV/0! |  |  |  | 63.7 | #DIV/0! | #DIV/0! | #DIV/0! | #DIV/0! | #DIV/0! | #DIV/0! | #DIV/0! | #DIV/0! | #DIV/0! | #DIV/0! | #DIV/0! | #DIV/0! | #DIV/0! |  |  |  | 63.7 | #DIV/0! | #DIV/0! | #DIV/0! | #DIV/0! | #DIV/0! | #DIV/0! | #DIV/0! | #DIV/0! | #DIV/0! | #DIV/0! | #DIV/0! | #DIV/0! | #DIV/0! |  |  |  | 63.7 | #DIV/0! | #DIV/0! | #DIV/0! | #DIV/0! | #DIV/0! | #DIV/0! | #DIV/0! | #DIV/0! | #DIV/0! | #DIV/0! | #DIV/0! | #DIV/0! | #DIV/0! |  |  |  | 63.7 | #DIV/0! | #DIV/0! | #DIV/0! | #DIV/0! | #DIV/0! | #DIV/0! | #DIV/0! | #DIV/0! | #DIV/0! | #DIV/0! | #DIV/0! | #DIV/0! | #DIV/0! |  |  |  | 63.7 | #DIV/0! | #DIV/0! | #DIV/0! | #DIV/0! | #DIV/0! | #DIV/0! | #DIV/0! | #DIV/0! | #DIV/0! | #DIV/0! | #DIV/0! | #DIV/0! | #DIV/0! |  |  |  | 63.7 | #DIV/0! | #DIV/0! | #DIV/0! | #DIV/0! | #DIV/0! | #DIV/0! | #DIV/0! | #DIV/0! | #DIV/0! | #DIV/0! | #DIV/0! | #DIV/0! | #DIV/0!
[15 empty] | 63.8 | 81.884 | 40.2919 | 3201.0295 | 4410.7346 | 3201.0295 | 4410.7346 | 26.0284 | 26.8986 | 1 | 1 | 3201.0295 | 4410.7346 |  |  |  |  | 63.8 | #DIV/0! | #DIV/0! | #DIV/0! | #DIV/0! | #DIV/0! | #DIV/0! | #DIV/0! | #DIV/0! | #DIV/0! | #DIV/0! | #DIV/0! | #DIV/0! | #DIV/0! |  |  |  | 63.8 | #DIV/0! | #DIV/0! | #DIV/0! | #DIV/0! | #DIV/0! | #DIV/0! | #DIV/0! | #DIV/0! | #DIV/0! | #DIV/0! | #DIV/0! | #DIV/0! | #DIV/0! |  |  |  | 63.8 | #DIV/0! | #DIV/0! | #DIV/0! | #DIV/0! | #DIV/0! | #DIV/0! | #DIV/0! | #DIV/0! | #DIV/0! | #DIV/0! | #DIV/0! | #DIV/0! | #DIV/0! |  |  |  | 63.8 | #DIV/0! | #DIV/0! | #DIV/0! | #DIV/0! | #DIV/0! | #DIV/0! | #DIV/0! | #DIV/0! | #DIV/0! | #DIV/0! | #DIV/0! | #DIV/0! | #DIV/0! |  |  |  | 63.8 | #DIV/0! | #DIV/0! | #DIV/0! | #DIV/0! | #DIV/0! | #DIV/0! | #DIV/0! | #DIV/0! | #DIV/0! | #DIV/0! | #DIV/0! | #DIV/0! | #DIV/0! |  |  |  | 63.8 | #DIV/0! | #DIV/0! | #DIV/0! | #DIV/0! | #DIV/0! | #DIV/0! | #DIV/0! | #DIV/0! | #DIV/0! | #DIV/0! | #DIV/0! | #DIV/0! | #DIV/0! |  |  |  | 63.8 | #DIV/0! | #DIV/0! | #DIV/0! | #DIV/0! | #DIV/0! | #DIV/0! | #DIV/0! | #DIV/0! | #DIV/0! | #DIV/0! | #DIV/0! | #DIV/0! | #DIV/0!
[15 empty] | 63.9 | 81.9542 | 40.149 | 3202.0828 | 4409.4342 | 3202.0828 | 4409.4342 | 26.0592 | 26.9137 | 1 | 1 | 3202.0828 | 4409.4342 |  |  |  |  | 63.9 | #DIV/0! | #DIV/0! | #DIV/0! | #DIV/0! | #DIV/0! | #DIV/0! | #DIV/0! | #DIV/0! | #DIV/0! | #DIV/0! | #DIV/0! | #DIV/0! | #DIV/0! |  |  |  | 63.9 | #DIV/0! | #DIV/0! | #DIV/0! | #DIV/0! | #DIV/0! | #DIV/0! | #DIV/0! | #DIV/0! | #DIV/0! | #DIV/0! | #DIV/0! | #DIV/0! | #DIV/0! |  |  |  | 63.9 | #DIV/0! | #DIV/0! | #DIV/0! | #DIV/0! | #DIV/0! | #DIV/0! | #DIV/0! | #DIV/0! | #DIV/0! | #DIV/0! | #DIV/0! | #DIV/0! | #DIV/0! |  |  |  | 63.9 | #DIV/0! | #DIV/0! | #DIV/0! | #DIV/0! | #DIV/0! | #DIV/0! | #DIV/0! | #DIV/0! | #DIV/0! | #DIV/0! | #DIV/0! | #DIV/0! | #DIV/0! |  |  |  | 63.9 | #DIV/0! | #DIV/0! | #DIV/0! | #DIV/0! | #DIV/0! | #DIV/0! | #DIV/0! | #DIV/0! | #DIV/0! | #DIV/0! | #DIV/0! | #DIV/0! | #DIV/0! |  |  |  | 63.9 | #DIV/0! | #DIV/0! | #DIV/0! | #DIV/0! | #DIV/0! | #DIV/0! | #DIV/0! | #DIV/0! | #DIV/0! | #DIV/0! | #DIV/0! | #DIV/0! | #DIV/0! |  |  |  | 63.9 | #DIV/0! | #DIV/0! | #DIV/0! | #DIV/0! | #DIV/0! | #DIV/0! | #DIV/0! | #DIV/0! | #DIV/0! | #DIV/0! | #DIV/0! | #DIV/0! | #DIV/0!
[15 empty] | 64 | 82.0242 | 40.0059 | 3203.1374 | 4408.1331 | 3203.1374 | 4408.1331 | 26.0901 | 26.9287 | 1 | 1 | 3203.1374 | 4408.1331 |  |  |  |  | 64 | #DIV/0! | #DIV/0! | #DIV/0! | #DIV/0! | #DIV/0! | #DIV/0! | #DIV/0! | #DIV/0! | #DIV/0! | #DIV/0! | #DIV/0! | #DIV/0! | #DIV/0! |  |  |  | 64 | #DIV/0! | #DIV/0! | #DIV/0! | #DIV/0! | #DIV/0! | #DIV/0! | #DIV/0! | #DIV/0! | #DIV/0! | #DIV/0! | #DIV/0! | #DIV/0! | #DIV/0! |  |  |  | 64 | #DIV/0! | #DIV/0! | #DIV/0! | #DIV/0! | #DIV/0! | #DIV/0! | #DIV/0! | #DIV/0! | #DIV/0! | #DIV/0! | #DIV/0! | #DIV/0! | #DIV/0! |  |  |  | 64 | #DIV/0! | #DIV/0! | #DIV/0! | #DIV/0! | #DIV/0! | #DIV/0! | #DIV/0! | #DIV/0! | #DIV/0! | #DIV/0! | #DIV/0! | #DIV/0! | #DIV/0! |  |  |  | 64 | #DIV/0! | #DIV/0! | #DIV/0! | #DIV/0! | #DIV/0! | #DIV/0! | #DIV/0! | #DIV/0! | #DIV/0! | #DIV/0! | #DIV/0! | #DIV/0! | #DIV/0! |  |  |  | 64 | #DIV/0! | #DIV/0! | #DIV/0! | #DIV/0! | #DIV/0! | #DIV/0! | #DIV/0! | #DIV/0! | #DIV/0! | #DIV/0! | #DIV/0! | #DIV/0! | #DIV/0! |  |  |  | 64 | #DIV/0! | #DIV/0! | #DIV/0! | #DIV/0! | #DIV/0! | #DIV/0! | #DIV/0! | #DIV/0! | #DIV/0! | #DIV/0! | #DIV/0! | #DIV/0! | #DIV/0!
[15 empty] | 64.1 | 82.0939 | 39.8626 | 3204.1933 | 4406.8314 | 3204.1933 | 4406.8314 | 26.1209 | 26.9436 | 1 | 1 | 3204.1933 | 4406.8314 |  |  |  |  | 64.1 | #DIV/0! | #DIV/0! | #DIV/0! | #DIV/0! | #DIV/0! | #DIV/0! | #DIV/0! | #DIV/0! | #DIV/0! | #DIV/0! | #DIV/0! | #DIV/0! | #DIV/0! |  |  |  | 64.1 | #DIV/0! | #DIV/0! | #DIV/0! | #DIV/0! | #DIV/0! | #DIV/0! | #DIV/0! | #DIV/0! | #DIV/0! | #DIV/0! | #DIV/0! | #DIV/0! | #DIV/0! |  |  |  | 64.1 | #DIV/0! | #DIV/0! | #DIV/0! | #DIV/0! | #DIV/0! | #DIV/0! | #DIV/0! | #DIV/0! | #DIV/0! | #DIV/0! | #DIV/0! | #DIV/0! | #DIV/0! |  |  |  | 64.1 | #DIV/0! | #DIV/0! | #DIV/0! | #DIV/0! | #DIV/0! | #DIV/0! | #DIV/0! | #DIV/0! | #DIV/0! | #DIV/0! | #DIV/0! | #DIV/0! | #DIV/0! |  |  |  | 64.1 | #DIV/0! | #DIV/0! | #DIV/0! | #DIV/0! | #DIV/0! | #DIV/0! | #DIV/0! | #DIV/0! | #DIV/0! | #DIV/0! | #DIV/0! | #DIV/0! | #DIV/0! |  |  |  | 64.1 | #DIV/0! | #DIV/0! | #DIV/0! | #DIV/0! | #DIV/0! | #DIV/0! | #DIV/0! | #DIV/0! | #DIV/0! | #DIV/0! | #DIV/0! | #DIV/0! | #DIV/0! |  |  |  | 64.1 | #DIV/0! | #DIV/0! | #DIV/0! | #DIV/0! | #DIV/0! | #DIV/0! | #DIV/0! | #DIV/0! | #DIV/0! | #DIV/0! | #DIV/0! | #DIV/0! | #DIV/0!
[15 empty] | 64.2 | 82.1633 | 39.7193 | 3205.2507 | 4405.5289 | 3205.2507 | 4405.5289 | 26.1516 | 26.9585 | 1 | 1 | 3205.2507 | 4405.5289 |  |  |  |  | 64.2 | #DIV/0! | #DIV/0! | #DIV/0! | #DIV/0! | #DIV/0! | #DIV/0! | #DIV/0! | #DIV/0! | #DIV/0! | #DIV/0! | #DIV/0! | #DIV/0! | #DIV/0! |  |  |  | 64.2 | #DIV/0! | #DIV/0! | #DIV/0! | #DIV/0! | #DIV/0! | #DIV/0! | #DIV/0! | #DIV/0! | #DIV/0! | #DIV/0! | #DIV/0! | #DIV/0! | #DIV/0! |  |  |  | 64.2 | #DIV/0! | #DIV/0! | #DIV/0! | #DIV/0! | #DIV/0! | #DIV/0! | #DIV/0! | #DIV/0! | #DIV/0! | #DIV/0! | #DIV/0! | #DIV/0! | #DIV/0! |  |  |  | 64.2 | #DIV/0! | #DIV/0! | #DIV/0! | #DIV/0! | #DIV/0! | #DIV/0! | #DIV/0! | #DIV/0! | #DIV/0! | #DIV/0! | #DIV/0! | #DIV/0! | #DIV/0! |  |  |  | 64.2 | #DIV/0! | #DIV/0! | #DIV/0! | #DIV/0! | #DIV/0! | #DIV/0! | #DIV/0! | #DIV/0! | #DIV/0! | #DIV/0! | #DIV/0! | #DIV/0! | #DIV/0! |  |  |  | 64.2 | #DIV/0! | #DIV/0! | #DIV/0! | #DIV/0! | #DIV/0! | #DIV/0! | #DIV/0! | #DIV/0! | #DIV/0! | #DIV/0! | #DIV/0! | #DIV/0! | #DIV/0! |  |  |  | 64.2 | #DIV/0! | #DIV/0! | #DIV/0! | #DIV/0! | #DIV/0! | #DIV/0! | #DIV/0! | #DIV/0! | #DIV/0! | #DIV/0! | #DIV/0! | #DIV/0! | #DIV/0!
[15 empty] | 64.3 | 82.2325 | 39.5758 | 3206.3094 | 4404.2257 | 3206.3094 | 4404.2257 | 26.1822 | 26.9732 | 1 | 1 | 3206.3094 | 4404.2257 |  |  |  |  | 64.3 | #DIV/0! | #DIV/0! | #DIV/0! | #DIV/0! | #DIV/0! | #DIV/0! | #DIV/0! | #DIV/0! | #DIV/0! | #DIV/0! | #DIV/0! | #DIV/0! | #DIV/0! |  |  |  | 64.3 | #DIV/0! | #DIV/0! | #DIV/0! | #DIV/0! | #DIV/0! | #DIV/0! | #DIV/0! | #DIV/0! | #DIV/0! | #DIV/0! | #DIV/0! | #DIV/0! | #DIV/0! |  |  |  | 64.3 | #DIV/0! | #DIV/0! | #DIV/0! | #DIV/0! | #DIV/0! | #DIV/0! | #DIV/0! | #DIV/0! | #DIV/0! | #DIV/0! | #DIV/0! | #DIV/0! | #DIV/0! |  |  |  | 64.3 | #DIV/0! | #DIV/0! | #DIV/0! | #DIV/0! | #DIV/0! | #DIV/0! | #DIV/0! | #DIV/0! | #DIV/0! | #DIV/0! | #DIV/0! | #DIV/0! | #DIV/0! |  |  |  | 64.3 | #DIV/0! | #DIV/0! | #DIV/0! | #DIV/0! | #DIV/0! | #DIV/0! | #DIV/0! | #DIV/0! | #DIV/0! | #DIV/0! | #DIV/0! | #DIV/0! | #DIV/0! |  |  |  | 64.3 | #DIV/0! | #DIV/0! | #DIV/0! | #DIV/0! | #DIV/0! | #DIV/0! | #DIV/0! | #DIV/0! | #DIV/0! | #DIV/0! | #DIV/0! | #DIV/0! | #DIV/0! |  |  |  | 64.3 | #DIV/0! | #DIV/0! | #DIV/0! | #DIV/0! | #DIV/0! | #DIV/0! | #DIV/0! | #DIV/0! | #DIV/0! | #DIV/0! | #DIV/0! | #DIV/0! | #DIV/0!
[15 empty] | 64.4 | 82.3015 | 39.4323 | 3207.3694 | 4402.9218 | 3207.3694 | 4402.9218 | 26.2129 | 26.9878 | 1 | 1 | 3207.3694 | 4402.9218 |  |  |  |  | 64.4 | #DIV/0! | #DIV/0! | #DIV/0! | #DIV/0! | #DIV/0! | #DIV/0! | #DIV/0! | #DIV/0! | #DIV/0! | #DIV/0! | #DIV/0! | #DIV/0! | #DIV/0! |  |  |  | 64.4 | #DIV/0! | #DIV/0! | #DIV/0! | #DIV/0! | #DIV/0! | #DIV/0! | #DIV/0! | #DIV/0! | #DIV/0! | #DIV/0! | #DIV/0! | #DIV/0! | #DIV/0! |  |  |  | 64.4 | #DIV/0! | #DIV/0! | #DIV/0! | #DIV/0! | #DIV/0! | #DIV/0! | #DIV/0! | #DIV/0! | #DIV/0! | #DIV/0! | #DIV/0! | #DIV/0! | #DIV/0! |  |  |  | 64.4 | #DIV/0! | #DIV/0! | #DIV/0! | #DIV/0! | #DIV/0! | #DIV/0! | #DIV/0! | #DIV/0! | #DIV/0! | #DIV/0! | #DIV/0! | #DIV/0! | #DIV/0! |  |  |  | 64.4 | #DIV/0! | #DIV/0! | #DIV/0! | #DIV/0! | #DIV/0! | #DIV/0! | #DIV/0! | #DIV/0! | #DIV/0! | #DIV/0! | #DIV/0! | #DIV/0! | #DIV/0! |  |  |  | 64.4 | #DIV/0! | #DIV/0! | #DIV/0! | #DIV/0! | #DIV/0! | #DIV/0! | #DIV/0! | #DIV/0! | #DIV/0! | #DIV/0! | #DIV/0! | #DIV/0! | #DIV/0! |  |  |  | 64.4 | #DIV/0! | #DIV/0! | #DIV/0! | #DIV/0! | #DIV/0! | #DIV/0! | #DIV/0! | #DIV/0! | #DIV/0! | #DIV/0! | #DIV/0! | #DIV/0! | #DIV/0!
[15 empty] | 64.5 | 82.3702 | 39.2886 | 3208.4308 | 4401.6173 | 3208.4308 | 4401.6173 | 26.2434 | 27.0023 | 1 | 1 | 3208.4308 | 4401.6173 |  |  |  |  | 64.5 | #DIV/0! | #DIV/0! | #DIV/0! | #DIV/0! | #DIV/0! | #DIV/0! | #DIV/0! | #DIV/0! | #DIV/0! | #DIV/0! | #DIV/0! | #DIV/0! | #DIV/0! |  |  |  | 64.5 | #DIV/0! | #DIV/0! | #DIV/0! | #DIV/0! | #DIV/0! | #DIV/0! | #DIV/0! | #DIV/0! | #DIV/0! | #DIV/0! | #DIV/0! | #DIV/0! | #DIV/0! |  |  |  | 64.5 | #DIV/0! | #DIV/0! | #DIV/0! | #DIV/0! | #DIV/0! | #DIV/0! | #DIV/0! | #DIV/0! | #DIV/0! | #DIV/0! | #DIV/0! | #DIV/0! | #DIV/0! |  |  |  | 64.5 | #DIV/0! | #DIV/0! | #DIV/0! | #DIV/0! | #DIV/0! | #DIV/0! | #DIV/0! | #DIV/0! | #DIV/0! | #DIV/0! | #DIV/0! | #DIV/0! | #DIV/0! |  |  |  | 64.5 | #DIV/0! | #DIV/0! | #DIV/0! | #DIV/0! | #DIV/0! | #DIV/0! | #DIV/0! | #DIV/0! | #DIV/0! | #DIV/0! | #DIV/0! | #DIV/0! | #DIV/0! |  |  |  | 64.5 | #DIV/0! | #DIV/0! | #DIV/0! | #DIV/0! | #DIV/0! | #DIV/0! | #DIV/0! | #DIV/0! | #DIV/0! | #DIV/0! | #DIV/0! | #DIV/0! | #DIV/0! |  |  |  | 64.5 | #DIV/0! | #DIV/0! | #DIV/0! | #DIV/0! | #DIV/0! | #DIV/0! | #DIV/0! | #DIV/0! | #DIV/0! | #DIV/0! | #DIV/0! | #DIV/0! | #DIV/0!
[15 empty] | 64.6 | 82.4386 | 39.1447 | 3209.4936 | 4400.312 | 3209.4936 | 4400.312 | 26.2739 | 27.0168 | 1 | 1 | 3209.4936 | 4400.312 |  |  |  |  | 64.6 | #DIV/0! | #DIV/0! | #DIV/0! | #DIV/0! | #DIV/0! | #DIV/0! | #DIV/0! | #DIV/0! | #DIV/0! | #DIV/0! | #DIV/0! | #DIV/0! | #DIV/0! |  |  |  | 64.6 | #DIV/0! | #DIV/0! | #DIV/0! | #DIV/0! | #DIV/0! | #DIV/0! | #DIV/0! | #DIV/0! | #DIV/0! | #DIV/0! | #DIV/0! | #DIV/0! | #DIV/0! |  |  |  | 64.6 | #DIV/0! | #DIV/0! | #DIV/0! | #DIV/0! | #DIV/0! | #DIV/0! | #DIV/0! | #DIV/0! | #DIV/0! | #DIV/0! | #DIV/0! | #DIV/0! | #DIV/0! |  |  |  | 64.6 | #DIV/0! | #DIV/0! | #DIV/0! | #DIV/0! | #DIV/0! | #DIV/0! | #DIV/0! | #DIV/0! | #DIV/0! | #DIV/0! | #DIV/0! | #DIV/0! | #DIV/0! |  |  |  | 64.6 | #DIV/0! | #DIV/0! | #DIV/0! | #DIV/0! | #DIV/0! | #DIV/0! | #DIV/0! | #DIV/0! | #DIV/0! | #DIV/0! | #DIV/0! | #DIV/0! | #DIV/0! |  |  |  | 64.6 | #DIV/0! | #DIV/0! | #DIV/0! | #DIV/0! | #DIV/0! | #DIV/0! | #DIV/0! | #DIV/0! | #DIV/0! | #DIV/0! | #DIV/0! | #DIV/0! | #DIV/0! |  |  |  | 64.6 | #DIV/0! | #DIV/0! | #DIV/0! | #DIV/0! | #DIV/0! | #DIV/0! | #DIV/0! | #DIV/0! | #DIV/0! | #DIV/0! | #DIV/0! | #DIV/0! | #DIV/0!
[15 empty] | 64.7 | 82.5068 | 39.0008 | 3210.5577 | 4399.0061 | 3210.5577 | 4399.0061 | 26.3044 | 27.0311 | 1 | 1 | 3210.5577 | 4399.0061 |  |  |  |  | 64.7 | #DIV/0! | #DIV/0! | #DIV/0! | #DIV/0! | #DIV/0! | #DIV/0! | #DIV/0! | #DIV/0! | #DIV/0! | #DIV/0! | #DIV/0! | #DIV/0! | #DIV/0! |  |  |  | 64.7 | #DIV/0! | #DIV/0! | #DIV/0! | #DIV/0! | #DIV/0! | #DIV/0! | #DIV/0! | #DIV/0! | #DIV/0! | #DIV/0! | #DIV/0! | #DIV/0! | #DIV/0! |  |  |  | 64.7 | #DIV/0! | #DIV/0! | #DIV/0! | #DIV/0! | #DIV/0! | #DIV/0! | #DIV/0! | #DIV/0! | #DIV/0! | #DIV/0! | #DIV/0! | #DIV/0! | #DIV/0! |  |  |  | 64.7 | #DIV/0! | #DIV/0! | #DIV/0! | #DIV/0! | #DIV/0! | #DIV/0! | #DIV/0! | #DIV/0! | #DIV/0! | #DIV/0! | #DIV/0! | #DIV/0! | #DIV/0! |  |  |  | 64.7 | #DIV/0! | #DIV/0! | #DIV/0! | #DIV/0! | #DIV/0! | #DIV/0! | #DIV/0! | #DIV/0! | #DIV/0! | #DIV/0! | #DIV/0! | #DIV/0! | #DIV/0! |  |  |  | 64.7 | #DIV/0! | #DIV/0! | #DIV/0! | #DIV/0! | #DIV/0! | #DIV/0! | #DIV/0! | #DIV/0! | #DIV/0! | #DIV/0! | #DIV/0! | #DIV/0! | #DIV/0! |  |  |  | 64.7 | #DIV/0! | #DIV/0! | #DIV/0! | #DIV/0! | #DIV/0! | #DIV/0! | #DIV/0! | #DIV/0! | #DIV/0! | #DIV/0! | #DIV/0! | #DIV/0! | #DIV/0!
[15 empty] | 64.8 | 82.5748 | 38.8567 | 3211.6231 | 4397.6996 | 3211.6231 | 4397.6996 | 26.3348 | 27.0453 | 1 | 1 | 3211.6231 | 4397.6996 |  |  |  |  | 64.8 | #DIV/0! | #DIV/0! | #DIV/0! | #DIV/0! | #DIV/0! | #DIV/0! | #DIV/0! | #DIV/0! | #DIV/0! | #DIV/0! | #DIV/0! | #DIV/0! | #DIV/0! |  |  |  | 64.8 | #DIV/0! | #DIV/0! | #DIV/0! | #DIV/0! | #DIV/0! | #DIV/0! | #DIV/0! | #DIV/0! | #DIV/0! | #DIV/0! | #DIV/0! | #DIV/0! | #DIV/0! |  |  |  | 64.8 | #DIV/0! | #DIV/0! | #DIV/0! | #DIV/0! | #DIV/0! | #DIV/0! | #DIV/0! | #DIV/0! | #DIV/0! | #DIV/0! | #DIV/0! | #DIV/0! | #DIV/0! |  |  |  | 64.8 | #DIV/0! | #DIV/0! | #DIV/0! | #DIV/0! | #DIV/0! | #DIV/0! | #DIV/0! | #DIV/0! | #DIV/0! | #DIV/0! | #DIV/0! | #DIV/0! | #DIV/0! |  |  |  | 64.8 | #DIV/0! | #DIV/0! | #DIV/0! | #DIV/0! | #DIV/0! | #DIV/0! | #DIV/0! | #DIV/0! | #DIV/0! | #DIV/0! | #DIV/0! | #DIV/0! | #DIV/0! |  |  |  | 64.8 | #DIV/0! | #DIV/0! | #DIV/0! | #DIV/0! | #DIV/0! | #DIV/0! | #DIV/0! | #DIV/0! | #DIV/0! | #DIV/0! | #DIV/0! | #DIV/0! | #DIV/0! |  |  |  | 64.8 | #DIV/0! | #DIV/0! | #DIV/0! | #DIV/0! | #DIV/0! | #DIV/0! | #DIV/0! | #DIV/0! | #DIV/0! | #DIV/0! | #DIV/0! | #DIV/0! | #DIV/0!
[15 empty] | 64.9 | 82.6424 | 38.7125 | 3212.6899 | 4396.3924 | 3212.6899 | 4396.3924 | 26.3651 | 27.0594 | 1 | 1 | 3212.6899 | 4396.3924 |  |  |  |  | 64.9 | #DIV/0! | #DIV/0! | #DIV/0! | #DIV/0! | #DIV/0! | #DIV/0! | #DIV/0! | #DIV/0! | #DIV/0! | #DIV/0! | #DIV/0! | #DIV/0! | #DIV/0! |  |  |  | 64.9 | #DIV/0! | #DIV/0! | #DIV/0! | #DIV/0! | #DIV/0! | #DIV/0! | #DIV/0! | #DIV/0! | #DIV/0! | #DIV/0! | #DIV/0! | #DIV/0! | #DIV/0! |  |  |  | 64.9 | #DIV/0! | #DIV/0! | #DIV/0! | #DIV/0! | #DIV/0! | #DIV/0! | #DIV/0! | #DIV/0! | #DIV/0! | #DIV/0! | #DIV/0! | #DIV/0! | #DIV/0! |  |  |  | 64.9 | #DIV/0! | #DIV/0! | #DIV/0! | #DIV/0! | #DIV/0! | #DIV/0! | #DIV/0! | #DIV/0! | #DIV/0! | #DIV/0! | #DIV/0! | #DIV/0! | #DIV/0! |  |  |  | 64.9 | #DIV/0! | #DIV/0! | #DIV/0! | #DIV/0! | #DIV/0! | #DIV/0! | #DIV/0! | #DIV/0! | #DIV/0! | #DIV/0! | #DIV/0! | #DIV/0! | #DIV/0! |  |  |  | 64.9 | #DIV/0! | #DIV/0! | #DIV/0! | #DIV/0! | #DIV/0! | #DIV/0! | #DIV/0! | #DIV/0! | #DIV/0! | #DIV/0! | #DIV/0! | #DIV/0! | #DIV/0! |  |  |  | 64.9 | #DIV/0! | #DIV/0! | #DIV/0! | #DIV/0! | #DIV/0! | #DIV/0! | #DIV/0! | #DIV/0! | #DIV/0! | #DIV/0! | #DIV/0! | #DIV/0! | #DIV/0!
[15 empty] | 65 | 82.7099 | 38.5683 | 3213.7581 | 4395.0845 | 3213.7581 | 4395.0845 | 26.3954 | 27.0735 | 1 | 1 | 3213.7581 | 4395.0845 |  |  |  |  | 65 | #DIV/0! | #DIV/0! | #DIV/0! | #DIV/0! | #DIV/0! | #DIV/0! | #DIV/0! | #DIV/0! | #DIV/0! | #DIV/0! | #DIV/0! | #DIV/0! | #DIV/0! |  |  |  | 65 | #DIV/0! | #DIV/0! | #DIV/0! | #DIV/0! | #DIV/0! | #DIV/0! | #DIV/0! | #DIV/0! | #DIV/0! | #DIV/0! | #DIV/0! | #DIV/0! | #DIV/0! |  |  |  | 65 | #DIV/0! | #DIV/0! | #DIV/0! | #DIV/0! | #DIV/0! | #DIV/0! | #DIV/0! | #DIV/0! | #DIV/0! | #DIV/0! | #DIV/0! | #DIV/0! | #DIV/0! |  |  |  | 65 | #DIV/0! | #DIV/0! | #DIV/0! | #DIV/0! | #DIV/0! | #DIV/0! | #DIV/0! | #DIV/0! | #DIV/0! | #DIV/0! | #DIV/0! | #DIV/0! | #DIV/0! |  |  |  | 65 | #DIV/0! | #DIV/0! | #DIV/0! | #DIV/0! | #DIV/0! | #DIV/0! | #DIV/0! | #DIV/0! | #DIV/0! | #DIV/0! | #DIV/0! | #DIV/0! | #DIV/0! |  |  |  | 65 | #DIV/0! | #DIV/0! | #DIV/0! | #DIV/0! | #DIV/0! | #DIV/0! | #DIV/0! | #DIV/0! | #DIV/0! | #DIV/0! | #DIV/0! | #DIV/0! | #DIV/0! |  |  |  | 65 | #DIV/0! | #DIV/0! | #DIV/0! | #DIV/0! | #DIV/0! | #DIV/0! | #DIV/0! | #DIV/0! | #DIV/0! | #DIV/0! | #DIV/0! | #DIV/0! | #DIV/0!
[15 empty] | 65.1 | 82.7771 | 38.4238 | 3214.8276 | 4393.7759 | 3214.8276 | 4393.7759 | 26.4256 | 27.0874 | 1 | 1 | 3214.8276 | 4393.7759 |  |  |  |  | 65.1 | #DIV/0! | #DIV/0! | #DIV/0! | #DIV/0! | #DIV/0! | #DIV/0! | #DIV/0! | #DIV/0! | #DIV/0! | #DIV/0! | #DIV/0! | #DIV/0! | #DIV/0! |  |  |  | 65.1 | #DIV/0! | #DIV/0! | #DIV/0! | #DIV/0! | #DIV/0! | #DIV/0! | #DIV/0! | #DIV/0! | #DIV/0! | #DIV/0! | #DIV/0! | #DIV/0! | #DIV/0! |  |  |  | 65.1 | #DIV/0! | #DIV/0! | #DIV/0! | #DIV/0! | #DIV/0! | #DIV/0! | #DIV/0! | #DIV/0! | #DIV/0! | #DIV/0! | #DIV/0! | #DIV/0! | #DIV/0! |  |  |  | 65.1 | #DIV/0! | #DIV/0! | #DIV/0! | #DIV/0! | #DIV/0! | #DIV/0! | #DIV/0! | #DIV/0! | #DIV/0! | #DIV/0! | #DIV/0! | #DIV/0! | #DIV/0! |  |  |  | 65.1 | #DIV/0! | #DIV/0! | #DIV/0! | #DIV/0! | #DIV/0! | #DIV/0! | #DIV/0! | #DIV/0! | #DIV/0! | #DIV/0! | #DIV/0! | #DIV/0! | #DIV/0! |  |  |  | 65.1 | #DIV/0! | #DIV/0! | #DIV/0! | #DIV/0! | #DIV/0! | #DIV/0! | #DIV/0! | #DIV/0! | #DIV/0! | #DIV/0! | #DIV/0! | #DIV/0! | #DIV/0! |  |  |  | 65.1 | #DIV/0! | #DIV/0! | #DIV/0! | #DIV/0! | #DIV/0! | #DIV/0! | #DIV/0! | #DIV/0! | #DIV/0! | #DIV/0! | #DIV/0! | #DIV/0! | #DIV/0!
[15 empty] | 65.2 | 82.844 | 38.2793 | 3215.8984 | 4392.4667 | 3215.8984 | 4392.4667 | 26.4558 | 27.1012 | 1 | 1 | 3215.8984 | 4392.4667 |  |  |  |  | 65.2 | #DIV/0! | #DIV/0! | #DIV/0! | #DIV/0! | #DIV/0! | #DIV/0! | #DIV/0! | #DIV/0! | #DIV/0! | #DIV/0! | #DIV/0! | #DIV/0! | #DIV/0! |  |  |  | 65.2 | #DIV/0! | #DIV/0! | #DIV/0! | #DIV/0! | #DIV/0! | #DIV/0! | #DIV/0! | #DIV/0! | #DIV/0! | #DIV/0! | #DIV/0! | #DIV/0! | #DIV/0! |  |  |  | 65.2 | #DIV/0! | #DIV/0! | #DIV/0! | #DIV/0! | #DIV/0! | #DIV/0! | #DIV/0! | #DIV/0! | #DIV/0! | #DIV/0! | #DIV/0! | #DIV/0! | #DIV/0! |  |  |  | 65.2 | #DIV/0! | #DIV/0! | #DIV/0! | #DIV/0! | #DIV/0! | #DIV/0! | #DIV/0! | #DIV/0! | #DIV/0! | #DIV/0! | #DIV/0! | #DIV/0! | #DIV/0! |  |  |  | 65.2 | #DIV/0! | #DIV/0! | #DIV/0! | #DIV/0! | #DIV/0! | #DIV/0! | #DIV/0! | #DIV/0! | #DIV/0! | #DIV/0! | #DIV/0! | #DIV/0! | #DIV/0! |  |  |  | 65.2 | #DIV/0! | #DIV/0! | #DIV/0! | #DIV/0! | #DIV/0! | #DIV/0! | #DIV/0! | #DIV/0! | #DIV/0! | #DIV/0! | #DIV/0! | #DIV/0! | #DIV/0! |  |  |  | 65.2 | #DIV/0! | #DIV/0! | #DIV/0! | #DIV/0! | #DIV/0! | #DIV/0! | #DIV/0! | #DIV/0! | #DIV/0! | #DIV/0! | #DIV/0! | #DIV/0! | #DIV/0!
[15 empty] | 65.3 | 82.9107 | 38.1347 | 3216.9706 | 4391.1569 | 3216.9706 | 4391.1569 | 26.4859 | 27.1149 | 1 | 1 | 3216.9706 | 4391.1569 |  |  |  |  | 65.3 | #DIV/0! | #DIV/0! | #DIV/0! | #DIV/0! | #DIV/0! | #DIV/0! | #DIV/0! | #DIV/0! | #DIV/0! | #DIV/0! | #DIV/0! | #DIV/0! | #DIV/0! |  |  |  | 65.3 | #DIV/0! | #DIV/0! | #DIV/0! | #DIV/0! | #DIV/0! | #DIV/0! | #DIV/0! | #DIV/0! | #DIV/0! | #DIV/0! | #DIV/0! | #DIV/0! | #DIV/0! |  |  |  | 65.3 | #DIV/0! | #DIV/0! | #DIV/0! | #DIV/0! | #DIV/0! | #DIV/0! | #DIV/0! | #DIV/0! | #DIV/0! | #DIV/0! | #DIV/0! | #DIV/0! | #DIV/0! |  |  |  | 65.3 | #DIV/0! | #DIV/0! | #DIV/0! | #DIV/0! | #DIV/0! | #DIV/0! | #DIV/0! | #DIV/0! | #DIV/0! | #DIV/0! | #DIV/0! | #DIV/0! | #DIV/0! |  |  |  | 65.3 | #DIV/0! | #DIV/0! | #DIV/0! | #DIV/0! | #DIV/0! | #DIV/0! | #DIV/0! | #DIV/0! | #DIV/0! | #DIV/0! | #DIV/0! | #DIV/0! | #DIV/0! |  |  |  | 65.3 | #DIV/0! | #DIV/0! | #DIV/0! | #DIV/0! | #DIV/0! | #DIV/0! | #DIV/0! | #DIV/0! | #DIV/0! | #DIV/0! | #DIV/0! | #DIV/0! | #DIV/0! |  |  |  | 65.3 | #DIV/0! | #DIV/0! | #DIV/0! | #DIV/0! | #DIV/0! | #DIV/0! | #DIV/0! | #DIV/0! | #DIV/0! | #DIV/0! | #DIV/0! | #DIV/0! | #DIV/0!
[15 empty] | 65.4 | 82.9771 | 37.9899 | 3218.0441 | 4389.8464 | 3218.0441 | 4389.8464 | 26.516 | 27.1286 | 1 | 1 | 3218.0441 | 4389.8464 |  |  |  |  | 65.4 | #DIV/0! | #DIV/0! | #DIV/0! | #DIV/0! | #DIV/0! | #DIV/0! | #DIV/0! | #DIV/0! | #DIV/0! | #DIV/0! | #DIV/0! | #DIV/0! | #DIV/0! |  |  |  | 65.4 | #DIV/0! | #DIV/0! | #DIV/0! | #DIV/0! | #DIV/0! | #DIV/0! | #DIV/0! | #DIV/0! | #DIV/0! | #DIV/0! | #DIV/0! | #DIV/0! | #DIV/0! |  |  |  | 65.4 | #DIV/0! | #DIV/0! | #DIV/0! | #DIV/0! | #DIV/0! | #DIV/0! | #DIV/0! | #DIV/0! | #DIV/0! | #DIV/0! | #DIV/0! | #DIV/0! | #DIV/0! |  |  |  | 65.4 | #DIV/0! | #DIV/0! | #DIV/0! | #DIV/0! | #DIV/0! | #DIV/0! | #DIV/0! | #DIV/0! | #DIV/0! | #DIV/0! | #DIV/0! | #DIV/0! | #DIV/0! |  |  |  | 65.4 | #DIV/0! | #DIV/0! | #DIV/0! | #DIV/0! | #DIV/0! | #DIV/0! | #DIV/0! | #DIV/0! | #DIV/0! | #DIV/0! | #DIV/0! | #DIV/0! | #DIV/0! |  |  |  | 65.4 | #DIV/0! | #DIV/0! | #DIV/0! | #DIV/0! | #DIV/0! | #DIV/0! | #DIV/0! | #DIV/0! | #DIV/0! | #DIV/0! | #DIV/0! | #DIV/0! | #DIV/0! |  |  |  | 65.4 | #DIV/0! | #DIV/0! | #DIV/0! | #DIV/0! | #DIV/0! | #DIV/0! | #DIV/0! | #DIV/0! | #DIV/0! | #DIV/0! | #DIV/0! | #DIV/0! | #DIV/0!
[15 empty] | 65.5 | 83.0433 | 37.845 | 3219.119 | 4388.5353 | 3219.119 | 4388.5353 | 26.546 | 27.1421 | 1 | 1 | 3219.119 | 4388.5353 |  |  |  |  | 65.5 | #DIV/0! | #DIV/0! | #DIV/0! | #DIV/0! | #DIV/0! | #DIV/0! | #DIV/0! | #DIV/0! | #DIV/0! | #DIV/0! | #DIV/0! | #DIV/0! | #DIV/0! |  |  |  | 65.5 | #DIV/0! | #DIV/0! | #DIV/0! | #DIV/0! | #DIV/0! | #DIV/0! | #DIV/0! | #DIV/0! | #DIV/0! | #DIV/0! | #DIV/0! | #DIV/0! | #DIV/0! |  |  |  | 65.5 | #DIV/0! | #DIV/0! | #DIV/0! | #DIV/0! | #DIV/0! | #DIV/0! | #DIV/0! | #DIV/0! | #DIV/0! | #DIV/0! | #DIV/0! | #DIV/0! | #DIV/0! |  |  |  | 65.5 | #DIV/0! | #DIV/0! | #DIV/0! | #DIV/0! | #DIV/0! | #DIV/0! | #DIV/0! | #DIV/0! | #DIV/0! | #DIV/0! | #DIV/0! | #DIV/0! | #DIV/0! |  |  |  | 65.5 | #DIV/0! | #DIV/0! | #DIV/0! | #DIV/0! | #DIV/0! | #DIV/0! | #DIV/0! | #DIV/0! | #DIV/0! | #DIV/0! | #DIV/0! | #DIV/0! | #DIV/0! |  |  |  | 65.5 | #DIV/0! | #DIV/0! | #DIV/0! | #DIV/0! | #DIV/0! | #DIV/0! | #DIV/0! | #DIV/0! | #DIV/0! | #DIV/0! | #DIV/0! | #DIV/0! | #DIV/0! |  |  |  | 65.5 | #DIV/0! | #DIV/0! | #DIV/0! | #DIV/0! | #DIV/0! | #DIV/0! | #DIV/0! | #DIV/0! | #DIV/0! | #DIV/0! | #DIV/0! | #DIV/0! | #DIV/0!
[15 empty] | 65.6 | 83.1092 | 37.7 | 3220.1952 | 4387.2236 | 3220.1952 | 4387.2236 | 26.576 | 27.1555 | 1 | 1 | 3220.1952 | 4387.2236 |  |  |  |  | 65.6 | #DIV/0! | #DIV/0! | #DIV/0! | #DIV/0! | #DIV/0! | #DIV/0! | #DIV/0! | #DIV/0! | #DIV/0! | #DIV/0! | #DIV/0! | #DIV/0! | #DIV/0! |  |  |  | 65.6 | #DIV/0! | #DIV/0! | #DIV/0! | #DIV/0! | #DIV/0! | #DIV/0! | #DIV/0! | #DIV/0! | #DIV/0! | #DIV/0! | #DIV/0! | #DIV/0! | #DIV/0! |  |  |  | 65.6 | #DIV/0! | #DIV/0! | #DIV/0! | #DIV/0! | #DIV/0! | #DIV/0! | #DIV/0! | #DIV/0! | #DIV/0! | #DIV/0! | #DIV/0! | #DIV/0! | #DIV/0! |  |  |  | 65.6 | #DIV/0! | #DIV/0! | #DIV/0! | #DIV/0! | #DIV/0! | #DIV/0! | #DIV/0! | #DIV/0! | #DIV/0! | #DIV/0! | #DIV/0! | #DIV/0! | #DIV/0! |  |  |  | 65.6 | #DIV/0! | #DIV/0! | #DIV/0! | #DIV/0! | #DIV/0! | #DIV/0! | #DIV/0! | #DIV/0! | #DIV/0! | #DIV/0! | #DIV/0! | #DIV/0! | #DIV/0! |  |  |  | 65.6 | #DIV/0! | #DIV/0! | #DIV/0! | #DIV/0! | #DIV/0! | #DIV/0! | #DIV/0! | #DIV/0! | #DIV/0! | #DIV/0! | #DIV/0! | #DIV/0! | #DIV/0! |  |  |  | 65.6 | #DIV/0! | #DIV/0! | #DIV/0! | #DIV/0! | #DIV/0! | #DIV/0! | #DIV/0! | #DIV/0! | #DIV/0! | #DIV/0! | #DIV/0! | #DIV/0! | #DIV/0!
[15 empty] | 65.7 | 83.1749 | 37.5549 | 3221.2727 | 4385.9113 | 3221.2727 | 4385.9113 | 26.6059 | 27.1689 | 1 | 1 | 3221.2727 | 4385.9113 |  |  |  |  | 65.7 | #DIV/0! | #DIV/0! | #DIV/0! | #DIV/0! | #DIV/0! | #DIV/0! | #DIV/0! | #DIV/0! | #DIV/0! | #DIV/0! | #DIV/0! | #DIV/0! | #DIV/0! |  |  |  | 65.7 | #DIV/0! | #DIV/0! | #DIV/0! | #DIV/0! | #DIV/0! | #DIV/0! | #DIV/0! | #DIV/0! | #DIV/0! | #DIV/0! | #DIV/0! | #DIV/0! | #DIV/0! |  |  |  | 65.7 | #DIV/0! | #DIV/0! | #DIV/0! | #DIV/0! | #DIV/0! | #DIV/0! | #DIV/0! | #DIV/0! | #DIV/0! | #DIV/0! | #DIV/0! | #DIV/0! | #DIV/0! |  |  |  | 65.7 | #DIV/0! | #DIV/0! | #DIV/0! | #DIV/0! | #DIV/0! | #DIV/0! | #DIV/0! | #DIV/0! | #DIV/0! | #DIV/0! | #DIV/0! | #DIV/0! | #DIV/0! |  |  |  | 65.7 | #DIV/0! | #DIV/0! | #DIV/0! | #DIV/0! | #DIV/0! | #DIV/0! | #DIV/0! | #DIV/0! | #DIV/0! | #DIV/0! | #DIV/0! | #DIV/0! | #DIV/0! |  |  |  | 65.7 | #DIV/0! | #DIV/0! | #DIV/0! | #DIV/0! | #DIV/0! | #DIV/0! | #DIV/0! | #DIV/0! | #DIV/0! | #DIV/0! | #DIV/0! | #DIV/0! | #DIV/0! |  |  |  | 65.7 | #DIV/0! | #DIV/0! | #DIV/0! | #DIV/0! | #DIV/0! | #DIV/0! | #DIV/0! | #DIV/0! | #DIV/0! | #DIV/0! | #DIV/0! | #DIV/0! | #DIV/0!
[15 empty] | 65.8 | 83.2403 | 37.4097 | 3222.3515 | 4384.5983 | 3222.3515 | 4384.5983 | 26.6357 | 27.1821 | 1 | 1 | 3222.3515 | 4384.5983 |  |  |  |  | 65.8 | #DIV/0! | #DIV/0! | #DIV/0! | #DIV/0! | #DIV/0! | #DIV/0! | #DIV/0! | #DIV/0! | #DIV/0! | #DIV/0! | #DIV/0! | #DIV/0! | #DIV/0! |  |  |  | 65.8 | #DIV/0! | #DIV/0! | #DIV/0! | #DIV/0! | #DIV/0! | #DIV/0! | #DIV/0! | #DIV/0! | #DIV/0! | #DIV/0! | #DIV/0! | #DIV/0! | #DIV/0! |  |  |  | 65.8 | #DIV/0! | #DIV/0! | #DIV/0! | #DIV/0! | #DIV/0! | #DIV/0! | #DIV/0! | #DIV/0! | #DIV/0! | #DIV/0! | #DIV/0! | #DIV/0! | #DIV/0! |  |  |  | 65.8 | #DIV/0! | #DIV/0! | #DIV/0! | #DIV/0! | #DIV/0! | #DIV/0! | #DIV/0! | #DIV/0! | #DIV/0! | #DIV/0! | #DIV/0! | #DIV/0! | #DIV/0! |  |  |  | 65.8 | #DIV/0! | #DIV/0! | #DIV/0! | #DIV/0! | #DIV/0! | #DIV/0! | #DIV/0! | #DIV/0! | #DIV/0! | #DIV/0! | #DIV/0! | #DIV/0! | #DIV/0! |  |  |  | 65.8 | #DIV/0! | #DIV/0! | #DIV/0! | #DIV/0! | #DIV/0! | #DIV/0! | #DIV/0! | #DIV/0! | #DIV/0! | #DIV/0! | #DIV/0! | #DIV/0! | #DIV/0! |  |  |  | 65.8 | #DIV/0! | #DIV/0! | #DIV/0! | #DIV/0! | #DIV/0! | #DIV/0! | #DIV/0! | #DIV/0! | #DIV/0! | #DIV/0! | #DIV/0! | #DIV/0! | #DIV/0!
[15 empty] | 65.9 | 83.3055 | 37.2643 | 3223.4317 | 4383.2847 | 3223.4317 | 4383.2847 | 26.6655 | 27.1952 | 1 | 1 | 3223.4317 | 4383.2847 |  |  |  |  | 65.9 | #DIV/0! | #DIV/0! | #DIV/0! | #DIV/0! | #DIV/0! | #DIV/0! | #DIV/0! | #DIV/0! | #DIV/0! | #DIV/0! | #DIV/0! | #DIV/0! | #DIV/0! |  |  |  | 65.9 | #DIV/0! | #DIV/0! | #DIV/0! | #DIV/0! | #DIV/0! | #DIV/0! | #DIV/0! | #DIV/0! | #DIV/0! | #DIV/0! | #DIV/0! | #DIV/0! | #DIV/0! |  |  |  | 65.9 | #DIV/0! | #DIV/0! | #DIV/0! | #DIV/0! | #DIV/0! | #DIV/0! | #DIV/0! | #DIV/0! | #DIV/0! | #DIV/0! | #DIV/0! | #DIV/0! | #DIV/0! |  |  |  | 65.9 | #DIV/0! | #DIV/0! | #DIV/0! | #DIV/0! | #DIV/0! | #DIV/0! | #DIV/0! | #DIV/0! | #DIV/0! | #DIV/0! | #DIV/0! | #DIV/0! | #DIV/0! |  |  |  | 65.9 | #DIV/0! | #DIV/0! | #DIV/0! | #DIV/0! | #DIV/0! | #DIV/0! | #DIV/0! | #DIV/0! | #DIV/0! | #DIV/0! | #DIV/0! | #DIV/0! | #DIV/0! |  |  |  | 65.9 | #DIV/0! | #DIV/0! | #DIV/0! | #DIV/0! | #DIV/0! | #DIV/0! | #DIV/0! | #DIV/0! | #DIV/0! | #DIV/0! | #DIV/0! | #DIV/0! | #DIV/0! |  |  |  | 65.9 | #DIV/0! | #DIV/0! | #DIV/0! | #DIV/0! | #DIV/0! | #DIV/0! | #DIV/0! | #DIV/0! | #DIV/0! | #DIV/0! | #DIV/0! | #DIV/0! | #DIV/0!
[15 empty] | 66 | 83.3704 | 37.1189 | 3224.5132 | 4381.9706 | 3224.5132 | 4381.9706 | 26.6952 | 27.2082 | 1 | 1 | 3224.5132 | 4381.9706 |  |  |  |  | 66 | #DIV/0! | #DIV/0! | #DIV/0! | #DIV/0! | #DIV/0! | #DIV/0! | #DIV/0! | #DIV/0! | #DIV/0! | #DIV/0! | #DIV/0! | #DIV/0! | #DIV/0! |  |  |  | 66 | #DIV/0! | #DIV/0! | #DIV/0! | #DIV/0! | #DIV/0! | #DIV/0! | #DIV/0! | #DIV/0! | #DIV/0! | #DIV/0! | #DIV/0! | #DIV/0! | #DIV/0! |  |  |  | 66 | #DIV/0! | #DIV/0! | #DIV/0! | #DIV/0! | #DIV/0! | #DIV/0! | #DIV/0! | #DIV/0! | #DIV/0! | #DIV/0! | #DIV/0! | #DIV/0! | #DIV/0! |  |  |  | 66 | #DIV/0! | #DIV/0! | #DIV/0! | #DIV/0! | #DIV/0! | #DIV/0! | #DIV/0! | #DIV/0! | #DIV/0! | #DIV/0! | #DIV/0! | #DIV/0! | #DIV/0! |  |  |  | 66 | #DIV/0! | #DIV/0! | #DIV/0! | #DIV/0! | #DIV/0! | #DIV/0! | #DIV/0! | #DIV/0! | #DIV/0! | #DIV/0! | #DIV/0! | #DIV/0! | #DIV/0! |  |  |  | 66 | #DIV/0! | #DIV/0! | #DIV/0! | #DIV/0! | #DIV/0! | #DIV/0! | #DIV/0! | #DIV/0! | #DIV/0! | #DIV/0! | #DIV/0! | #DIV/0! | #DIV/0! |  |  |  | 66 | #DIV/0! | #DIV/0! | #DIV/0! | #DIV/0! | #DIV/0! | #DIV/0! | #DIV/0! | #DIV/0! | #DIV/0! | #DIV/0! | #DIV/0! | #DIV/0! | #DIV/0!
[15 empty] | 66.1 | 83.4351 | 36.9733 | 3225.596 | 4380.6558 | 3225.596 | 4380.6558 | 26.7249 | 27.2212 | 1 | 1 | 3225.596 | 4380.6558 |  |  |  |  | 66.1 | #DIV/0! | #DIV/0! | #DIV/0! | #DIV/0! | #DIV/0! | #DIV/0! | #DIV/0! | #DIV/0! | #DIV/0! | #DIV/0! | #DIV/0! | #DIV/0! | #DIV/0! |  |  |  | 66.1 | #DIV/0! | #DIV/0! | #DIV/0! | #DIV/0! | #DIV/0! | #DIV/0! | #DIV/0! | #DIV/0! | #DIV/0! | #DIV/0! | #DIV/0! | #DIV/0! | #DIV/0! |  |  |  | 66.1 | #DIV/0! | #DIV/0! | #DIV/0! | #DIV/0! | #DIV/0! | #DIV/0! | #DIV/0! | #DIV/0! | #DIV/0! | #DIV/0! | #DIV/0! | #DIV/0! | #DIV/0! |  |  |  | 66.1 | #DIV/0! | #DIV/0! | #DIV/0! | #DIV/0! | #DIV/0! | #DIV/0! | #DIV/0! | #DIV/0! | #DIV/0! | #DIV/0! | #DIV/0! | #DIV/0! | #DIV/0! |  |  |  | 66.1 | #DIV/0! | #DIV/0! | #DIV/0! | #DIV/0! | #DIV/0! | #DIV/0! | #DIV/0! | #DIV/0! | #DIV/0! | #DIV/0! | #DIV/0! | #DIV/0! | #DIV/0! |  |  |  | 66.1 | #DIV/0! | #DIV/0! | #DIV/0! | #DIV/0! | #DIV/0! | #DIV/0! | #DIV/0! | #DIV/0! | #DIV/0! | #DIV/0! | #DIV/0! | #DIV/0! | #DIV/0! |  |  |  | 66.1 | #DIV/0! | #DIV/0! | #DIV/0! | #DIV/0! | #DIV/0! | #DIV/0! | #DIV/0! | #DIV/0! | #DIV/0! | #DIV/0! | #DIV/0! | #DIV/0! | #DIV/0!
[15 empty] | 66.2 | 83.4995 | 36.8276 | 3226.6802 | 4379.3404 | 3226.6802 | 4379.3404 | 26.7545 | 27.234 | 1 | 1 | 3226.6802 | 4379.3404 |  |  |  |  | 66.2 | #DIV/0! | #DIV/0! | #DIV/0! | #DIV/0! | #DIV/0! | #DIV/0! | #DIV/0! | #DIV/0! | #DIV/0! | #DIV/0! | #DIV/0! | #DIV/0! | #DIV/0! |  |  |  | 66.2 | #DIV/0! | #DIV/0! | #DIV/0! | #DIV/0! | #DIV/0! | #DIV/0! | #DIV/0! | #DIV/0! | #DIV/0! | #DIV/0! | #DIV/0! | #DIV/0! | #DIV/0! |  |  |  | 66.2 | #DIV/0! | #DIV/0! | #DIV/0! | #DIV/0! | #DIV/0! | #DIV/0! | #DIV/0! | #DIV/0! | #DIV/0! | #DIV/0! | #DIV/0! | #DIV/0! | #DIV/0! |  |  |  | 66.2 | #DIV/0! | #DIV/0! | #DIV/0! | #DIV/0! | #DIV/0! | #DIV/0! | #DIV/0! | #DIV/0! | #DIV/0! | #DIV/0! | #DIV/0! | #DIV/0! | #DIV/0! |  |  |  | 66.2 | #DIV/0! | #DIV/0! | #DIV/0! | #DIV/0! | #DIV/0! | #DIV/0! | #DIV/0! | #DIV/0! | #DIV/0! | #DIV/0! | #DIV/0! | #DIV/0! | #DIV/0! |  |  |  | 66.2 | #DIV/0! | #DIV/0! | #DIV/0! | #DIV/0! | #DIV/0! | #DIV/0! | #DIV/0! | #DIV/0! | #DIV/0! | #DIV/0! | #DIV/0! | #DIV/0! | #DIV/0! |  |  |  | 66.2 | #DIV/0! | #DIV/0! | #DIV/0! | #DIV/0! | #DIV/0! | #DIV/0! | #DIV/0! | #DIV/0! | #DIV/0! | #DIV/0! | #DIV/0! | #DIV/0! | #DIV/0!
[15 empty] | 66.3 | 83.5636 | 36.6819 | 3227.7656 | 4378.0244 | 3227.7656 | 4378.0244 | 26.7841 | 27.2467 | 1 | 1 | 3227.7656 | 4378.0244 |  |  |  |  | 66.3 | #DIV/0! | #DIV/0! | #DIV/0! | #DIV/0! | #DIV/0! | #DIV/0! | #DIV/0! | #DIV/0! | #DIV/0! | #DIV/0! | #DIV/0! | #DIV/0! | #DIV/0! |  |  |  | 66.3 | #DIV/0! | #DIV/0! | #DIV/0! | #DIV/0! | #DIV/0! | #DIV/0! | #DIV/0! | #DIV/0! | #DIV/0! | #DIV/0! | #DIV/0! | #DIV/0! | #DIV/0! |  |  |  | 66.3 | #DIV/0! | #DIV/0! | #DIV/0! | #DIV/0! | #DIV/0! | #DIV/0! | #DIV/0! | #DIV/0! | #DIV/0! | #DIV/0! | #DIV/0! | #DIV/0! | #DIV/0! |  |  |  | 66.3 | #DIV/0! | #DIV/0! | #DIV/0! | #DIV/0! | #DIV/0! | #DIV/0! | #DIV/0! | #DIV/0! | #DIV/0! | #DIV/0! | #DIV/0! | #DIV/0! | #DIV/0! |  |  |  | 66.3 | #DIV/0! | #DIV/0! | #DIV/0! | #DIV/0! | #DIV/0! | #DIV/0! | #DIV/0! | #DIV/0! | #DIV/0! | #DIV/0! | #DIV/0! | #DIV/0! | #DIV/0! |  |  |  | 66.3 | #DIV/0! | #DIV/0! | #DIV/0! | #DIV/0! | #DIV/0! | #DIV/0! | #DIV/0! | #DIV/0! | #DIV/0! | #DIV/0! | #DIV/0! | #DIV/0! | #DIV/0! |  |  |  | 66.3 | #DIV/0! | #DIV/0! | #DIV/0! | #DIV/0! | #DIV/0! | #DIV/0! | #DIV/0! | #DIV/0! | #DIV/0! | #DIV/0! | #DIV/0! | #DIV/0! | #DIV/0!
[15 empty] | 66.4 | 83.6275 | 36.536 | 3228.8524 | 4376.7078 | 3228.8524 | 4376.7078 | 26.8136 | 27.2594 | 1 | 1 | 3228.8524 | 4376.7078 |  |  |  |  | 66.4 | #DIV/0! | #DIV/0! | #DIV/0! | #DIV/0! | #DIV/0! | #DIV/0! | #DIV/0! | #DIV/0! | #DIV/0! | #DIV/0! | #DIV/0! | #DIV/0! | #DIV/0! |  |  |  | 66.4 | #DIV/0! | #DIV/0! | #DIV/0! | #DIV/0! | #DIV/0! | #DIV/0! | #DIV/0! | #DIV/0! | #DIV/0! | #DIV/0! | #DIV/0! | #DIV/0! | #DIV/0! |  |  |  | 66.4 | #DIV/0! | #DIV/0! | #DIV/0! | #DIV/0! | #DIV/0! | #DIV/0! | #DIV/0! | #DIV/0! | #DIV/0! | #DIV/0! | #DIV/0! | #DIV/0! | #DIV/0! |  |  |  | 66.4 | #DIV/0! | #DIV/0! | #DIV/0! | #DIV/0! | #DIV/0! | #DIV/0! | #DIV/0! | #DIV/0! | #DIV/0! | #DIV/0! | #DIV/0! | #DIV/0! | #DIV/0! |  |  |  | 66.4 | #DIV/0! | #DIV/0! | #DIV/0! | #DIV/0! | #DIV/0! | #DIV/0! | #DIV/0! | #DIV/0! | #DIV/0! | #DIV/0! | #DIV/0! | #DIV/0! | #DIV/0! |  |  |  | 66.4 | #DIV/0! | #DIV/0! | #DIV/0! | #DIV/0! | #DIV/0! | #DIV/0! | #DIV/0! | #DIV/0! | #DIV/0! | #DIV/0! | #DIV/0! | #DIV/0! | #DIV/0! |  |  |  | 66.4 | #DIV/0! | #DIV/0! | #DIV/0! | #DIV/0! | #DIV/0! | #DIV/0! | #DIV/0! | #DIV/0! | #DIV/0! | #DIV/0! | #DIV/0! | #DIV/0! | #DIV/0!
[15 empty] | 66.5 | 83.6911 | 36.3899 | 3229.9405 | 4375.3907 | 3229.9405 | 4375.3907 | 26.8431 | 27.2719 | 1 | 1 | 3229.9405 | 4375.3907 |  |  |  |  | 66.5 | #DIV/0! | #DIV/0! | #DIV/0! | #DIV/0! | #DIV/0! | #DIV/0! | #DIV/0! | #DIV/0! | #DIV/0! | #DIV/0! | #DIV/0! | #DIV/0! | #DIV/0! |  |  |  | 66.5 | #DIV/0! | #DIV/0! | #DIV/0! | #DIV/0! | #DIV/0! | #DIV/0! | #DIV/0! | #DIV/0! | #DIV/0! | #DIV/0! | #DIV/0! | #DIV/0! | #DIV/0! |  |  |  | 66.5 | #DIV/0! | #DIV/0! | #DIV/0! | #DIV/0! | #DIV/0! | #DIV/0! | #DIV/0! | #DIV/0! | #DIV/0! | #DIV/0! | #DIV/0! | #DIV/0! | #DIV/0! |  |  |  | 66.5 | #DIV/0! | #DIV/0! | #DIV/0! | #DIV/0! | #DIV/0! | #DIV/0! | #DIV/0! | #DIV/0! | #DIV/0! | #DIV/0! | #DIV/0! | #DIV/0! | #DIV/0! |  |  |  | 66.5 | #DIV/0! | #DIV/0! | #DIV/0! | #DIV/0! | #DIV/0! | #DIV/0! | #DIV/0! | #DIV/0! | #DIV/0! | #DIV/0! | #DIV/0! | #DIV/0! | #DIV/0! |  |  |  | 66.5 | #DIV/0! | #DIV/0! | #DIV/0! | #DIV/0! | #DIV/0! | #DIV/0! | #DIV/0! | #DIV/0! | #DIV/0! | #DIV/0! | #DIV/0! | #DIV/0! | #DIV/0! |  |  |  | 66.5 | #DIV/0! | #DIV/0! | #DIV/0! | #DIV/0! | #DIV/0! | #DIV/0! | #DIV/0! | #DIV/0! | #DIV/0! | #DIV/0! | #DIV/0! | #DIV/0! | #DIV/0!
[15 empty] | 66.6 | 83.7545 | 36.2438 | 3231.0299 | 4374.073 | 3231.0299 | 4374.073 | 26.8724 | 27.2843 | 1 | 1 | 3231.0299 | 4374.073 |  |  |  |  | 66.6 | #DIV/0! | #DIV/0! | #DIV/0! | #DIV/0! | #DIV/0! | #DIV/0! | #DIV/0! | #DIV/0! | #DIV/0! | #DIV/0! | #DIV/0! | #DIV/0! | #DIV/0! |  |  |  | 66.6 | #DIV/0! | #DIV/0! | #DIV/0! | #DIV/0! | #DIV/0! | #DIV/0! | #DIV/0! | #DIV/0! | #DIV/0! | #DIV/0! | #DIV/0! | #DIV/0! | #DIV/0! |  |  |  | 66.6 | #DIV/0! | #DIV/0! | #DIV/0! | #DIV/0! | #DIV/0! | #DIV/0! | #DIV/0! | #DIV/0! | #DIV/0! | #DIV/0! | #DIV/0! | #DIV/0! | #DIV/0! |  |  |  | 66.6 | #DIV/0! | #DIV/0! | #DIV/0! | #DIV/0! | #DIV/0! | #DIV/0! | #DIV/0! | #DIV/0! | #DIV/0! | #DIV/0! | #DIV/0! | #DIV/0! | #DIV/0! |  |  |  | 66.6 | #DIV/0! | #DIV/0! | #DIV/0! | #DIV/0! | #DIV/0! | #DIV/0! | #DIV/0! | #DIV/0! | #DIV/0! | #DIV/0! | #DIV/0! | #DIV/0! | #DIV/0! |  |  |  | 66.6 | #DIV/0! | #DIV/0! | #DIV/0! | #DIV/0! | #DIV/0! | #DIV/0! | #DIV/0! | #DIV/0! | #DIV/0! | #DIV/0! | #DIV/0! | #DIV/0! | #DIV/0! |  |  |  | 66.6 | #DIV/0! | #DIV/0! | #DIV/0! | #DIV/0! | #DIV/0! | #DIV/0! | #DIV/0! | #DIV/0! | #DIV/0! | #DIV/0! | #DIV/0! | #DIV/0! | #DIV/0!
[15 empty] | 66.7 | 83.8177 | 36.0976 | 3232.1206 | 4372.7547 | 3232.1206 | 4372.7547 | 26.9018 | 27.2967 | 1 | 1 | 3232.1206 | 4372.7547 |  |  |  |  | 66.7 | #DIV/0! | #DIV/0! | #DIV/0! | #DIV/0! | #DIV/0! | #DIV/0! | #DIV/0! | #DIV/0! | #DIV/0! | #DIV/0! | #DIV/0! | #DIV/0! | #DIV/0! |  |  |  | 66.7 | #DIV/0! | #DIV/0! | #DIV/0! | #DIV/0! | #DIV/0! | #DIV/0! | #DIV/0! | #DIV/0! | #DIV/0! | #DIV/0! | #DIV/0! | #DIV/0! | #DIV/0! |  |  |  | 66.7 | #DIV/0! | #DIV/0! | #DIV/0! | #DIV/0! | #DIV/0! | #DIV/0! | #DIV/0! | #DIV/0! | #DIV/0! | #DIV/0! | #DIV/0! | #DIV/0! | #DIV/0! |  |  |  | 66.7 | #DIV/0! | #DIV/0! | #DIV/0! | #DIV/0! | #DIV/0! | #DIV/0! | #DIV/0! | #DIV/0! | #DIV/0! | #DIV/0! | #DIV/0! | #DIV/0! | #DIV/0! |  |  |  | 66.7 | #DIV/0! | #DIV/0! | #DIV/0! | #DIV/0! | #DIV/0! | #DIV/0! | #DIV/0! | #DIV/0! | #DIV/0! | #DIV/0! | #DIV/0! | #DIV/0! | #DIV/0! |  |  |  | 66.7 | #DIV/0! | #DIV/0! | #DIV/0! | #DIV/0! | #DIV/0! | #DIV/0! | #DIV/0! | #DIV/0! | #DIV/0! | #DIV/0! | #DIV/0! | #DIV/0! | #DIV/0! |  |  |  | 66.7 | #DIV/0! | #DIV/0! | #DIV/0! | #DIV/0! | #DIV/0! | #DIV/0! | #DIV/0! | #DIV/0! | #DIV/0! | #DIV/0! | #DIV/0! | #DIV/0! | #DIV/0!
[15 empty] | 66.8 | 83.8805 | 35.9512 | 3233.2126 | 4371.4358 | 3233.2126 | 4371.4358 | 26.9311 | 27.3089 | 1 | 1 | 3233.2126 | 4371.4358 |  |  |  |  | 66.8 | #DIV/0! | #DIV/0! | #DIV/0! | #DIV/0! | #DIV/0! | #DIV/0! | #DIV/0! | #DIV/0! | #DIV/0! | #DIV/0! | #DIV/0! | #DIV/0! | #DIV/0! |  |  |  | 66.8 | #DIV/0! | #DIV/0! | #DIV/0! | #DIV/0! | #DIV/0! | #DIV/0! | #DIV/0! | #DIV/0! | #DIV/0! | #DIV/0! | #DIV/0! | #DIV/0! | #DIV/0! |  |  |  | 66.8 | #DIV/0! | #DIV/0! | #DIV/0! | #DIV/0! | #DIV/0! | #DIV/0! | #DIV/0! | #DIV/0! | #DIV/0! | #DIV/0! | #DIV/0! | #DIV/0! | #DIV/0! |  |  |  | 66.8 | #DIV/0! | #DIV/0! | #DIV/0! | #DIV/0! | #DIV/0! | #DIV/0! | #DIV/0! | #DIV/0! | #DIV/0! | #DIV/0! | #DIV/0! | #DIV/0! | #DIV/0! |  |  |  | 66.8 | #DIV/0! | #DIV/0! | #DIV/0! | #DIV/0! | #DIV/0! | #DIV/0! | #DIV/0! | #DIV/0! | #DIV/0! | #DIV/0! | #DIV/0! | #DIV/0! | #DIV/0! |  |  |  | 66.8 | #DIV/0! | #DIV/0! | #DIV/0! | #DIV/0! | #DIV/0! | #DIV/0! | #DIV/0! | #DIV/0! | #DIV/0! | #DIV/0! | #DIV/0! | #DIV/0! | #DIV/0! |  |  |  | 66.8 | #DIV/0! | #DIV/0! | #DIV/0! | #DIV/0! | #DIV/0! | #DIV/0! | #DIV/0! | #DIV/0! | #DIV/0! | #DIV/0! | #DIV/0! | #DIV/0! | #DIV/0!
[15 empty] | 66.9 | 83.9431 | 35.8048 | 3234.306 | 4370.1164 | 3234.306 | 4370.1164 | 26.9603 | 27.3211 | 1 | 1 | 3234.306 | 4370.1164 |  |  |  |  | 66.9 | #DIV/0! | #DIV/0! | #DIV/0! | #DIV/0! | #DIV/0! | #DIV/0! | #DIV/0! | #DIV/0! | #DIV/0! | #DIV/0! | #DIV/0! | #DIV/0! | #DIV/0! |  |  |  | 66.9 | #DIV/0! | #DIV/0! | #DIV/0! | #DIV/0! | #DIV/0! | #DIV/0! | #DIV/0! | #DIV/0! | #DIV/0! | #DIV/0! | #DIV/0! | #DIV/0! | #DIV/0! |  |  |  | 66.9 | #DIV/0! | #DIV/0! | #DIV/0! | #DIV/0! | #DIV/0! | #DIV/0! | #DIV/0! | #DIV/0! | #DIV/0! | #DIV/0! | #DIV/0! | #DIV/0! | #DIV/0! |  |  |  | 66.9 | #DIV/0! | #DIV/0! | #DIV/0! | #DIV/0! | #DIV/0! | #DIV/0! | #DIV/0! | #DIV/0! | #DIV/0! | #DIV/0! | #DIV/0! | #DIV/0! | #DIV/0! |  |  |  | 66.9 | #DIV/0! | #DIV/0! | #DIV/0! | #DIV/0! | #DIV/0! | #DIV/0! | #DIV/0! | #DIV/0! | #DIV/0! | #DIV/0! | #DIV/0! | #DIV/0! | #DIV/0! |  |  |  | 66.9 | #DIV/0! | #DIV/0! | #DIV/0! | #DIV/0! | #DIV/0! | #DIV/0! | #DIV/0! | #DIV/0! | #DIV/0! | #DIV/0! | #DIV/0! | #DIV/0! | #DIV/0! |  |  |  | 66.9 | #DIV/0! | #DIV/0! | #DIV/0! | #DIV/0! | #DIV/0! | #DIV/0! | #DIV/0! | #DIV/0! | #DIV/0! | #DIV/0! | #DIV/0! | #DIV/0! | #DIV/0!
[15 empty] | 67 | 84.0055 | 35.6582 | 3235.4006 | 4368.7964 | 3235.4006 | 4368.7964 | 26.9894 | 27.3331 | 1 | 1 | 3235.4006 | 4368.7964 |  |  |  |  | 67 | #DIV/0! | #DIV/0! | #DIV/0! | #DIV/0! | #DIV/0! | #DIV/0! | #DIV/0! | #DIV/0! | #DIV/0! | #DIV/0! | #DIV/0! | #DIV/0! | #DIV/0! |  |  |  | 67 | #DIV/0! | #DIV/0! | #DIV/0! | #DIV/0! | #DIV/0! | #DIV/0! | #DIV/0! | #DIV/0! | #DIV/0! | #DIV/0! | #DIV/0! | #DIV/0! | #DIV/0! |  |  |  | 67 | #DIV/0! | #DIV/0! | #DIV/0! | #DIV/0! | #DIV/0! | #DIV/0! | #DIV/0! | #DIV/0! | #DIV/0! | #DIV/0! | #DIV/0! | #DIV/0! | #DIV/0! |  |  |  | 67 | #DIV/0! | #DIV/0! | #DIV/0! | #DIV/0! | #DIV/0! | #DIV/0! | #DIV/0! | #DIV/0! | #DIV/0! | #DIV/0! | #DIV/0! | #DIV/0! | #DIV/0! |  |  |  | 67 | #DIV/0! | #DIV/0! | #DIV/0! | #DIV/0! | #DIV/0! | #DIV/0! | #DIV/0! | #DIV/0! | #DIV/0! | #DIV/0! | #DIV/0! | #DIV/0! | #DIV/0! |  |  |  | 67 | #DIV/0! | #DIV/0! | #DIV/0! | #DIV/0! | #DIV/0! | #DIV/0! | #DIV/0! | #DIV/0! | #DIV/0! | #DIV/0! | #DIV/0! | #DIV/0! | #DIV/0! |  |  |  | 67 | #DIV/0! | #DIV/0! | #DIV/0! | #DIV/0! | #DIV/0! | #DIV/0! | #DIV/0! | #DIV/0! | #DIV/0! | #DIV/0! | #DIV/0! | #DIV/0! | #DIV/0!
[15 empty] | 67.1 | 84.0676 | 35.5116 | 3236.4965 | 4367.4759 | 3236.4965 | 4367.4759 | 27.0185 | 27.345 | 1 | 1 | 3236.4965 | 4367.4759 |  |  |  |  | 67.1 | #DIV/0! | #DIV/0! | #DIV/0! | #DIV/0! | #DIV/0! | #DIV/0! | #DIV/0! | #DIV/0! | #DIV/0! | #DIV/0! | #DIV/0! | #DIV/0! | #DIV/0! |  |  |  | 67.1 | #DIV/0! | #DIV/0! | #DIV/0! | #DIV/0! | #DIV/0! | #DIV/0! | #DIV/0! | #DIV/0! | #DIV/0! | #DIV/0! | #DIV/0! | #DIV/0! | #DIV/0! |  |  |  | 67.1 | #DIV/0! | #DIV/0! | #DIV/0! | #DIV/0! | #DIV/0! | #DIV/0! | #DIV/0! | #DIV/0! | #DIV/0! | #DIV/0! | #DIV/0! | #DIV/0! | #DIV/0! |  |  |  | 67.1 | #DIV/0! | #DIV/0! | #DIV/0! | #DIV/0! | #DIV/0! | #DIV/0! | #DIV/0! | #DIV/0! | #DIV/0! | #DIV/0! | #DIV/0! | #DIV/0! | #DIV/0! |  |  |  | 67.1 | #DIV/0! | #DIV/0! | #DIV/0! | #DIV/0! | #DIV/0! | #DIV/0! | #DIV/0! | #DIV/0! | #DIV/0! | #DIV/0! | #DIV/0! | #DIV/0! | #DIV/0! |  |  |  | 67.1 | #DIV/0! | #DIV/0! | #DIV/0! | #DIV/0! | #DIV/0! | #DIV/0! | #DIV/0! | #DIV/0! | #DIV/0! | #DIV/0! | #DIV/0! | #DIV/0! | #DIV/0! |  |  |  | 67.1 | #DIV/0! | #DIV/0! | #DIV/0! | #DIV/0! | #DIV/0! | #DIV/0! | #DIV/0! | #DIV/0! | #DIV/0! | #DIV/0! | #DIV/0! | #DIV/0! | #DIV/0!
[15 empty] | 67.2 | 84.1295 | 35.3648 | 3237.5938 | 4366.1548 | 3237.5938 | 4366.1548 | 27.0476 | 27.3569 | 1 | 1 | 3237.5938 | 4366.1548 |  |  |  |  | 67.2 | #DIV/0! | #DIV/0! | #DIV/0! | #DIV/0! | #DIV/0! | #DIV/0! | #DIV/0! | #DIV/0! | #DIV/0! | #DIV/0! | #DIV/0! | #DIV/0! | #DIV/0! |  |  |  | 67.2 | #DIV/0! | #DIV/0! | #DIV/0! | #DIV/0! | #DIV/0! | #DIV/0! | #DIV/0! | #DIV/0! | #DIV/0! | #DIV/0! | #DIV/0! | #DIV/0! | #DIV/0! |  |  |  | 67.2 | #DIV/0! | #DIV/0! | #DIV/0! | #DIV/0! | #DIV/0! | #DIV/0! | #DIV/0! | #DIV/0! | #DIV/0! | #DIV/0! | #DIV/0! | #DIV/0! | #DIV/0! |  |  |  | 67.2 | #DIV/0! | #DIV/0! | #DIV/0! | #DIV/0! | #DIV/0! | #DIV/0! | #DIV/0! | #DIV/0! | #DIV/0! | #DIV/0! | #DIV/0! | #DIV/0! | #DIV/0! |  |  |  | 67.2 | #DIV/0! | #DIV/0! | #DIV/0! | #DIV/0! | #DIV/0! | #DIV/0! | #DIV/0! | #DIV/0! | #DIV/0! | #DIV/0! | #DIV/0! | #DIV/0! | #DIV/0! |  |  |  | 67.2 | #DIV/0! | #DIV/0! | #DIV/0! | #DIV/0! | #DIV/0! | #DIV/0! | #DIV/0! | #DIV/0! | #DIV/0! | #DIV/0! | #DIV/0! | #DIV/0! | #DIV/0! |  |  |  | 67.2 | #DIV/0! | #DIV/0! | #DIV/0! | #DIV/0! | #DIV/0! | #DIV/0! | #DIV/0! | #DIV/0! | #DIV/0! | #DIV/0! | #DIV/0! | #DIV/0! | #DIV/0!
[15 empty] | 67.3 | 84.1911 | 35.2179 | 3238.6923 | 4364.8332 | 3238.6923 | 4364.8332 | 27.0766 | 27.3686 | 1 | 1 | 3238.6923 | 4364.8332 |  |  |  |  | 67.3 | #DIV/0! | #DIV/0! | #DIV/0! | #DIV/0! | #DIV/0! | #DIV/0! | #DIV/0! | #DIV/0! | #DIV/0! | #DIV/0! | #DIV/0! | #DIV/0! | #DIV/0! |  |  |  | 67.3 | #DIV/0! | #DIV/0! | #DIV/0! | #DIV/0! | #DIV/0! | #DIV/0! | #DIV/0! | #DIV/0! | #DIV/0! | #DIV/0! | #DIV/0! | #DIV/0! | #DIV/0! |  |  |  | 67.3 | #DIV/0! | #DIV/0! | #DIV/0! | #DIV/0! | #DIV/0! | #DIV/0! | #DIV/0! | #DIV/0! | #DIV/0! | #DIV/0! | #DIV/0! | #DIV/0! | #DIV/0! |  |  |  | 67.3 | #DIV/0! | #DIV/0! | #DIV/0! | #DIV/0! | #DIV/0! | #DIV/0! | #DIV/0! | #DIV/0! | #DIV/0! | #DIV/0! | #DIV/0! | #DIV/0! | #DIV/0! |  |  |  | 67.3 | #DIV/0! | #DIV/0! | #DIV/0! | #DIV/0! | #DIV/0! | #DIV/0! | #DIV/0! | #DIV/0! | #DIV/0! | #DIV/0! | #DIV/0! | #DIV/0! | #DIV/0! |  |  |  | 67.3 | #DIV/0! | #DIV/0! | #DIV/0! | #DIV/0! | #DIV/0! | #DIV/0! | #DIV/0! | #DIV/0! | #DIV/0! | #DIV/0! | #DIV/0! | #DIV/0! | #DIV/0! |  |  |  | 67.3 | #DIV/0! | #DIV/0! | #DIV/0! | #DIV/0! | #DIV/0! | #DIV/0! | #DIV/0! | #DIV/0! | #DIV/0! | #DIV/0! | #DIV/0! | #DIV/0! | #DIV/0!
[15 empty] | 67.4 | 84.2524 | 35.0709 | 3239.7921 | 4363.5111 | 3239.7921 | 4363.5111 | 27.1055 | 27.3803 | 1 | 1 | 3239.7921 | 4363.5111 |  |  |  |  | 67.4 | #DIV/0! | #DIV/0! | #DIV/0! | #DIV/0! | #DIV/0! | #DIV/0! | #DIV/0! | #DIV/0! | #DIV/0! | #DIV/0! | #DIV/0! | #DIV/0! | #DIV/0! |  |  |  | 67.4 | #DIV/0! | #DIV/0! | #DIV/0! | #DIV/0! | #DIV/0! | #DIV/0! | #DIV/0! | #DIV/0! | #DIV/0! | #DIV/0! | #DIV/0! | #DIV/0! | #DIV/0! |  |  |  | 67.4 | #DIV/0! | #DIV/0! | #DIV/0! | #DIV/0! | #DIV/0! | #DIV/0! | #DIV/0! | #DIV/0! | #DIV/0! | #DIV/0! | #DIV/0! | #DIV/0! | #DIV/0! |  |  |  | 67.4 | #DIV/0! | #DIV/0! | #DIV/0! | #DIV/0! | #DIV/0! | #DIV/0! | #DIV/0! | #DIV/0! | #DIV/0! | #DIV/0! | #DIV/0! | #DIV/0! | #DIV/0! |  |  |  | 67.4 | #DIV/0! | #DIV/0! | #DIV/0! | #DIV/0! | #DIV/0! | #DIV/0! | #DIV/0! | #DIV/0! | #DIV/0! | #DIV/0! | #DIV/0! | #DIV/0! | #DIV/0! |  |  |  | 67.4 | #DIV/0! | #DIV/0! | #DIV/0! | #DIV/0! | #DIV/0! | #DIV/0! | #DIV/0! | #DIV/0! | #DIV/0! | #DIV/0! | #DIV/0! | #DIV/0! | #DIV/0! |  |  |  | 67.4 | #DIV/0! | #DIV/0! | #DIV/0! | #DIV/0! | #DIV/0! | #DIV/0! | #DIV/0! | #DIV/0! | #DIV/0! | #DIV/0! | #DIV/0! | #DIV/0! | #DIV/0!
[15 empty] | 67.5 | 84.3135 | 34.9238 | 3240.8933 | 4362.1884 | 3240.8933 | 4362.1884 | 27.1344 | 27.3918 | 1 | 1 | 3240.8933 | 4362.1884 |  |  |  |  | 67.5 | #DIV/0! | #DIV/0! | #DIV/0! | #DIV/0! | #DIV/0! | #DIV/0! | #DIV/0! | #DIV/0! | #DIV/0! | #DIV/0! | #DIV/0! | #DIV/0! | #DIV/0! |  |  |  | 67.5 | #DIV/0! | #DIV/0! | #DIV/0! | #DIV/0! | #DIV/0! | #DIV/0! | #DIV/0! | #DIV/0! | #DIV/0! | #DIV/0! | #DIV/0! | #DIV/0! | #DIV/0! |  |  |  | 67.5 | #DIV/0! | #DIV/0! | #DIV/0! | #DIV/0! | #DIV/0! | #DIV/0! | #DIV/0! | #DIV/0! | #DIV/0! | #DIV/0! | #DIV/0! | #DIV/0! | #DIV/0! |  |  |  | 67.5 | #DIV/0! | #DIV/0! | #DIV/0! | #DIV/0! | #DIV/0! | #DIV/0! | #DIV/0! | #DIV/0! | #DIV/0! | #DIV/0! | #DIV/0! | #DIV/0! | #DIV/0! |  |  |  | 67.5 | #DIV/0! | #DIV/0! | #DIV/0! | #DIV/0! | #DIV/0! | #DIV/0! | #DIV/0! | #DIV/0! | #DIV/0! | #DIV/0! | #DIV/0! | #DIV/0! | #DIV/0! |  |  |  | 67.5 | #DIV/0! | #DIV/0! | #DIV/0! | #DIV/0! | #DIV/0! | #DIV/0! | #DIV/0! | #DIV/0! | #DIV/0! | #DIV/0! | #DIV/0! | #DIV/0! | #DIV/0! |  |  |  | 67.5 | #DIV/0! | #DIV/0! | #DIV/0! | #DIV/0! | #DIV/0! | #DIV/0! | #DIV/0! | #DIV/0! | #DIV/0! | #DIV/0! | #DIV/0! | #DIV/0! | #DIV/0!
[15 empty] | 67.6 | 84.3743 | 34.7766 | 3241.9957 | 4360.8652 | 3241.9957 | 4360.8652 | 27.1632 | 27.4033 | 1 | 1 | 3241.9957 | 4360.8652 |  |  |  |  | 67.6 | #DIV/0! | #DIV/0! | #DIV/0! | #DIV/0! | #DIV/0! | #DIV/0! | #DIV/0! | #DIV/0! | #DIV/0! | #DIV/0! | #DIV/0! | #DIV/0! | #DIV/0! |  |  |  | 67.6 | #DIV/0! | #DIV/0! | #DIV/0! | #DIV/0! | #DIV/0! | #DIV/0! | #DIV/0! | #DIV/0! | #DIV/0! | #DIV/0! | #DIV/0! | #DIV/0! | #DIV/0! |  |  |  | 67.6 | #DIV/0! | #DIV/0! | #DIV/0! | #DIV/0! | #DIV/0! | #DIV/0! | #DIV/0! | #DIV/0! | #DIV/0! | #DIV/0! | #DIV/0! | #DIV/0! | #DIV/0! |  |  |  | 67.6 | #DIV/0! | #DIV/0! | #DIV/0! | #DIV/0! | #DIV/0! | #DIV/0! | #DIV/0! | #DIV/0! | #DIV/0! | #DIV/0! | #DIV/0! | #DIV/0! | #DIV/0! |  |  |  | 67.6 | #DIV/0! | #DIV/0! | #DIV/0! | #DIV/0! | #DIV/0! | #DIV/0! | #DIV/0! | #DIV/0! | #DIV/0! | #DIV/0! | #DIV/0! | #DIV/0! | #DIV/0! |  |  |  | 67.6 | #DIV/0! | #DIV/0! | #DIV/0! | #DIV/0! | #DIV/0! | #DIV/0! | #DIV/0! | #DIV/0! | #DIV/0! | #DIV/0! | #DIV/0! | #DIV/0! | #DIV/0! |  |  |  | 67.6 | #DIV/0! | #DIV/0! | #DIV/0! | #DIV/0! | #DIV/0! | #DIV/0! | #DIV/0! | #DIV/0! | #DIV/0! | #DIV/0! | #DIV/0! | #DIV/0! | #DIV/0!
[15 empty] | 67.7 | 84.4349 | 34.6293 | 3243.0994 | 4359.5414 | 3243.0994 | 4359.5414 | 27.1919 | 27.4146 | 1 | 1 | 3243.0994 | 4359.5414 |  |  |  |  | 67.7 | #DIV/0! | #DIV/0! | #DIV/0! | #DIV/0! | #DIV/0! | #DIV/0! | #DIV/0! | #DIV/0! | #DIV/0! | #DIV/0! | #DIV/0! | #DIV/0! | #DIV/0! |  |  |  | 67.7 | #DIV/0! | #DIV/0! | #DIV/0! | #DIV/0! | #DIV/0! | #DIV/0! | #DIV/0! | #DIV/0! | #DIV/0! | #DIV/0! | #DIV/0! | #DIV/0! | #DIV/0! |  |  |  | 67.7 | #DIV/0! | #DIV/0! | #DIV/0! | #DIV/0! | #DIV/0! | #DIV/0! | #DIV/0! | #DIV/0! | #DIV/0! | #DIV/0! | #DIV/0! | #DIV/0! | #DIV/0! |  |  |  | 67.7 | #DIV/0! | #DIV/0! | #DIV/0! | #DIV/0! | #DIV/0! | #DIV/0! | #DIV/0! | #DIV/0! | #DIV/0! | #DIV/0! | #DIV/0! | #DIV/0! | #DIV/0! |  |  |  | 67.7 | #DIV/0! | #DIV/0! | #DIV/0! | #DIV/0! | #DIV/0! | #DIV/0! | #DIV/0! | #DIV/0! | #DIV/0! | #DIV/0! | #DIV/0! | #DIV/0! | #DIV/0! |  |  |  | 67.7 | #DIV/0! | #DIV/0! | #DIV/0! | #DIV/0! | #DIV/0! | #DIV/0! | #DIV/0! | #DIV/0! | #DIV/0! | #DIV/0! | #DIV/0! | #DIV/0! | #DIV/0! |  |  |  | 67.7 | #DIV/0! | #DIV/0! | #DIV/0! | #DIV/0! | #DIV/0! | #DIV/0! | #DIV/0! | #DIV/0! | #DIV/0! | #DIV/0! | #DIV/0! | #DIV/0! | #DIV/0!
[15 empty] | 67.8 | 84.4952 | 34.4818 | 3244.2044 | 4358.2172 | 3244.2044 | 4358.2172 | 27.2206 | 27.4258 | 1 | 1 | 3244.2044 | 4358.2172 |  |  |  |  | 67.8 | #DIV/0! | #DIV/0! | #DIV/0! | #DIV/0! | #DIV/0! | #DIV/0! | #DIV/0! | #DIV/0! | #DIV/0! | #DIV/0! | #DIV/0! | #DIV/0! | #DIV/0! |  |  |  | 67.8 | #DIV/0! | #DIV/0! | #DIV/0! | #DIV/0! | #DIV/0! | #DIV/0! | #DIV/0! | #DIV/0! | #DIV/0! | #DIV/0! | #DIV/0! | #DIV/0! | #DIV/0! |  |  |  | 67.8 | #DIV/0! | #DIV/0! | #DIV/0! | #DIV/0! | #DIV/0! | #DIV/0! | #DIV/0! | #DIV/0! | #DIV/0! | #DIV/0! | #DIV/0! | #DIV/0! | #DIV/0! |  |  |  | 67.8 | #DIV/0! | #DIV/0! | #DIV/0! | #DIV/0! | #DIV/0! | #DIV/0! | #DIV/0! | #DIV/0! | #DIV/0! | #DIV/0! | #DIV/0! | #DIV/0! | #DIV/0! |  |  |  | 67.8 | #DIV/0! | #DIV/0! | #DIV/0! | #DIV/0! | #DIV/0! | #DIV/0! | #DIV/0! | #DIV/0! | #DIV/0! | #DIV/0! | #DIV/0! | #DIV/0! | #DIV/0! |  |  |  | 67.8 | #DIV/0! | #DIV/0! | #DIV/0! | #DIV/0! | #DIV/0! | #DIV/0! | #DIV/0! | #DIV/0! | #DIV/0! | #DIV/0! | #DIV/0! | #DIV/0! | #DIV/0! |  |  |  | 67.8 | #DIV/0! | #DIV/0! | #DIV/0! | #DIV/0! | #DIV/0! | #DIV/0! | #DIV/0! | #DIV/0! | #DIV/0! | #DIV/0! | #DIV/0! | #DIV/0! | #DIV/0!
[15 empty] | 67.9 | 84.5552 | 34.3343 | 3245.3106 | 4356.8924 | 3245.3106 | 4356.8924 | 27.2493 | 27.437 | 1 | 1 | 3245.3106 | 4356.8924 |  |  |  |  | 67.9 | #DIV/0! | #DIV/0! | #DIV/0! | #DIV/0! | #DIV/0! | #DIV/0! | #DIV/0! | #DIV/0! | #DIV/0! | #DIV/0! | #DIV/0! | #DIV/0! | #DIV/0! |  |  |  | 67.9 | #DIV/0! | #DIV/0! | #DIV/0! | #DIV/0! | #DIV/0! | #DIV/0! | #DIV/0! | #DIV/0! | #DIV/0! | #DIV/0! | #DIV/0! | #DIV/0! | #DIV/0! |  |  |  | 67.9 | #DIV/0! | #DIV/0! | #DIV/0! | #DIV/0! | #DIV/0! | #DIV/0! | #DIV/0! | #DIV/0! | #DIV/0! | #DIV/0! | #DIV/0! | #DIV/0! | #DIV/0! |  |  |  | 67.9 | #DIV/0! | #DIV/0! | #DIV/0! | #DIV/0! | #DIV/0! | #DIV/0! | #DIV/0! | #DIV/0! | #DIV/0! | #DIV/0! | #DIV/0! | #DIV/0! | #DIV/0! |  |  |  | 67.9 | #DIV/0! | #DIV/0! | #DIV/0! | #DIV/0! | #DIV/0! | #DIV/0! | #DIV/0! | #DIV/0! | #DIV/0! | #DIV/0! | #DIV/0! | #DIV/0! | #DIV/0! |  |  |  | 67.9 | #DIV/0! | #DIV/0! | #DIV/0! | #DIV/0! | #DIV/0! | #DIV/0! | #DIV/0! | #DIV/0! | #DIV/0! | #DIV/0! | #DIV/0! | #DIV/0! | #DIV/0! |  |  |  | 67.9 | #DIV/0! | #DIV/0! | #DIV/0! | #DIV/0! | #DIV/0! | #DIV/0! | #DIV/0! | #DIV/0! | #DIV/0! | #DIV/0! | #DIV/0! | #DIV/0! | #DIV/0!
[15 empty] | 68 | 84.615 | 34.1867 | 3246.4182 | 4355.5671 | 3246.4182 | 4355.5671 | 27.2778 | 27.448 | 1 | 1 | 3246.4182 | 4355.5671 |  |  |  |  | 68 | #DIV/0! | #DIV/0! | #DIV/0! | #DIV/0! | #DIV/0! | #DIV/0! | #DIV/0! | #DIV/0! | #DIV/0! | #DIV/0! | #DIV/0! | #DIV/0! | #DIV/0! |  |  |  | 68 | #DIV/0! | #DIV/0! | #DIV/0! | #DIV/0! | #DIV/0! | #DIV/0! | #DIV/0! | #DIV/0! | #DIV/0! | #DIV/0! | #DIV/0! | #DIV/0! | #DIV/0! |  |  |  | 68 | #DIV/0! | #DIV/0! | #DIV/0! | #DIV/0! | #DIV/0! | #DIV/0! | #DIV/0! | #DIV/0! | #DIV/0! | #DIV/0! | #DIV/0! | #DIV/0! | #DIV/0! |  |  |  | 68 | #DIV/0! | #DIV/0! | #DIV/0! | #DIV/0! | #DIV/0! | #DIV/0! | #DIV/0! | #DIV/0! | #DIV/0! | #DIV/0! | #DIV/0! | #DIV/0! | #DIV/0! |  |  |  | 68 | #DIV/0! | #DIV/0! | #DIV/0! | #DIV/0! | #DIV/0! | #DIV/0! | #DIV/0! | #DIV/0! | #DIV/0! | #DIV/0! | #DIV/0! | #DIV/0! | #DIV/0! |  |  |  | 68 | #DIV/0! | #DIV/0! | #DIV/0! | #DIV/0! | #DIV/0! | #DIV/0! | #DIV/0! | #DIV/0! | #DIV/0! | #DIV/0! | #DIV/0! | #DIV/0! | #DIV/0! |  |  |  | 68 | #DIV/0! | #DIV/0! | #DIV/0! | #DIV/0! | #DIV/0! | #DIV/0! | #DIV/0! | #DIV/0! | #DIV/0! | #DIV/0! | #DIV/0! | #DIV/0! | #DIV/0!
[15 empty] | 68.1 | 84.6746 | 34.039 | 3247.527 | 4354.2414 | 3247.527 | 4354.2414 | 27.3064 | 27.459 | 1 | 1 | 3247.527 | 4354.2414 |  |  |  |  | 68.1 | #DIV/0! | #DIV/0! | #DIV/0! | #DIV/0! | #DIV/0! | #DIV/0! | #DIV/0! | #DIV/0! | #DIV/0! | #DIV/0! | #DIV/0! | #DIV/0! | #DIV/0! |  |  |  | 68.1 | #DIV/0! | #DIV/0! | #DIV/0! | #DIV/0! | #DIV/0! | #DIV/0! | #DIV/0! | #DIV/0! | #DIV/0! | #DIV/0! | #DIV/0! | #DIV/0! | #DIV/0! |  |  |  | 68.1 | #DIV/0! | #DIV/0! | #DIV/0! | #DIV/0! | #DIV/0! | #DIV/0! | #DIV/0! | #DIV/0! | #DIV/0! | #DIV/0! | #DIV/0! | #DIV/0! | #DIV/0! |  |  |  | 68.1 | #DIV/0! | #DIV/0! | #DIV/0! | #DIV/0! | #DIV/0! | #DIV/0! | #DIV/0! | #DIV/0! | #DIV/0! | #DIV/0! | #DIV/0! | #DIV/0! | #DIV/0! |  |  |  | 68.1 | #DIV/0! | #DIV/0! | #DIV/0! | #DIV/0! | #DIV/0! | #DIV/0! | #DIV/0! | #DIV/0! | #DIV/0! | #DIV/0! | #DIV/0! | #DIV/0! | #DIV/0! |  |  |  | 68.1 | #DIV/0! | #DIV/0! | #DIV/0! | #DIV/0! | #DIV/0! | #DIV/0! | #DIV/0! | #DIV/0! | #DIV/0! | #DIV/0! | #DIV/0! | #DIV/0! | #DIV/0! |  |  |  | 68.1 | #DIV/0! | #DIV/0! | #DIV/0! | #DIV/0! | #DIV/0! | #DIV/0! | #DIV/0! | #DIV/0! | #DIV/0! | #DIV/0! | #DIV/0! | #DIV/0! | #DIV/0!
[15 empty] | 68.2 | 84.7339 | 33.8911 | 3248.6371 | 4352.9151 | 3248.6371 | 4352.9151 | 27.3348 | 27.4699 | 1 | 1 | 3248.6371 | 4352.9151 |  |  |  |  | 68.2 | #DIV/0! | #DIV/0! | #DIV/0! | #DIV/0! | #DIV/0! | #DIV/0! | #DIV/0! | #DIV/0! | #DIV/0! | #DIV/0! | #DIV/0! | #DIV/0! | #DIV/0! |  |  |  | 68.2 | #DIV/0! | #DIV/0! | #DIV/0! | #DIV/0! | #DIV/0! | #DIV/0! | #DIV/0! | #DIV/0! | #DIV/0! | #DIV/0! | #DIV/0! | #DIV/0! | #DIV/0! |  |  |  | 68.2 | #DIV/0! | #DIV/0! | #DIV/0! | #DIV/0! | #DIV/0! | #DIV/0! | #DIV/0! | #DIV/0! | #DIV/0! | #DIV/0! | #DIV/0! | #DIV/0! | #DIV/0! |  |  |  | 68.2 | #DIV/0! | #DIV/0! | #DIV/0! | #DIV/0! | #DIV/0! | #DIV/0! | #DIV/0! | #DIV/0! | #DIV/0! | #DIV/0! | #DIV/0! | #DIV/0! | #DIV/0! |  |  |  | 68.2 | #DIV/0! | #DIV/0! | #DIV/0! | #DIV/0! | #DIV/0! | #DIV/0! | #DIV/0! | #DIV/0! | #DIV/0! | #DIV/0! | #DIV/0! | #DIV/0! | #DIV/0! |  |  |  | 68.2 | #DIV/0! | #DIV/0! | #DIV/0! | #DIV/0! | #DIV/0! | #DIV/0! | #DIV/0! | #DIV/0! | #DIV/0! | #DIV/0! | #DIV/0! | #DIV/0! | #DIV/0! |  |  |  | 68.2 | #DIV/0! | #DIV/0! | #DIV/0! | #DIV/0! | #DIV/0! | #DIV/0! | #DIV/0! | #DIV/0! | #DIV/0! | #DIV/0! | #DIV/0! | #DIV/0! | #DIV/0!
[15 empty] | 68.3 | 84.7929 | 33.7432 | 3249.7485 | 4351.5883 | 3249.7485 | 4351.5883 | 27.3632 | 27.4806 | 1 | 1 | 3249.7485 | 4351.5883 |  |  |  |  | 68.3 | #DIV/0! | #DIV/0! | #DIV/0! | #DIV/0! | #DIV/0! | #DIV/0! | #DIV/0! | #DIV/0! | #DIV/0! | #DIV/0! | #DIV/0! | #DIV/0! | #DIV/0! |  |  |  | 68.3 | #DIV/0! | #DIV/0! | #DIV/0! | #DIV/0! | #DIV/0! | #DIV/0! | #DIV/0! | #DIV/0! | #DIV/0! | #DIV/0! | #DIV/0! | #DIV/0! | #DIV/0! |  |  |  | 68.3 | #DIV/0! | #DIV/0! | #DIV/0! | #DIV/0! | #DIV/0! | #DIV/0! | #DIV/0! | #DIV/0! | #DIV/0! | #DIV/0! | #DIV/0! | #DIV/0! | #DIV/0! |  |  |  | 68.3 | #DIV/0! | #DIV/0! | #DIV/0! | #DIV/0! | #DIV/0! | #DIV/0! | #DIV/0! | #DIV/0! | #DIV/0! | #DIV/0! | #DIV/0! | #DIV/0! | #DIV/0! |  |  |  | 68.3 | #DIV/0! | #DIV/0! | #DIV/0! | #DIV/0! | #DIV/0! | #DIV/0! | #DIV/0! | #DIV/0! | #DIV/0! | #DIV/0! | #DIV/0! | #DIV/0! | #DIV/0! |  |  |  | 68.3 | #DIV/0! | #DIV/0! | #DIV/0! | #DIV/0! | #DIV/0! | #DIV/0! | #DIV/0! | #DIV/0! | #DIV/0! | #DIV/0! | #DIV/0! | #DIV/0! | #DIV/0! |  |  |  | 68.3 | #DIV/0! | #DIV/0! | #DIV/0! | #DIV/0! | #DIV/0! | #DIV/0! | #DIV/0! | #DIV/0! | #DIV/0! | #DIV/0! | #DIV/0! | #DIV/0! | #DIV/0!
[15 empty] | 68.4 | 84.8516 | 33.5951 | 3250.8612 | 4350.2611 | 3250.8612 | 4350.2611 | 27.3915 | 27.4913 | 1 | 1 | 3250.8612 | 4350.2611 |  |  |  |  | 68.4 | #DIV/0! | #DIV/0! | #DIV/0! | #DIV/0! | #DIV/0! | #DIV/0! | #DIV/0! | #DIV/0! | #DIV/0! | #DIV/0! | #DIV/0! | #DIV/0! | #DIV/0! |  |  |  | 68.4 | #DIV/0! | #DIV/0! | #DIV/0! | #DIV/0! | #DIV/0! | #DIV/0! | #DIV/0! | #DIV/0! | #DIV/0! | #DIV/0! | #DIV/0! | #DIV/0! | #DIV/0! |  |  |  | 68.4 | #DIV/0! | #DIV/0! | #DIV/0! | #DIV/0! | #DIV/0! | #DIV/0! | #DIV/0! | #DIV/0! | #DIV/0! | #DIV/0! | #DIV/0! | #DIV/0! | #DIV/0! |  |  |  | 68.4 | #DIV/0! | #DIV/0! | #DIV/0! | #DIV/0! | #DIV/0! | #DIV/0! | #DIV/0! | #DIV/0! | #DIV/0! | #DIV/0! | #DIV/0! | #DIV/0! | #DIV/0! |  |  |  | 68.4 | #DIV/0! | #DIV/0! | #DIV/0! | #DIV/0! | #DIV/0! | #DIV/0! | #DIV/0! | #DIV/0! | #DIV/0! | #DIV/0! | #DIV/0! | #DIV/0! | #DIV/0! |  |  |  | 68.4 | #DIV/0! | #DIV/0! | #DIV/0! | #DIV/0! | #DIV/0! | #DIV/0! | #DIV/0! | #DIV/0! | #DIV/0! | #DIV/0! | #DIV/0! | #DIV/0! | #DIV/0! |  |  |  | 68.4 | #DIV/0! | #DIV/0! | #DIV/0! | #DIV/0! | #DIV/0! | #DIV/0! | #DIV/0! | #DIV/0! | #DIV/0! | #DIV/0! | #DIV/0! | #DIV/0! | #DIV/0!
[15 empty] | 68.5 | 84.9101 | 33.447 | 3251.9751 | 4348.9333 | 3251.9751 | 4348.9333 | 27.4198 | 27.5018 | 1 | 1 | 3251.9751 | 4348.9333 |  |  |  |  | 68.5 | #DIV/0! | #DIV/0! | #DIV/0! | #DIV/0! | #DIV/0! | #DIV/0! | #DIV/0! | #DIV/0! | #DIV/0! | #DIV/0! | #DIV/0! | #DIV/0! | #DIV/0! |  |  |  | 68.5 | #DIV/0! | #DIV/0! | #DIV/0! | #DIV/0! | #DIV/0! | #DIV/0! | #DIV/0! | #DIV/0! | #DIV/0! | #DIV/0! | #DIV/0! | #DIV/0! | #DIV/0! |  |  |  | 68.5 | #DIV/0! | #DIV/0! | #DIV/0! | #DIV/0! | #DIV/0! | #DIV/0! | #DIV/0! | #DIV/0! | #DIV/0! | #DIV/0! | #DIV/0! | #DIV/0! | #DIV/0! |  |  |  | 68.5 | #DIV/0! | #DIV/0! | #DIV/0! | #DIV/0! | #DIV/0! | #DIV/0! | #DIV/0! | #DIV/0! | #DIV/0! | #DIV/0! | #DIV/0! | #DIV/0! | #DIV/0! |  |  |  | 68.5 | #DIV/0! | #DIV/0! | #DIV/0! | #DIV/0! | #DIV/0! | #DIV/0! | #DIV/0! | #DIV/0! | #DIV/0! | #DIV/0! | #DIV/0! | #DIV/0! | #DIV/0! |  |  |  | 68.5 | #DIV/0! | #DIV/0! | #DIV/0! | #DIV/0! | #DIV/0! | #DIV/0! | #DIV/0! | #DIV/0! | #DIV/0! | #DIV/0! | #DIV/0! | #DIV/0! | #DIV/0! |  |  |  | 68.5 | #DIV/0! | #DIV/0! | #DIV/0! | #DIV/0! | #DIV/0! | #DIV/0! | #DIV/0! | #DIV/0! | #DIV/0! | #DIV/0! | #DIV/0! | #DIV/0! | #DIV/0!
[15 empty] | 68.6 | 84.9684 | 33.2987 | 3253.0903 | 4347.6051 | 3253.0903 | 4347.6051 | 27.448 | 27.5123 | 1 | 1 | 3253.0903 | 4347.6051 |  |  |  |  | 68.6 | #DIV/0! | #DIV/0! | #DIV/0! | #DIV/0! | #DIV/0! | #DIV/0! | #DIV/0! | #DIV/0! | #DIV/0! | #DIV/0! | #DIV/0! | #DIV/0! | #DIV/0! |  |  |  | 68.6 | #DIV/0! | #DIV/0! | #DIV/0! | #DIV/0! | #DIV/0! | #DIV/0! | #DIV/0! | #DIV/0! | #DIV/0! | #DIV/0! | #DIV/0! | #DIV/0! | #DIV/0! |  |  |  | 68.6 | #DIV/0! | #DIV/0! | #DIV/0! | #DIV/0! | #DIV/0! | #DIV/0! | #DIV/0! | #DIV/0! | #DIV/0! | #DIV/0! | #DIV/0! | #DIV/0! | #DIV/0! |  |  |  | 68.6 | #DIV/0! | #DIV/0! | #DIV/0! | #DIV/0! | #DIV/0! | #DIV/0! | #DIV/0! | #DIV/0! | #DIV/0! | #DIV/0! | #DIV/0! | #DIV/0! | #DIV/0! |  |  |  | 68.6 | #DIV/0! | #DIV/0! | #DIV/0! | #DIV/0! | #DIV/0! | #DIV/0! | #DIV/0! | #DIV/0! | #DIV/0! | #DIV/0! | #DIV/0! | #DIV/0! | #DIV/0! |  |  |  | 68.6 | #DIV/0! | #DIV/0! | #DIV/0! | #DIV/0! | #DIV/0! | #DIV/0! | #DIV/0! | #DIV/0! | #DIV/0! | #DIV/0! | #DIV/0! | #DIV/0! | #DIV/0! |  |  |  | 68.6 | #DIV/0! | #DIV/0! | #DIV/0! | #DIV/0! | #DIV/0! | #DIV/0! | #DIV/0! | #DIV/0! | #DIV/0! | #DIV/0! | #DIV/0! | #DIV/0! | #DIV/0!
[15 empty] | 68.7 | 85.0264 | 33.1504 | 3254.2068 | 4346.2765 | 3254.2068 | 4346.2765 | 27.4762 | 27.5226 | 1 | 1 | 3254.2068 | 4346.2765 |  |  |  |  | 68.7 | #DIV/0! | #DIV/0! | #DIV/0! | #DIV/0! | #DIV/0! | #DIV/0! | #DIV/0! | #DIV/0! | #DIV/0! | #DIV/0! | #DIV/0! | #DIV/0! | #DIV/0! |  |  |  | 68.7 | #DIV/0! | #DIV/0! | #DIV/0! | #DIV/0! | #DIV/0! | #DIV/0! | #DIV/0! | #DIV/0! | #DIV/0! | #DIV/0! | #DIV/0! | #DIV/0! | #DIV/0! |  |  |  | 68.7 | #DIV/0! | #DIV/0! | #DIV/0! | #DIV/0! | #DIV/0! | #DIV/0! | #DIV/0! | #DIV/0! | #DIV/0! | #DIV/0! | #DIV/0! | #DIV/0! | #DIV/0! |  |  |  | 68.7 | #DIV/0! | #DIV/0! | #DIV/0! | #DIV/0! | #DIV/0! | #DIV/0! | #DIV/0! | #DIV/0! | #DIV/0! | #DIV/0! | #DIV/0! | #DIV/0! | #DIV/0! |  |  |  | 68.7 | #DIV/0! | #DIV/0! | #DIV/0! | #DIV/0! | #DIV/0! | #DIV/0! | #DIV/0! | #DIV/0! | #DIV/0! | #DIV/0! | #DIV/0! | #DIV/0! | #DIV/0! |  |  |  | 68.7 | #DIV/0! | #DIV/0! | #DIV/0! | #DIV/0! | #DIV/0! | #DIV/0! | #DIV/0! | #DIV/0! | #DIV/0! | #DIV/0! | #DIV/0! | #DIV/0! | #DIV/0! |  |  |  | 68.7 | #DIV/0! | #DIV/0! | #DIV/0! | #DIV/0! | #DIV/0! | #DIV/0! | #DIV/0! | #DIV/0! | #DIV/0! | #DIV/0! | #DIV/0! | #DIV/0! | #DIV/0!
[15 empty] | 68.8 | 85.0841 | 33.002 | 3255.3245 | 4344.9473 | 3255.3245 | 4344.9473 | 27.5043 | 27.5329 | 1 | 1 | 3255.3245 | 4344.9473 |  |  |  |  | 68.8 | #DIV/0! | #DIV/0! | #DIV/0! | #DIV/0! | #DIV/0! | #DIV/0! | #DIV/0! | #DIV/0! | #DIV/0! | #DIV/0! | #DIV/0! | #DIV/0! | #DIV/0! |  |  |  | 68.8 | #DIV/0! | #DIV/0! | #DIV/0! | #DIV/0! | #DIV/0! | #DIV/0! | #DIV/0! | #DIV/0! | #DIV/0! | #DIV/0! | #DIV/0! | #DIV/0! | #DIV/0! |  |  |  | 68.8 | #DIV/0! | #DIV/0! | #DIV/0! | #DIV/0! | #DIV/0! | #DIV/0! | #DIV/0! | #DIV/0! | #DIV/0! | #DIV/0! | #DIV/0! | #DIV/0! | #DIV/0! |  |  |  | 68.8 | #DIV/0! | #DIV/0! | #DIV/0! | #DIV/0! | #DIV/0! | #DIV/0! | #DIV/0! | #DIV/0! | #DIV/0! | #DIV/0! | #DIV/0! | #DIV/0! | #DIV/0! |  |  |  | 68.8 | #DIV/0! | #DIV/0! | #DIV/0! | #DIV/0! | #DIV/0! | #DIV/0! | #DIV/0! | #DIV/0! | #DIV/0! | #DIV/0! | #DIV/0! | #DIV/0! | #DIV/0! |  |  |  | 68.8 | #DIV/0! | #DIV/0! | #DIV/0! | #DIV/0! | #DIV/0! | #DIV/0! | #DIV/0! | #DIV/0! | #DIV/0! | #DIV/0! | #DIV/0! | #DIV/0! | #DIV/0! |  |  |  | 68.8 | #DIV/0! | #DIV/0! | #DIV/0! | #DIV/0! | #DIV/0! | #DIV/0! | #DIV/0! | #DIV/0! | #DIV/0! | #DIV/0! | #DIV/0! | #DIV/0! | #DIV/0!
[15 empty] | 68.9 | 85.1416 | 32.8534 | 3256.4435 | 4343.6177 | 3256.4435 | 4343.6177 | 27.5323 | 27.5431 | 1 | 1 | 3256.4435 | 4343.6177 |  |  |  |  | 68.9 | #DIV/0! | #DIV/0! | #DIV/0! | #DIV/0! | #DIV/0! | #DIV/0! | #DIV/0! | #DIV/0! | #DIV/0! | #DIV/0! | #DIV/0! | #DIV/0! | #DIV/0! |  |  |  | 68.9 | #DIV/0! | #DIV/0! | #DIV/0! | #DIV/0! | #DIV/0! | #DIV/0! | #DIV/0! | #DIV/0! | #DIV/0! | #DIV/0! | #DIV/0! | #DIV/0! | #DIV/0! |  |  |  | 68.9 | #DIV/0! | #DIV/0! | #DIV/0! | #DIV/0! | #DIV/0! | #DIV/0! | #DIV/0! | #DIV/0! | #DIV/0! | #DIV/0! | #DIV/0! | #DIV/0! | #DIV/0! |  |  |  | 68.9 | #DIV/0! | #DIV/0! | #DIV/0! | #DIV/0! | #DIV/0! | #DIV/0! | #DIV/0! | #DIV/0! | #DIV/0! | #DIV/0! | #DIV/0! | #DIV/0! | #DIV/0! |  |  |  | 68.9 | #DIV/0! | #DIV/0! | #DIV/0! | #DIV/0! | #DIV/0! | #DIV/0! | #DIV/0! | #DIV/0! | #DIV/0! | #DIV/0! | #DIV/0! | #DIV/0! | #DIV/0! |  |  |  | 68.9 | #DIV/0! | #DIV/0! | #DIV/0! | #DIV/0! | #DIV/0! | #DIV/0! | #DIV/0! | #DIV/0! | #DIV/0! | #DIV/0! | #DIV/0! | #DIV/0! | #DIV/0! |  |  |  | 68.9 | #DIV/0! | #DIV/0! | #DIV/0! | #DIV/0! | #DIV/0! | #DIV/0! | #DIV/0! | #DIV/0! | #DIV/0! | #DIV/0! | #DIV/0! | #DIV/0! | #DIV/0!
[15 empty] | 69 | 85.1988 | 32.7048 | 3257.5637 | 4342.2876 | 3257.5637 | 4342.2876 | 27.5603 | 27.5531 | 1 | 1 | 3257.5637 | 4342.2876 |  |  |  |  | 69 | #DIV/0! | #DIV/0! | #DIV/0! | #DIV/0! | #DIV/0! | #DIV/0! | #DIV/0! | #DIV/0! | #DIV/0! | #DIV/0! | #DIV/0! | #DIV/0! | #DIV/0! |  |  |  | 69 | #DIV/0! | #DIV/0! | #DIV/0! | #DIV/0! | #DIV/0! | #DIV/0! | #DIV/0! | #DIV/0! | #DIV/0! | #DIV/0! | #DIV/0! | #DIV/0! | #DIV/0! |  |  |  | 69 | #DIV/0! | #DIV/0! | #DIV/0! | #DIV/0! | #DIV/0! | #DIV/0! | #DIV/0! | #DIV/0! | #DIV/0! | #DIV/0! | #DIV/0! | #DIV/0! | #DIV/0! |  |  |  | 69 | #DIV/0! | #DIV/0! | #DIV/0! | #DIV/0! | #DIV/0! | #DIV/0! | #DIV/0! | #DIV/0! | #DIV/0! | #DIV/0! | #DIV/0! | #DIV/0! | #DIV/0! |  |  |  | 69 | #DIV/0! | #DIV/0! | #DIV/0! | #DIV/0! | #DIV/0! | #DIV/0! | #DIV/0! | #DIV/0! | #DIV/0! | #DIV/0! | #DIV/0! | #DIV/0! | #DIV/0! |  |  |  | 69 | #DIV/0! | #DIV/0! | #DIV/0! | #DIV/0! | #DIV/0! | #DIV/0! | #DIV/0! | #DIV/0! | #DIV/0! | #DIV/0! | #DIV/0! | #DIV/0! | #DIV/0! |  |  |  | 69 | #DIV/0! | #DIV/0! | #DIV/0! | #DIV/0! | #DIV/0! | #DIV/0! | #DIV/0! | #DIV/0! | #DIV/0! | #DIV/0! | #DIV/0! | #DIV/0! | #DIV/0!
[15 empty] | 69.1 | 85.2557 | 32.556 | 3258.6852 | 4340.9571 | 3258.6852 | 4340.9571 | 27.5882 | 27.5631 | 1 | 1 | 3258.6852 | 4340.9571 |  |  |  |  | 69.1 | #DIV/0! | #DIV/0! | #DIV/0! | #DIV/0! | #DIV/0! | #DIV/0! | #DIV/0! | #DIV/0! | #DIV/0! | #DIV/0! | #DIV/0! | #DIV/0! | #DIV/0! |  |  |  | 69.1 | #DIV/0! | #DIV/0! | #DIV/0! | #DIV/0! | #DIV/0! | #DIV/0! | #DIV/0! | #DIV/0! | #DIV/0! | #DIV/0! | #DIV/0! | #DIV/0! | #DIV/0! |  |  |  | 69.1 | #DIV/0! | #DIV/0! | #DIV/0! | #DIV/0! | #DIV/0! | #DIV/0! | #DIV/0! | #DIV/0! | #DIV/0! | #DIV/0! | #DIV/0! | #DIV/0! | #DIV/0! |  |  |  | 69.1 | #DIV/0! | #DIV/0! | #DIV/0! | #DIV/0! | #DIV/0! | #DIV/0! | #DIV/0! | #DIV/0! | #DIV/0! | #DIV/0! | #DIV/0! | #DIV/0! | #DIV/0! |  |  |  | 69.1 | #DIV/0! | #DIV/0! | #DIV/0! | #DIV/0! | #DIV/0! | #DIV/0! | #DIV/0! | #DIV/0! | #DIV/0! | #DIV/0! | #DIV/0! | #DIV/0! | #DIV/0! |  |  |  | 69.1 | #DIV/0! | #DIV/0! | #DIV/0! | #DIV/0! | #DIV/0! | #DIV/0! | #DIV/0! | #DIV/0! | #DIV/0! | #DIV/0! | #DIV/0! | #DIV/0! | #DIV/0! |  |  |  | 69.1 | #DIV/0! | #DIV/0! | #DIV/0! | #DIV/0! | #DIV/0! | #DIV/0! | #DIV/0! | #DIV/0! | #DIV/0! | #DIV/0! | #DIV/0! | #DIV/0! | #DIV/0!
[15 empty] | 69.2 | 85.3124 | 32.4072 | 3259.808 | 4339.6262 | 3259.808 | 4339.6262 | 27.6161 | 27.573 | 1 | 1 | 3259.808 | 4339.6262 |  |  |  |  | 69.2 | #DIV/0! | #DIV/0! | #DIV/0! | #DIV/0! | #DIV/0! | #DIV/0! | #DIV/0! | #DIV/0! | #DIV/0! | #DIV/0! | #DIV/0! | #DIV/0! | #DIV/0! |  |  |  | 69.2 | #DIV/0! | #DIV/0! | #DIV/0! | #DIV/0! | #DIV/0! | #DIV/0! | #DIV/0! | #DIV/0! | #DIV/0! | #DIV/0! | #DIV/0! | #DIV/0! | #DIV/0! |  |  |  | 69.2 | #DIV/0! | #DIV/0! | #DIV/0! | #DIV/0! | #DIV/0! | #DIV/0! | #DIV/0! | #DIV/0! | #DIV/0! | #DIV/0! | #DIV/0! | #DIV/0! | #DIV/0! |  |  |  | 69.2 | #DIV/0! | #DIV/0! | #DIV/0! | #DIV/0! | #DIV/0! | #DIV/0! | #DIV/0! | #DIV/0! | #DIV/0! | #DIV/0! | #DIV/0! | #DIV/0! | #DIV/0! |  |  |  | 69.2 | #DIV/0! | #DIV/0! | #DIV/0! | #DIV/0! | #DIV/0! | #DIV/0! | #DIV/0! | #DIV/0! | #DIV/0! | #DIV/0! | #DIV/0! | #DIV/0! | #DIV/0! |  |  |  | 69.2 | #DIV/0! | #DIV/0! | #DIV/0! | #DIV/0! | #DIV/0! | #DIV/0! | #DIV/0! | #DIV/0! | #DIV/0! | #DIV/0! | #DIV/0! | #DIV/0! | #DIV/0! |  |  |  | 69.2 | #DIV/0! | #DIV/0! | #DIV/0! | #DIV/0! | #DIV/0! | #DIV/0! | #DIV/0! | #DIV/0! | #DIV/0! | #DIV/0! | #DIV/0! | #DIV/0! | #DIV/0!
[15 empty] | 69.3 | 85.3689 | 32.2582 | 3260.932 | 4338.2948 | 3260.932 | 4338.2948 | 27.6439 | 27.5828 | 1 | 1 | 3260.932 | 4338.2948 |  |  |  |  | 69.3 | #DIV/0! | #DIV/0! | #DIV/0! | #DIV/0! | #DIV/0! | #DIV/0! | #DIV/0! | #DIV/0! | #DIV/0! | #DIV/0! | #DIV/0! | #DIV/0! | #DIV/0! |  |  |  | 69.3 | #DIV/0! | #DIV/0! | #DIV/0! | #DIV/0! | #DIV/0! | #DIV/0! | #DIV/0! | #DIV/0! | #DIV/0! | #DIV/0! | #DIV/0! | #DIV/0! | #DIV/0! |  |  |  | 69.3 | #DIV/0! | #DIV/0! | #DIV/0! | #DIV/0! | #DIV/0! | #DIV/0! | #DIV/0! | #DIV/0! | #DIV/0! | #DIV/0! | #DIV/0! | #DIV/0! | #DIV/0! |  |  |  | 69.3 | #DIV/0! | #DIV/0! | #DIV/0! | #DIV/0! | #DIV/0! | #DIV/0! | #DIV/0! | #DIV/0! | #DIV/0! | #DIV/0! | #DIV/0! | #DIV/0! | #DIV/0! |  |  |  | 69.3 | #DIV/0! | #DIV/0! | #DIV/0! | #DIV/0! | #DIV/0! | #DIV/0! | #DIV/0! | #DIV/0! | #DIV/0! | #DIV/0! | #DIV/0! | #DIV/0! | #DIV/0! |  |  |  | 69.3 | #DIV/0! | #DIV/0! | #DIV/0! | #DIV/0! | #DIV/0! | #DIV/0! | #DIV/0! | #DIV/0! | #DIV/0! | #DIV/0! | #DIV/0! | #DIV/0! | #DIV/0! |  |  |  | 69.3 | #DIV/0! | #DIV/0! | #DIV/0! | #DIV/0! | #DIV/0! | #DIV/0! | #DIV/0! | #DIV/0! | #DIV/0! | #DIV/0! | #DIV/0! | #DIV/0! | #DIV/0!
[15 empty] | 69.4 | 85.425 | 32.1092 | 3262.0572 | 4336.9629 | 3262.0572 | 4336.9629 | 27.6716 | 27.5924 | 1 | 1 | 3262.0572 | 4336.9629 |  |  |  |  | 69.4 | #DIV/0! | #DIV/0! | #DIV/0! | #DIV/0! | #DIV/0! | #DIV/0! | #DIV/0! | #DIV/0! | #DIV/0! | #DIV/0! | #DIV/0! | #DIV/0! | #DIV/0! |  |  |  | 69.4 | #DIV/0! | #DIV/0! | #DIV/0! | #DIV/0! | #DIV/0! | #DIV/0! | #DIV/0! | #DIV/0! | #DIV/0! | #DIV/0! | #DIV/0! | #DIV/0! | #DIV/0! |  |  |  | 69.4 | #DIV/0! | #DIV/0! | #DIV/0! | #DIV/0! | #DIV/0! | #DIV/0! | #DIV/0! | #DIV/0! | #DIV/0! | #DIV/0! | #DIV/0! | #DIV/0! | #DIV/0! |  |  |  | 69.4 | #DIV/0! | #DIV/0! | #DIV/0! | #DIV/0! | #DIV/0! | #DIV/0! | #DIV/0! | #DIV/0! | #DIV/0! | #DIV/0! | #DIV/0! | #DIV/0! | #DIV/0! |  |  |  | 69.4 | #DIV/0! | #DIV/0! | #DIV/0! | #DIV/0! | #DIV/0! | #DIV/0! | #DIV/0! | #DIV/0! | #DIV/0! | #DIV/0! | #DIV/0! | #DIV/0! | #DIV/0! |  |  |  | 69.4 | #DIV/0! | #DIV/0! | #DIV/0! | #DIV/0! | #DIV/0! | #DIV/0! | #DIV/0! | #DIV/0! | #DIV/0! | #DIV/0! | #DIV/0! | #DIV/0! | #DIV/0! |  |  |  | 69.4 | #DIV/0! | #DIV/0! | #DIV/0! | #DIV/0! | #DIV/0! | #DIV/0! | #DIV/0! | #DIV/0! | #DIV/0! | #DIV/0! | #DIV/0! | #DIV/0! | #DIV/0!
[15 empty] | 69.5 | 85.4809 | 31.96 | 3263.1837 | 4335.6306 | 3263.1837 | 4335.6306 | 27.6993 | 27.602 | 1 | 1 | 3263.1837 | 4335.6306 |  |  |  |  | 69.5 | #DIV/0! | #DIV/0! | #DIV/0! | #DIV/0! | #DIV/0! | #DIV/0! | #DIV/0! | #DIV/0! | #DIV/0! | #DIV/0! | #DIV/0! | #DIV/0! | #DIV/0! |  |  |  | 69.5 | #DIV/0! | #DIV/0! | #DIV/0! | #DIV/0! | #DIV/0! | #DIV/0! | #DIV/0! | #DIV/0! | #DIV/0! | #DIV/0! | #DIV/0! | #DIV/0! | #DIV/0! |  |  |  | 69.5 | #DIV/0! | #DIV/0! | #DIV/0! | #DIV/0! | #DIV/0! | #DIV/0! | #DIV/0! | #DIV/0! | #DIV/0! | #DIV/0! | #DIV/0! | #DIV/0! | #DIV/0! |  |  |  | 69.5 | #DIV/0! | #DIV/0! | #DIV/0! | #DIV/0! | #DIV/0! | #DIV/0! | #DIV/0! | #DIV/0! | #DIV/0! | #DIV/0! | #DIV/0! | #DIV/0! | #DIV/0! |  |  |  | 69.5 | #DIV/0! | #DIV/0! | #DIV/0! | #DIV/0! | #DIV/0! | #DIV/0! | #DIV/0! | #DIV/0! | #DIV/0! | #DIV/0! | #DIV/0! | #DIV/0! | #DIV/0! |  |  |  | 69.5 | #DIV/0! | #DIV/0! | #DIV/0! | #DIV/0! | #DIV/0! | #DIV/0! | #DIV/0! | #DIV/0! | #DIV/0! | #DIV/0! | #DIV/0! | #DIV/0! | #DIV/0! |  |  |  | 69.5 | #DIV/0! | #DIV/0! | #DIV/0! | #DIV/0! | #DIV/0! | #DIV/0! | #DIV/0! | #DIV/0! | #DIV/0! | #DIV/0! | #DIV/0! | #DIV/0! | #DIV/0!
[15 empty] | 69.6 | 85.5366 | 31.8108 | 3264.3115 | 4334.2979 | 3264.3115 | 4334.2979 | 27.7269 | 27.6115 | 1 | 1 | 3264.3115 | 4334.2979 |  |  |  |  | 69.6 | #DIV/0! | #DIV/0! | #DIV/0! | #DIV/0! | #DIV/0! | #DIV/0! | #DIV/0! | #DIV/0! | #DIV/0! | #DIV/0! | #DIV/0! | #DIV/0! | #DIV/0! |  |  |  | 69.6 | #DIV/0! | #DIV/0! | #DIV/0! | #DIV/0! | #DIV/0! | #DIV/0! | #DIV/0! | #DIV/0! | #DIV/0! | #DIV/0! | #DIV/0! | #DIV/0! | #DIV/0! |  |  |  | 69.6 | #DIV/0! | #DIV/0! | #DIV/0! | #DIV/0! | #DIV/0! | #DIV/0! | #DIV/0! | #DIV/0! | #DIV/0! | #DIV/0! | #DIV/0! | #DIV/0! | #DIV/0! |  |  |  | 69.6 | #DIV/0! | #DIV/0! | #DIV/0! | #DIV/0! | #DIV/0! | #DIV/0! | #DIV/0! | #DIV/0! | #DIV/0! | #DIV/0! | #DIV/0! | #DIV/0! | #DIV/0! |  |  |  | 69.6 | #DIV/0! | #DIV/0! | #DIV/0! | #DIV/0! | #DIV/0! | #DIV/0! | #DIV/0! | #DIV/0! | #DIV/0! | #DIV/0! | #DIV/0! | #DIV/0! | #DIV/0! |  |  |  | 69.6 | #DIV/0! | #DIV/0! | #DIV/0! | #DIV/0! | #DIV/0! | #DIV/0! | #DIV/0! | #DIV/0! | #DIV/0! | #DIV/0! | #DIV/0! | #DIV/0! | #DIV/0! |  |  |  | 69.6 | #DIV/0! | #DIV/0! | #DIV/0! | #DIV/0! | #DIV/0! | #DIV/0! | #DIV/0! | #DIV/0! | #DIV/0! | #DIV/0! | #DIV/0! | #DIV/0! | #DIV/0!
[15 empty] | 69.7 | 85.592 | 31.6614 | 3265.4405 | 4332.9648 | 3265.4405 | 4332.9648 | 27.7545 | 27.6209 | 1 | 1 | 3265.4405 | 4332.9648 |  |  |  |  | 69.7 | #DIV/0! | #DIV/0! | #DIV/0! | #DIV/0! | #DIV/0! | #DIV/0! | #DIV/0! | #DIV/0! | #DIV/0! | #DIV/0! | #DIV/0! | #DIV/0! | #DIV/0! |  |  |  | 69.7 | #DIV/0! | #DIV/0! | #DIV/0! | #DIV/0! | #DIV/0! | #DIV/0! | #DIV/0! | #DIV/0! | #DIV/0! | #DIV/0! | #DIV/0! | #DIV/0! | #DIV/0! |  |  |  | 69.7 | #DIV/0! | #DIV/0! | #DIV/0! | #DIV/0! | #DIV/0! | #DIV/0! | #DIV/0! | #DIV/0! | #DIV/0! | #DIV/0! | #DIV/0! | #DIV/0! | #DIV/0! |  |  |  | 69.7 | #DIV/0! | #DIV/0! | #DIV/0! | #DIV/0! | #DIV/0! | #DIV/0! | #DIV/0! | #DIV/0! | #DIV/0! | #DIV/0! | #DIV/0! | #DIV/0! | #DIV/0! |  |  |  | 69.7 | #DIV/0! | #DIV/0! | #DIV/0! | #DIV/0! | #DIV/0! | #DIV/0! | #DIV/0! | #DIV/0! | #DIV/0! | #DIV/0! | #DIV/0! | #DIV/0! | #DIV/0! |  |  |  | 69.7 | #DIV/0! | #DIV/0! | #DIV/0! | #DIV/0! | #DIV/0! | #DIV/0! | #DIV/0! | #DIV/0! | #DIV/0! | #DIV/0! | #DIV/0! | #DIV/0! | #DIV/0! |  |  |  | 69.7 | #DIV/0! | #DIV/0! | #DIV/0! | #DIV/0! | #DIV/0! | #DIV/0! | #DIV/0! | #DIV/0! | #DIV/0! | #DIV/0! | #DIV/0! | #DIV/0! | #DIV/0!
[15 empty] | 69.8 | 85.6471 | 31.512 | 3266.5707 | 4331.6313 | 3266.5707 | 4331.6313 | 27.782 | 27.6302 | 1 | 1 | 3266.5707 | 4331.6313 |  |  |  |  | 69.8 | #DIV/0! | #DIV/0! | #DIV/0! | #DIV/0! | #DIV/0! | #DIV/0! | #DIV/0! | #DIV/0! | #DIV/0! | #DIV/0! | #DIV/0! | #DIV/0! | #DIV/0! |  |  |  | 69.8 | #DIV/0! | #DIV/0! | #DIV/0! | #DIV/0! | #DIV/0! | #DIV/0! | #DIV/0! | #DIV/0! | #DIV/0! | #DIV/0! | #DIV/0! | #DIV/0! | #DIV/0! |  |  |  | 69.8 | #DIV/0! | #DIV/0! | #DIV/0! | #DIV/0! | #DIV/0! | #DIV/0! | #DIV/0! | #DIV/0! | #DIV/0! | #DIV/0! | #DIV/0! | #DIV/0! | #DIV/0! |  |  |  | 69.8 | #DIV/0! | #DIV/0! | #DIV/0! | #DIV/0! | #DIV/0! | #DIV/0! | #DIV/0! | #DIV/0! | #DIV/0! | #DIV/0! | #DIV/0! | #DIV/0! | #DIV/0! |  |  |  | 69.8 | #DIV/0! | #DIV/0! | #DIV/0! | #DIV/0! | #DIV/0! | #DIV/0! | #DIV/0! | #DIV/0! | #DIV/0! | #DIV/0! | #DIV/0! | #DIV/0! | #DIV/0! |  |  |  | 69.8 | #DIV/0! | #DIV/0! | #DIV/0! | #DIV/0! | #DIV/0! | #DIV/0! | #DIV/0! | #DIV/0! | #DIV/0! | #DIV/0! | #DIV/0! | #DIV/0! | #DIV/0! |  |  |  | 69.8 | #DIV/0! | #DIV/0! | #DIV/0! | #DIV/0! | #DIV/0! | #DIV/0! | #DIV/0! | #DIV/0! | #DIV/0! | #DIV/0! | #DIV/0! | #DIV/0! | #DIV/0!
[15 empty] | 69.9 | 85.702 | 31.3625 | 3267.7022 | 4330.2973 | 3267.7022 | 4330.2973 | 27.8094 | 27.6393 | 1 | 1 | 3267.7022 | 4330.2973 |  |  |  |  | 69.9 | #DIV/0! | #DIV/0! | #DIV/0! | #DIV/0! | #DIV/0! | #DIV/0! | #DIV/0! | #DIV/0! | #DIV/0! | #DIV/0! | #DIV/0! | #DIV/0! | #DIV/0! |  |  |  | 69.9 | #DIV/0! | #DIV/0! | #DIV/0! | #DIV/0! | #DIV/0! | #DIV/0! | #DIV/0! | #DIV/0! | #DIV/0! | #DIV/0! | #DIV/0! | #DIV/0! | #DIV/0! |  |  |  | 69.9 | #DIV/0! | #DIV/0! | #DIV/0! | #DIV/0! | #DIV/0! | #DIV/0! | #DIV/0! | #DIV/0! | #DIV/0! | #DIV/0! | #DIV/0! | #DIV/0! | #DIV/0! |  |  |  | 69.9 | #DIV/0! | #DIV/0! | #DIV/0! | #DIV/0! | #DIV/0! | #DIV/0! | #DIV/0! | #DIV/0! | #DIV/0! | #DIV/0! | #DIV/0! | #DIV/0! | #DIV/0! |  |  |  | 69.9 | #DIV/0! | #DIV/0! | #DIV/0! | #DIV/0! | #DIV/0! | #DIV/0! | #DIV/0! | #DIV/0! | #DIV/0! | #DIV/0! | #DIV/0! | #DIV/0! | #DIV/0! |  |  |  | 69.9 | #DIV/0! | #DIV/0! | #DIV/0! | #DIV/0! | #DIV/0! | #DIV/0! | #DIV/0! | #DIV/0! | #DIV/0! | #DIV/0! | #DIV/0! | #DIV/0! | #DIV/0! |  |  |  | 69.9 | #DIV/0! | #DIV/0! | #DIV/0! | #DIV/0! | #DIV/0! | #DIV/0! | #DIV/0! | #DIV/0! | #DIV/0! | #DIV/0! | #DIV/0! | #DIV/0! | #DIV/0!
[15 empty] | 70 | 85.7566 | 31.2128 | 3268.8349 | 4328.963 | 3268.8349 | 4328.963 | 27.8367 | 27.6484 | 1 | 1 | 3268.8349 | 4328.963 |  |  |  |  | 70 | #DIV/0! | #DIV/0! | #DIV/0! | #DIV/0! | #DIV/0! | #DIV/0! | #DIV/0! | #DIV/0! | #DIV/0! | #DIV/0! | #DIV/0! | #DIV/0! | #DIV/0! |  |  |  | 70 | #DIV/0! | #DIV/0! | #DIV/0! | #DIV/0! | #DIV/0! | #DIV/0! | #DIV/0! | #DIV/0! | #DIV/0! | #DIV/0! | #DIV/0! | #DIV/0! | #DIV/0! |  |  |  | 70 | #DIV/0! | #DIV/0! | #DIV/0! | #DIV/0! | #DIV/0! | #DIV/0! | #DIV/0! | #DIV/0! | #DIV/0! | #DIV/0! | #DIV/0! | #DIV/0! | #DIV/0! |  |  |  | 70 | #DIV/0! | #DIV/0! | #DIV/0! | #DIV/0! | #DIV/0! | #DIV/0! | #DIV/0! | #DIV/0! | #DIV/0! | #DIV/0! | #DIV/0! | #DIV/0! | #DIV/0! |  |  |  | 70 | #DIV/0! | #DIV/0! | #DIV/0! | #DIV/0! | #DIV/0! | #DIV/0! | #DIV/0! | #DIV/0! | #DIV/0! | #DIV/0! | #DIV/0! | #DIV/0! | #DIV/0! |  |  |  | 70 | #DIV/0! | #DIV/0! | #DIV/0! | #DIV/0! | #DIV/0! | #DIV/0! | #DIV/0! | #DIV/0! | #DIV/0! | #DIV/0! | #DIV/0! | #DIV/0! | #DIV/0! |  |  |  | 70 | #DIV/0! | #DIV/0! | #DIV/0! | #DIV/0! | #DIV/0! | #DIV/0! | #DIV/0! | #DIV/0! | #DIV/0! | #DIV/0! | #DIV/0! | #DIV/0! | #DIV/0!
[15 empty] | 70.1 | 85.8109 | 31.0631 | 3269.9688 | 4327.6282 | 3269.9688 | 4327.6282 | 27.864 | 27.6574 | 1 | 1 | 3269.9688 | 4327.6282 |  |  |  |  | 70.1 | #DIV/0! | #DIV/0! | #DIV/0! | #DIV/0! | #DIV/0! | #DIV/0! | #DIV/0! | #DIV/0! | #DIV/0! | #DIV/0! | #DIV/0! | #DIV/0! | #DIV/0! |  |  |  | 70.1 | #DIV/0! | #DIV/0! | #DIV/0! | #DIV/0! | #DIV/0! | #DIV/0! | #DIV/0! | #DIV/0! | #DIV/0! | #DIV/0! | #DIV/0! | #DIV/0! | #DIV/0! |  |  |  | 70.1 | #DIV/0! | #DIV/0! | #DIV/0! | #DIV/0! | #DIV/0! | #DIV/0! | #DIV/0! | #DIV/0! | #DIV/0! | #DIV/0! | #DIV/0! | #DIV/0! | #DIV/0! |  |  |  | 70.1 | #DIV/0! | #DIV/0! | #DIV/0! | #DIV/0! | #DIV/0! | #DIV/0! | #DIV/0! | #DIV/0! | #DIV/0! | #DIV/0! | #DIV/0! | #DIV/0! | #DIV/0! |  |  |  | 70.1 | #DIV/0! | #DIV/0! | #DIV/0! | #DIV/0! | #DIV/0! | #DIV/0! | #DIV/0! | #DIV/0! | #DIV/0! | #DIV/0! | #DIV/0! | #DIV/0! | #DIV/0! |  |  |  | 70.1 | #DIV/0! | #DIV/0! | #DIV/0! | #DIV/0! | #DIV/0! | #DIV/0! | #DIV/0! | #DIV/0! | #DIV/0! | #DIV/0! | #DIV/0! | #DIV/0! | #DIV/0! |  |  |  | 70.1 | #DIV/0! | #DIV/0! | #DIV/0! | #DIV/0! | #DIV/0! | #DIV/0! | #DIV/0! | #DIV/0! | #DIV/0! | #DIV/0! | #DIV/0! | #DIV/0! | #DIV/0!
[15 empty] | 70.2 | 85.865 | 30.9133 | 3271.104 | 4326.293 | 3271.104 | 4326.293 | 27.8913 | 27.6663 | 1 | 1 | 3271.104 | 4326.293 |  |  |  |  | 70.2 | #DIV/0! | #DIV/0! | #DIV/0! | #DIV/0! | #DIV/0! | #DIV/0! | #DIV/0! | #DIV/0! | #DIV/0! | #DIV/0! | #DIV/0! | #DIV/0! | #DIV/0! |  |  |  | 70.2 | #DIV/0! | #DIV/0! | #DIV/0! | #DIV/0! | #DIV/0! | #DIV/0! | #DIV/0! | #DIV/0! | #DIV/0! | #DIV/0! | #DIV/0! | #DIV/0! | #DIV/0! |  |  |  | 70.2 | #DIV/0! | #DIV/0! | #DIV/0! | #DIV/0! | #DIV/0! | #DIV/0! | #DIV/0! | #DIV/0! | #DIV/0! | #DIV/0! | #DIV/0! | #DIV/0! | #DIV/0! |  |  |  | 70.2 | #DIV/0! | #DIV/0! | #DIV/0! | #DIV/0! | #DIV/0! | #DIV/0! | #DIV/0! | #DIV/0! | #DIV/0! | #DIV/0! | #DIV/0! | #DIV/0! | #DIV/0! |  |  |  | 70.2 | #DIV/0! | #DIV/0! | #DIV/0! | #DIV/0! | #DIV/0! | #DIV/0! | #DIV/0! | #DIV/0! | #DIV/0! | #DIV/0! | #DIV/0! | #DIV/0! | #DIV/0! |  |  |  | 70.2 | #DIV/0! | #DIV/0! | #DIV/0! | #DIV/0! | #DIV/0! | #DIV/0! | #DIV/0! | #DIV/0! | #DIV/0! | #DIV/0! | #DIV/0! | #DIV/0! | #DIV/0! |  |  |  | 70.2 | #DIV/0! | #DIV/0! | #DIV/0! | #DIV/0! | #DIV/0! | #DIV/0! | #DIV/0! | #DIV/0! | #DIV/0! | #DIV/0! | #DIV/0! | #DIV/0! | #DIV/0!
[15 empty] | 70.3 | 85.9188 | 30.7634 | 3272.2404 | 4324.9575 | 3272.2404 | 4324.9575 | 27.9185 | 27.6751 | 1 | 1 | 3272.2404 | 4324.9575 |  |  |  |  | 70.3 | #DIV/0! | #DIV/0! | #DIV/0! | #DIV/0! | #DIV/0! | #DIV/0! | #DIV/0! | #DIV/0! | #DIV/0! | #DIV/0! | #DIV/0! | #DIV/0! | #DIV/0! |  |  |  | 70.3 | #DIV/0! | #DIV/0! | #DIV/0! | #DIV/0! | #DIV/0! | #DIV/0! | #DIV/0! | #DIV/0! | #DIV/0! | #DIV/0! | #DIV/0! | #DIV/0! | #DIV/0! |  |  |  | 70.3 | #DIV/0! | #DIV/0! | #DIV/0! | #DIV/0! | #DIV/0! | #DIV/0! | #DIV/0! | #DIV/0! | #DIV/0! | #DIV/0! | #DIV/0! | #DIV/0! | #DIV/0! |  |  |  | 70.3 | #DIV/0! | #DIV/0! | #DIV/0! | #DIV/0! | #DIV/0! | #DIV/0! | #DIV/0! | #DIV/0! | #DIV/0! | #DIV/0! | #DIV/0! | #DIV/0! | #DIV/0! |  |  |  | 70.3 | #DIV/0! | #DIV/0! | #DIV/0! | #DIV/0! | #DIV/0! | #DIV/0! | #DIV/0! | #DIV/0! | #DIV/0! | #DIV/0! | #DIV/0! | #DIV/0! | #DIV/0! |  |  |  | 70.3 | #DIV/0! | #DIV/0! | #DIV/0! | #DIV/0! | #DIV/0! | #DIV/0! | #DIV/0! | #DIV/0! | #DIV/0! | #DIV/0! | #DIV/0! | #DIV/0! | #DIV/0! |  |  |  | 70.3 | #DIV/0! | #DIV/0! | #DIV/0! | #DIV/0! | #DIV/0! | #DIV/0! | #DIV/0! | #DIV/0! | #DIV/0! | #DIV/0! | #DIV/0! | #DIV/0! | #DIV/0!
[15 empty] | 70.4 | 85.9724 | 30.6134 | 3273.378 | 4323.6215 | 3273.378 | 4323.6215 | 27.9456 | 27.6838 | 1 | 1 | 3273.378 | 4323.6215 |  |  |  |  | 70.4 | #DIV/0! | #DIV/0! | #DIV/0! | #DIV/0! | #DIV/0! | #DIV/0! | #DIV/0! | #DIV/0! | #DIV/0! | #DIV/0! | #DIV/0! | #DIV/0! | #DIV/0! |  |  |  | 70.4 | #DIV/0! | #DIV/0! | #DIV/0! | #DIV/0! | #DIV/0! | #DIV/0! | #DIV/0! | #DIV/0! | #DIV/0! | #DIV/0! | #DIV/0! | #DIV/0! | #DIV/0! |  |  |  | 70.4 | #DIV/0! | #DIV/0! | #DIV/0! | #DIV/0! | #DIV/0! | #DIV/0! | #DIV/0! | #DIV/0! | #DIV/0! | #DIV/0! | #DIV/0! | #DIV/0! | #DIV/0! |  |  |  | 70.4 | #DIV/0! | #DIV/0! | #DIV/0! | #DIV/0! | #DIV/0! | #DIV/0! | #DIV/0! | #DIV/0! | #DIV/0! | #DIV/0! | #DIV/0! | #DIV/0! | #DIV/0! |  |  |  | 70.4 | #DIV/0! | #DIV/0! | #DIV/0! | #DIV/0! | #DIV/0! | #DIV/0! | #DIV/0! | #DIV/0! | #DIV/0! | #DIV/0! | #DIV/0! | #DIV/0! | #DIV/0! |  |  |  | 70.4 | #DIV/0! | #DIV/0! | #DIV/0! | #DIV/0! | #DIV/0! | #DIV/0! | #DIV/0! | #DIV/0! | #DIV/0! | #DIV/0! | #DIV/0! | #DIV/0! | #DIV/0! |  |  |  | 70.4 | #DIV/0! | #DIV/0! | #DIV/0! | #DIV/0! | #DIV/0! | #DIV/0! | #DIV/0! | #DIV/0! | #DIV/0! | #DIV/0! | #DIV/0! | #DIV/0! | #DIV/0!
[15 empty] | 70.5 | 86.0257 | 30.4633 | 3274.5169 | 4322.2852 | 3274.5169 | 4322.2852 | 27.9726 | 27.6924 | 1 | 1 | 3274.5169 | 4322.2852 |  |  |  |  | 70.5 | #DIV/0! | #DIV/0! | #DIV/0! | #DIV/0! | #DIV/0! | #DIV/0! | #DIV/0! | #DIV/0! | #DIV/0! | #DIV/0! | #DIV/0! | #DIV/0! | #DIV/0! |  |  |  | 70.5 | #DIV/0! | #DIV/0! | #DIV/0! | #DIV/0! | #DIV/0! | #DIV/0! | #DIV/0! | #DIV/0! | #DIV/0! | #DIV/0! | #DIV/0! | #DIV/0! | #DIV/0! |  |  |  | 70.5 | #DIV/0! | #DIV/0! | #DIV/0! | #DIV/0! | #DIV/0! | #DIV/0! | #DIV/0! | #DIV/0! | #DIV/0! | #DIV/0! | #DIV/0! | #DIV/0! | #DIV/0! |  |  |  | 70.5 | #DIV/0! | #DIV/0! | #DIV/0! | #DIV/0! | #DIV/0! | #DIV/0! | #DIV/0! | #DIV/0! | #DIV/0! | #DIV/0! | #DIV/0! | #DIV/0! | #DIV/0! |  |  |  | 70.5 | #DIV/0! | #DIV/0! | #DIV/0! | #DIV/0! | #DIV/0! | #DIV/0! | #DIV/0! | #DIV/0! | #DIV/0! | #DIV/0! | #DIV/0! | #DIV/0! | #DIV/0! |  |  |  | 70.5 | #DIV/0! | #DIV/0! | #DIV/0! | #DIV/0! | #DIV/0! | #DIV/0! | #DIV/0! | #DIV/0! | #DIV/0! | #DIV/0! | #DIV/0! | #DIV/0! | #DIV/0! |  |  |  | 70.5 | #DIV/0! | #DIV/0! | #DIV/0! | #DIV/0! | #DIV/0! | #DIV/0! | #DIV/0! | #DIV/0! | #DIV/0! | #DIV/0! | #DIV/0! | #DIV/0! | #DIV/0!
[15 empty] | 70.6 | 86.0787 | 30.3131 | 3275.6569 | 4320.9485 | 3275.6569 | 4320.9485 | 27.9996 | 27.7009 | 1 | 1 | 3275.6569 | 4320.9485 |  |  |  |  | 70.6 | #DIV/0! | #DIV/0! | #DIV/0! | #DIV/0! | #DIV/0! | #DIV/0! | #DIV/0! | #DIV/0! | #DIV/0! | #DIV/0! | #DIV/0! | #DIV/0! | #DIV/0! |  |  |  | 70.6 | #DIV/0! | #DIV/0! | #DIV/0! | #DIV/0! | #DIV/0! | #DIV/0! | #DIV/0! | #DIV/0! | #DIV/0! | #DIV/0! | #DIV/0! | #DIV/0! | #DIV/0! |  |  |  | 70.6 | #DIV/0! | #DIV/0! | #DIV/0! | #DIV/0! | #DIV/0! | #DIV/0! | #DIV/0! | #DIV/0! | #DIV/0! | #DIV/0! | #DIV/0! | #DIV/0! | #DIV/0! |  |  |  | 70.6 | #DIV/0! | #DIV/0! | #DIV/0! | #DIV/0! | #DIV/0! | #DIV/0! | #DIV/0! | #DIV/0! | #DIV/0! | #DIV/0! | #DIV/0! | #DIV/0! | #DIV/0! |  |  |  | 70.6 | #DIV/0! | #DIV/0! | #DIV/0! | #DIV/0! | #DIV/0! | #DIV/0! | #DIV/0! | #DIV/0! | #DIV/0! | #DIV/0! | #DIV/0! | #DIV/0! | #DIV/0! |  |  |  | 70.6 | #DIV/0! | #DIV/0! | #DIV/0! | #DIV/0! | #DIV/0! | #DIV/0! | #DIV/0! | #DIV/0! | #DIV/0! | #DIV/0! | #DIV/0! | #DIV/0! | #DIV/0! |  |  |  | 70.6 | #DIV/0! | #DIV/0! | #DIV/0! | #DIV/0! | #DIV/0! | #DIV/0! | #DIV/0! | #DIV/0! | #DIV/0! | #DIV/0! | #DIV/0! | #DIV/0! | #DIV/0!
[15 empty] | 70.7 | 86.1315 | 30.1628 | 3276.7982 | 4319.6114 | 3276.7982 | 4319.6114 | 28.0266 | 27.7093 | 1 | 1 | 3276.7982 | 4319.6114 |  |  |  |  | 70.7 | #DIV/0! | #DIV/0! | #DIV/0! | #DIV/0! | #DIV/0! | #DIV/0! | #DIV/0! | #DIV/0! | #DIV/0! | #DIV/0! | #DIV/0! | #DIV/0! | #DIV/0! |  |  |  | 70.7 | #DIV/0! | #DIV/0! | #DIV/0! | #DIV/0! | #DIV/0! | #DIV/0! | #DIV/0! | #DIV/0! | #DIV/0! | #DIV/0! | #DIV/0! | #DIV/0! | #DIV/0! |  |  |  | 70.7 | #DIV/0! | #DIV/0! | #DIV/0! | #DIV/0! | #DIV/0! | #DIV/0! | #DIV/0! | #DIV/0! | #DIV/0! | #DIV/0! | #DIV/0! | #DIV/0! | #DIV/0! |  |  |  | 70.7 | #DIV/0! | #DIV/0! | #DIV/0! | #DIV/0! | #DIV/0! | #DIV/0! | #DIV/0! | #DIV/0! | #DIV/0! | #DIV/0! | #DIV/0! | #DIV/0! | #DIV/0! |  |  |  | 70.7 | #DIV/0! | #DIV/0! | #DIV/0! | #DIV/0! | #DIV/0! | #DIV/0! | #DIV/0! | #DIV/0! | #DIV/0! | #DIV/0! | #DIV/0! | #DIV/0! | #DIV/0! |  |  |  | 70.7 | #DIV/0! | #DIV/0! | #DIV/0! | #DIV/0! | #DIV/0! | #DIV/0! | #DIV/0! | #DIV/0! | #DIV/0! | #DIV/0! | #DIV/0! | #DIV/0! | #DIV/0! |  |  |  | 70.7 | #DIV/0! | #DIV/0! | #DIV/0! | #DIV/0! | #DIV/0! | #DIV/0! | #DIV/0! | #DIV/0! | #DIV/0! | #DIV/0! | #DIV/0! | #DIV/0! | #DIV/0!
[15 empty] | 70.8 | 86.184 | 30.0125 | 3277.9407 | 4318.274 | 3277.9407 | 4318.274 | 28.0534 | 27.7176 | 1 | 1 | 3277.9407 | 4318.274 |  |  |  |  | 70.8 | #DIV/0! | #DIV/0! | #DIV/0! | #DIV/0! | #DIV/0! | #DIV/0! | #DIV/0! | #DIV/0! | #DIV/0! | #DIV/0! | #DIV/0! | #DIV/0! | #DIV/0! |  |  |  | 70.8 | #DIV/0! | #DIV/0! | #DIV/0! | #DIV/0! | #DIV/0! | #DIV/0! | #DIV/0! | #DIV/0! | #DIV/0! | #DIV/0! | #DIV/0! | #DIV/0! | #DIV/0! |  |  |  | 70.8 | #DIV/0! | #DIV/0! | #DIV/0! | #DIV/0! | #DIV/0! | #DIV/0! | #DIV/0! | #DIV/0! | #DIV/0! | #DIV/0! | #DIV/0! | #DIV/0! | #DIV/0! |  |  |  | 70.8 | #DIV/0! | #DIV/0! | #DIV/0! | #DIV/0! | #DIV/0! | #DIV/0! | #DIV/0! | #DIV/0! | #DIV/0! | #DIV/0! | #DIV/0! | #DIV/0! | #DIV/0! |  |  |  | 70.8 | #DIV/0! | #DIV/0! | #DIV/0! | #DIV/0! | #DIV/0! | #DIV/0! | #DIV/0! | #DIV/0! | #DIV/0! | #DIV/0! | #DIV/0! | #DIV/0! | #DIV/0! |  |  |  | 70.8 | #DIV/0! | #DIV/0! | #DIV/0! | #DIV/0! | #DIV/0! | #DIV/0! | #DIV/0! | #DIV/0! | #DIV/0! | #DIV/0! | #DIV/0! | #DIV/0! | #DIV/0! |  |  |  | 70.8 | #DIV/0! | #DIV/0! | #DIV/0! | #DIV/0! | #DIV/0! | #DIV/0! | #DIV/0! | #DIV/0! | #DIV/0! | #DIV/0! | #DIV/0! | #DIV/0! | #DIV/0!
[15 empty] | 70.9 | 86.2363 | 29.862 | 3279.0844 | 4316.9362 | 3279.0844 | 4316.9362 | 28.0802 | 27.7258 | 1 | 1 | 3279.0844 | 4316.9362 |  |  |  |  | 70.9 | #DIV/0! | #DIV/0! | #DIV/0! | #DIV/0! | #DIV/0! | #DIV/0! | #DIV/0! | #DIV/0! | #DIV/0! | #DIV/0! | #DIV/0! | #DIV/0! | #DIV/0! |  |  |  | 70.9 | #DIV/0! | #DIV/0! | #DIV/0! | #DIV/0! | #DIV/0! | #DIV/0! | #DIV/0! | #DIV/0! | #DIV/0! | #DIV/0! | #DIV/0! | #DIV/0! | #DIV/0! |  |  |  | 70.9 | #DIV/0! | #DIV/0! | #DIV/0! | #DIV/0! | #DIV/0! | #DIV/0! | #DIV/0! | #DIV/0! | #DIV/0! | #DIV/0! | #DIV/0! | #DIV/0! | #DIV/0! |  |  |  | 70.9 | #DIV/0! | #DIV/0! | #DIV/0! | #DIV/0! | #DIV/0! | #DIV/0! | #DIV/0! | #DIV/0! | #DIV/0! | #DIV/0! | #DIV/0! | #DIV/0! | #DIV/0! |  |  |  | 70.9 | #DIV/0! | #DIV/0! | #DIV/0! | #DIV/0! | #DIV/0! | #DIV/0! | #DIV/0! | #DIV/0! | #DIV/0! | #DIV/0! | #DIV/0! | #DIV/0! | #DIV/0! |  |  |  | 70.9 | #DIV/0! | #DIV/0! | #DIV/0! | #DIV/0! | #DIV/0! | #DIV/0! | #DIV/0! | #DIV/0! | #DIV/0! | #DIV/0! | #DIV/0! | #DIV/0! | #DIV/0! |  |  |  | 70.9 | #DIV/0! | #DIV/0! | #DIV/0! | #DIV/0! | #DIV/0! | #DIV/0! | #DIV/0! | #DIV/0! | #DIV/0! | #DIV/0! | #DIV/0! | #DIV/0! | #DIV/0!
[15 empty] | 71 | 86.2883 | 29.7114 | 3280.2293 | 4315.598 | 3280.2293 | 4315.598 | 28.107 | 27.734 | 1 | 1 | 3280.2293 | 4315.598 |  |  |  |  | 71 | #DIV/0! | #DIV/0! | #DIV/0! | #DIV/0! | #DIV/0! | #DIV/0! | #DIV/0! | #DIV/0! | #DIV/0! | #DIV/0! | #DIV/0! | #DIV/0! | #DIV/0! |  |  |  | 71 | #DIV/0! | #DIV/0! | #DIV/0! | #DIV/0! | #DIV/0! | #DIV/0! | #DIV/0! | #DIV/0! | #DIV/0! | #DIV/0! | #DIV/0! | #DIV/0! | #DIV/0! |  |  |  | 71 | #DIV/0! | #DIV/0! | #DIV/0! | #DIV/0! | #DIV/0! | #DIV/0! | #DIV/0! | #DIV/0! | #DIV/0! | #DIV/0! | #DIV/0! | #DIV/0! | #DIV/0! |  |  |  | 71 | #DIV/0! | #DIV/0! | #DIV/0! | #DIV/0! | #DIV/0! | #DIV/0! | #DIV/0! | #DIV/0! | #DIV/0! | #DIV/0! | #DIV/0! | #DIV/0! | #DIV/0! |  |  |  | 71 | #DIV/0! | #DIV/0! | #DIV/0! | #DIV/0! | #DIV/0! | #DIV/0! | #DIV/0! | #DIV/0! | #DIV/0! | #DIV/0! | #DIV/0! | #DIV/0! | #DIV/0! |  |  |  | 71 | #DIV/0! | #DIV/0! | #DIV/0! | #DIV/0! | #DIV/0! | #DIV/0! | #DIV/0! | #DIV/0! | #DIV/0! | #DIV/0! | #DIV/0! | #DIV/0! | #DIV/0! |  |  |  | 71 | #DIV/0! | #DIV/0! | #DIV/0! | #DIV/0! | #DIV/0! | #DIV/0! | #DIV/0! | #DIV/0! | #DIV/0! | #DIV/0! | #DIV/0! | #DIV/0! | #DIV/0!
[15 empty] | 71.1 | 86.34 | 29.5608 | 3281.3755 | 4314.2595 | 3281.3755 | 4314.2595 | 28.1336 | 27.742 | 1 | 1 | 3281.3755 | 4314.2595 |  |  |  |  | 71.1 | #DIV/0! | #DIV/0! | #DIV/0! | #DIV/0! | #DIV/0! | #DIV/0! | #DIV/0! | #DIV/0! | #DIV/0! | #DIV/0! | #DIV/0! | #DIV/0! | #DIV/0! |  |  |  | 71.1 | #DIV/0! | #DIV/0! | #DIV/0! | #DIV/0! | #DIV/0! | #DIV/0! | #DIV/0! | #DIV/0! | #DIV/0! | #DIV/0! | #DIV/0! | #DIV/0! | #DIV/0! |  |  |  | 71.1 | #DIV/0! | #DIV/0! | #DIV/0! | #DIV/0! | #DIV/0! | #DIV/0! | #DIV/0! | #DIV/0! | #DIV/0! | #DIV/0! | #DIV/0! | #DIV/0! | #DIV/0! |  |  |  | 71.1 | #DIV/0! | #DIV/0! | #DIV/0! | #DIV/0! | #DIV/0! | #DIV/0! | #DIV/0! | #DIV/0! | #DIV/0! | #DIV/0! | #DIV/0! | #DIV/0! | #DIV/0! |  |  |  | 71.1 | #DIV/0! | #DIV/0! | #DIV/0! | #DIV/0! | #DIV/0! | #DIV/0! | #DIV/0! | #DIV/0! | #DIV/0! | #DIV/0! | #DIV/0! | #DIV/0! | #DIV/0! |  |  |  | 71.1 | #DIV/0! | #DIV/0! | #DIV/0! | #DIV/0! | #DIV/0! | #DIV/0! | #DIV/0! | #DIV/0! | #DIV/0! | #DIV/0! | #DIV/0! | #DIV/0! | #DIV/0! |  |  |  | 71.1 | #DIV/0! | #DIV/0! | #DIV/0! | #DIV/0! | #DIV/0! | #DIV/0! | #DIV/0! | #DIV/0! | #DIV/0! | #DIV/0! | #DIV/0! | #DIV/0! | #DIV/0!
[15 empty] | 71.2 | 86.3915 | 29.4101 | 3282.5228 | 4312.9207 | 3282.5228 | 4312.9207 | 28.1602 | 27.7499 | 1 | 1 | 3282.5228 | 4312.9207 |  |  |  |  | 71.2 | #DIV/0! | #DIV/0! | #DIV/0! | #DIV/0! | #DIV/0! | #DIV/0! | #DIV/0! | #DIV/0! | #DIV/0! | #DIV/0! | #DIV/0! | #DIV/0! | #DIV/0! |  |  |  | 71.2 | #DIV/0! | #DIV/0! | #DIV/0! | #DIV/0! | #DIV/0! | #DIV/0! | #DIV/0! | #DIV/0! | #DIV/0! | #DIV/0! | #DIV/0! | #DIV/0! | #DIV/0! |  |  |  | 71.2 | #DIV/0! | #DIV/0! | #DIV/0! | #DIV/0! | #DIV/0! | #DIV/0! | #DIV/0! | #DIV/0! | #DIV/0! | #DIV/0! | #DIV/0! | #DIV/0! | #DIV/0! |  |  |  | 71.2 | #DIV/0! | #DIV/0! | #DIV/0! | #DIV/0! | #DIV/0! | #DIV/0! | #DIV/0! | #DIV/0! | #DIV/0! | #DIV/0! | #DIV/0! | #DIV/0! | #DIV/0! |  |  |  | 71.2 | #DIV/0! | #DIV/0! | #DIV/0! | #DIV/0! | #DIV/0! | #DIV/0! | #DIV/0! | #DIV/0! | #DIV/0! | #DIV/0! | #DIV/0! | #DIV/0! | #DIV/0! |  |  |  | 71.2 | #DIV/0! | #DIV/0! | #DIV/0! | #DIV/0! | #DIV/0! | #DIV/0! | #DIV/0! | #DIV/0! | #DIV/0! | #DIV/0! | #DIV/0! | #DIV/0! | #DIV/0! |  |  |  | 71.2 | #DIV/0! | #DIV/0! | #DIV/0! | #DIV/0! | #DIV/0! | #DIV/0! | #DIV/0! | #DIV/0! | #DIV/0! | #DIV/0! | #DIV/0! | #DIV/0! | #DIV/0!
[15 empty] | 71.3 | 86.4427 | 29.2592 | 3283.6713 | 4311.5814 | 3283.6713 | 4311.5814 | 28.1868 | 27.7577 | 1 | 1 | 3283.6713 | 4311.5814 |  |  |  |  | 71.3 | #DIV/0! | #DIV/0! | #DIV/0! | #DIV/0! | #DIV/0! | #DIV/0! | #DIV/0! | #DIV/0! | #DIV/0! | #DIV/0! | #DIV/0! | #DIV/0! | #DIV/0! |  |  |  | 71.3 | #DIV/0! | #DIV/0! | #DIV/0! | #DIV/0! | #DIV/0! | #DIV/0! | #DIV/0! | #DIV/0! | #DIV/0! | #DIV/0! | #DIV/0! | #DIV/0! | #DIV/0! |  |  |  | 71.3 | #DIV/0! | #DIV/0! | #DIV/0! | #DIV/0! | #DIV/0! | #DIV/0! | #DIV/0! | #DIV/0! | #DIV/0! | #DIV/0! | #DIV/0! | #DIV/0! | #DIV/0! |  |  |  | 71.3 | #DIV/0! | #DIV/0! | #DIV/0! | #DIV/0! | #DIV/0! | #DIV/0! | #DIV/0! | #DIV/0! | #DIV/0! | #DIV/0! | #DIV/0! | #DIV/0! | #DIV/0! |  |  |  | 71.3 | #DIV/0! | #DIV/0! | #DIV/0! | #DIV/0! | #DIV/0! | #DIV/0! | #DIV/0! | #DIV/0! | #DIV/0! | #DIV/0! | #DIV/0! | #DIV/0! | #DIV/0! |  |  |  | 71.3 | #DIV/0! | #DIV/0! | #DIV/0! | #DIV/0! | #DIV/0! | #DIV/0! | #DIV/0! | #DIV/0! | #DIV/0! | #DIV/0! | #DIV/0! | #DIV/0! | #DIV/0! |  |  |  | 71.3 | #DIV/0! | #DIV/0! | #DIV/0! | #DIV/0! | #DIV/0! | #DIV/0! | #DIV/0! | #DIV/0! | #DIV/0! | #DIV/0! | #DIV/0! | #DIV/0! | #DIV/0!
[15 empty] | 71.4 | 86.4936 | 29.1083 | 3284.8211 | 4310.2419 | 3284.8211 | 4310.2419 | 28.2133 | 27.7655 | 1 | 1 | 3284.8211 | 4310.2419 |  |  |  |  | 71.4 | #DIV/0! | #DIV/0! | #DIV/0! | #DIV/0! | #DIV/0! | #DIV/0! | #DIV/0! | #DIV/0! | #DIV/0! | #DIV/0! | #DIV/0! | #DIV/0! | #DIV/0! |  |  |  | 71.4 | #DIV/0! | #DIV/0! | #DIV/0! | #DIV/0! | #DIV/0! | #DIV/0! | #DIV/0! | #DIV/0! | #DIV/0! | #DIV/0! | #DIV/0! | #DIV/0! | #DIV/0! |  |  |  | 71.4 | #DIV/0! | #DIV/0! | #DIV/0! | #DIV/0! | #DIV/0! | #DIV/0! | #DIV/0! | #DIV/0! | #DIV/0! | #DIV/0! | #DIV/0! | #DIV/0! | #DIV/0! |  |  |  | 71.4 | #DIV/0! | #DIV/0! | #DIV/0! | #DIV/0! | #DIV/0! | #DIV/0! | #DIV/0! | #DIV/0! | #DIV/0! | #DIV/0! | #DIV/0! | #DIV/0! | #DIV/0! |  |  |  | 71.4 | #DIV/0! | #DIV/0! | #DIV/0! | #DIV/0! | #DIV/0! | #DIV/0! | #DIV/0! | #DIV/0! | #DIV/0! | #DIV/0! | #DIV/0! | #DIV/0! | #DIV/0! |  |  |  | 71.4 | #DIV/0! | #DIV/0! | #DIV/0! | #DIV/0! | #DIV/0! | #DIV/0! | #DIV/0! | #DIV/0! | #DIV/0! | #DIV/0! | #DIV/0! | #DIV/0! | #DIV/0! |  |  |  | 71.4 | #DIV/0! | #DIV/0! | #DIV/0! | #DIV/0! | #DIV/0! | #DIV/0! | #DIV/0! | #DIV/0! | #DIV/0! | #DIV/0! | #DIV/0! | #DIV/0! | #DIV/0!
[15 empty] | 71.5 | 86.5443 | 28.9573 | 3285.972 | 4308.902 | 3285.972 | 4308.902 | 28.2397 | 27.7731 | 1 | 1 | 3285.972 | 4308.902 |  |  |  |  | 71.5 | #DIV/0! | #DIV/0! | #DIV/0! | #DIV/0! | #DIV/0! | #DIV/0! | #DIV/0! | #DIV/0! | #DIV/0! | #DIV/0! | #DIV/0! | #DIV/0! | #DIV/0! |  |  |  | 71.5 | #DIV/0! | #DIV/0! | #DIV/0! | #DIV/0! | #DIV/0! | #DIV/0! | #DIV/0! | #DIV/0! | #DIV/0! | #DIV/0! | #DIV/0! | #DIV/0! | #DIV/0! |  |  |  | 71.5 | #DIV/0! | #DIV/0! | #DIV/0! | #DIV/0! | #DIV/0! | #DIV/0! | #DIV/0! | #DIV/0! | #DIV/0! | #DIV/0! | #DIV/0! | #DIV/0! | #DIV/0! |  |  |  | 71.5 | #DIV/0! | #DIV/0! | #DIV/0! | #DIV/0! | #DIV/0! | #DIV/0! | #DIV/0! | #DIV/0! | #DIV/0! | #DIV/0! | #DIV/0! | #DIV/0! | #DIV/0! |  |  |  | 71.5 | #DIV/0! | #DIV/0! | #DIV/0! | #DIV/0! | #DIV/0! | #DIV/0! | #DIV/0! | #DIV/0! | #DIV/0! | #DIV/0! | #DIV/0! | #DIV/0! | #DIV/0! |  |  |  | 71.5 | #DIV/0! | #DIV/0! | #DIV/0! | #DIV/0! | #DIV/0! | #DIV/0! | #DIV/0! | #DIV/0! | #DIV/0! | #DIV/0! | #DIV/0! | #DIV/0! | #DIV/0! |  |  |  | 71.5 | #DIV/0! | #DIV/0! | #DIV/0! | #DIV/0! | #DIV/0! | #DIV/0! | #DIV/0! | #DIV/0! | #DIV/0! | #DIV/0! | #DIV/0! | #DIV/0! | #DIV/0!
[15 empty] | 71.6 | 86.5947 | 28.8062 | 3287.1242 | 4307.5618 | 3287.1242 | 4307.5618 | 28.2661 | 27.7806 | 1 | 1 | 3287.1242 | 4307.5618 |  |  |  |  | 71.6 | #DIV/0! | #DIV/0! | #DIV/0! | #DIV/0! | #DIV/0! | #DIV/0! | #DIV/0! | #DIV/0! | #DIV/0! | #DIV/0! | #DIV/0! | #DIV/0! | #DIV/0! |  |  |  | 71.6 | #DIV/0! | #DIV/0! | #DIV/0! | #DIV/0! | #DIV/0! | #DIV/0! | #DIV/0! | #DIV/0! | #DIV/0! | #DIV/0! | #DIV/0! | #DIV/0! | #DIV/0! |  |  |  | 71.6 | #DIV/0! | #DIV/0! | #DIV/0! | #DIV/0! | #DIV/0! | #DIV/0! | #DIV/0! | #DIV/0! | #DIV/0! | #DIV/0! | #DIV/0! | #DIV/0! | #DIV/0! |  |  |  | 71.6 | #DIV/0! | #DIV/0! | #DIV/0! | #DIV/0! | #DIV/0! | #DIV/0! | #DIV/0! | #DIV/0! | #DIV/0! | #DIV/0! | #DIV/0! | #DIV/0! | #DIV/0! |  |  |  | 71.6 | #DIV/0! | #DIV/0! | #DIV/0! | #DIV/0! | #DIV/0! | #DIV/0! | #DIV/0! | #DIV/0! | #DIV/0! | #DIV/0! | #DIV/0! | #DIV/0! | #DIV/0! |  |  |  | 71.6 | #DIV/0! | #DIV/0! | #DIV/0! | #DIV/0! | #DIV/0! | #DIV/0! | #DIV/0! | #DIV/0! | #DIV/0! | #DIV/0! | #DIV/0! | #DIV/0! | #DIV/0! |  |  |  | 71.6 | #DIV/0! | #DIV/0! | #DIV/0! | #DIV/0! | #DIV/0! | #DIV/0! | #DIV/0! | #DIV/0! | #DIV/0! | #DIV/0! | #DIV/0! | #DIV/0! | #DIV/0!
[15 empty] | 71.7 | 86.6448 | 28.655 | 3288.2775 | 4306.2213 | 3288.2775 | 4306.2213 | 28.2923 | 27.7881 | 1 | 1 | 3288.2775 | 4306.2213 |  |  |  |  | 71.7 | #DIV/0! | #DIV/0! | #DIV/0! | #DIV/0! | #DIV/0! | #DIV/0! | #DIV/0! | #DIV/0! | #DIV/0! | #DIV/0! | #DIV/0! | #DIV/0! | #DIV/0! |  |  |  | 71.7 | #DIV/0! | #DIV/0! | #DIV/0! | #DIV/0! | #DIV/0! | #DIV/0! | #DIV/0! | #DIV/0! | #DIV/0! | #DIV/0! | #DIV/0! | #DIV/0! | #DIV/0! |  |  |  | 71.7 | #DIV/0! | #DIV/0! | #DIV/0! | #DIV/0! | #DIV/0! | #DIV/0! | #DIV/0! | #DIV/0! | #DIV/0! | #DIV/0! | #DIV/0! | #DIV/0! | #DIV/0! |  |  |  | 71.7 | #DIV/0! | #DIV/0! | #DIV/0! | #DIV/0! | #DIV/0! | #DIV/0! | #DIV/0! | #DIV/0! | #DIV/0! | #DIV/0! | #DIV/0! | #DIV/0! | #DIV/0! |  |  |  | 71.7 | #DIV/0! | #DIV/0! | #DIV/0! | #DIV/0! | #DIV/0! | #DIV/0! | #DIV/0! | #DIV/0! | #DIV/0! | #DIV/0! | #DIV/0! | #DIV/0! | #DIV/0! |  |  |  | 71.7 | #DIV/0! | #DIV/0! | #DIV/0! | #DIV/0! | #DIV/0! | #DIV/0! | #DIV/0! | #DIV/0! | #DIV/0! | #DIV/0! | #DIV/0! | #DIV/0! | #DIV/0! |  |  |  | 71.7 | #DIV/0! | #DIV/0! | #DIV/0! | #DIV/0! | #DIV/0! | #DIV/0! | #DIV/0! | #DIV/0! | #DIV/0! | #DIV/0! | #DIV/0! | #DIV/0! | #DIV/0!
[15 empty] | 71.8 | 86.6947 | 28.5038 | 3289.432 | 4304.8804 | 3289.432 | 4304.8804 | 28.3186 | 27.7954 | 1 | 1 | 3289.432 | 4304.8804 |  |  |  |  | 71.8 | #DIV/0! | #DIV/0! | #DIV/0! | #DIV/0! | #DIV/0! | #DIV/0! | #DIV/0! | #DIV/0! | #DIV/0! | #DIV/0! | #DIV/0! | #DIV/0! | #DIV/0! |  |  |  | 71.8 | #DIV/0! | #DIV/0! | #DIV/0! | #DIV/0! | #DIV/0! | #DIV/0! | #DIV/0! | #DIV/0! | #DIV/0! | #DIV/0! | #DIV/0! | #DIV/0! | #DIV/0! |  |  |  | 71.8 | #DIV/0! | #DIV/0! | #DIV/0! | #DIV/0! | #DIV/0! | #DIV/0! | #DIV/0! | #DIV/0! | #DIV/0! | #DIV/0! | #DIV/0! | #DIV/0! | #DIV/0! |  |  |  | 71.8 | #DIV/0! | #DIV/0! | #DIV/0! | #DIV/0! | #DIV/0! | #DIV/0! | #DIV/0! | #DIV/0! | #DIV/0! | #DIV/0! | #DIV/0! | #DIV/0! | #DIV/0! |  |  |  | 71.8 | #DIV/0! | #DIV/0! | #DIV/0! | #DIV/0! | #DIV/0! | #DIV/0! | #DIV/0! | #DIV/0! | #DIV/0! | #DIV/0! | #DIV/0! | #DIV/0! | #DIV/0! |  |  |  | 71.8 | #DIV/0! | #DIV/0! | #DIV/0! | #DIV/0! | #DIV/0! | #DIV/0! | #DIV/0! | #DIV/0! | #DIV/0! | #DIV/0! | #DIV/0! | #DIV/0! | #DIV/0! |  |  |  | 71.8 | #DIV/0! | #DIV/0! | #DIV/0! | #DIV/0! | #DIV/0! | #DIV/0! | #DIV/0! | #DIV/0! | #DIV/0! | #DIV/0! | #DIV/0! | #DIV/0! | #DIV/0!
[15 empty] | 71.9 | 86.7443 | 28.3524 | 3290.5877 | 4303.5393 | 3290.5877 | 4303.5393 | 28.3447 | 27.8026 | 1 | 1 | 3290.5877 | 4303.5393 |  |  |  |  | 71.9 | #DIV/0! | #DIV/0! | #DIV/0! | #DIV/0! | #DIV/0! | #DIV/0! | #DIV/0! | #DIV/0! | #DIV/0! | #DIV/0! | #DIV/0! | #DIV/0! | #DIV/0! |  |  |  | 71.9 | #DIV/0! | #DIV/0! | #DIV/0! | #DIV/0! | #DIV/0! | #DIV/0! | #DIV/0! | #DIV/0! | #DIV/0! | #DIV/0! | #DIV/0! | #DIV/0! | #DIV/0! |  |  |  | 71.9 | #DIV/0! | #DIV/0! | #DIV/0! | #DIV/0! | #DIV/0! | #DIV/0! | #DIV/0! | #DIV/0! | #DIV/0! | #DIV/0! | #DIV/0! | #DIV/0! | #DIV/0! |  |  |  | 71.9 | #DIV/0! | #DIV/0! | #DIV/0! | #DIV/0! | #DIV/0! | #DIV/0! | #DIV/0! | #DIV/0! | #DIV/0! | #DIV/0! | #DIV/0! | #DIV/0! | #DIV/0! |  |  |  | 71.9 | #DIV/0! | #DIV/0! | #DIV/0! | #DIV/0! | #DIV/0! | #DIV/0! | #DIV/0! | #DIV/0! | #DIV/0! | #DIV/0! | #DIV/0! | #DIV/0! | #DIV/0! |  |  |  | 71.9 | #DIV/0! | #DIV/0! | #DIV/0! | #DIV/0! | #DIV/0! | #DIV/0! | #DIV/0! | #DIV/0! | #DIV/0! | #DIV/0! | #DIV/0! | #DIV/0! | #DIV/0! |  |  |  | 71.9 | #DIV/0! | #DIV/0! | #DIV/0! | #DIV/0! | #DIV/0! | #DIV/0! | #DIV/0! | #DIV/0! | #DIV/0! | #DIV/0! | #DIV/0! | #DIV/0! | #DIV/0!
[15 empty] | 72 | 86.7937 | 28.201 | 3291.7446 | 4302.1978 | 3291.7446 | 4302.1978 | 28.3708 | 27.8098 | 1 | 1 | 3291.7446 | 4302.1978 |  |  |  |  | 72 | #DIV/0! | #DIV/0! | #DIV/0! | #DIV/0! | #DIV/0! | #DIV/0! | #DIV/0! | #DIV/0! | #DIV/0! | #DIV/0! | #DIV/0! | #DIV/0! | #DIV/0! |  |  |  | 72 | #DIV/0! | #DIV/0! | #DIV/0! | #DIV/0! | #DIV/0! | #DIV/0! | #DIV/0! | #DIV/0! | #DIV/0! | #DIV/0! | #DIV/0! | #DIV/0! | #DIV/0! |  |  |  | 72 | #DIV/0! | #DIV/0! | #DIV/0! | #DIV/0! | #DIV/0! | #DIV/0! | #DIV/0! | #DIV/0! | #DIV/0! | #DIV/0! | #DIV/0! | #DIV/0! | #DIV/0! |  |  |  | 72 | #DIV/0! | #DIV/0! | #DIV/0! | #DIV/0! | #DIV/0! | #DIV/0! | #DIV/0! | #DIV/0! | #DIV/0! | #DIV/0! | #DIV/0! | #DIV/0! | #DIV/0! |  |  |  | 72 | #DIV/0! | #DIV/0! | #DIV/0! | #DIV/0! | #DIV/0! | #DIV/0! | #DIV/0! | #DIV/0! | #DIV/0! | #DIV/0! | #DIV/0! | #DIV/0! | #DIV/0! |  |  |  | 72 | #DIV/0! | #DIV/0! | #DIV/0! | #DIV/0! | #DIV/0! | #DIV/0! | #DIV/0! | #DIV/0! | #DIV/0! | #DIV/0! | #DIV/0! | #DIV/0! | #DIV/0! |  |  |  | 72 | #DIV/0! | #DIV/0! | #DIV/0! | #DIV/0! | #DIV/0! | #DIV/0! | #DIV/0! | #DIV/0! | #DIV/0! | #DIV/0! | #DIV/0! | #DIV/0! | #DIV/0!
[15 empty] | 72.1 | 86.8428 | 28.0494 | 3292.9027 | 4300.856 | 3292.9027 | 4300.856 | 28.3969 | 27.8168 | 1 | 1 | 3292.9027 | 4300.856 |  |  |  |  | 72.1 | #DIV/0! | #DIV/0! | #DIV/0! | #DIV/0! | #DIV/0! | #DIV/0! | #DIV/0! | #DIV/0! | #DIV/0! | #DIV/0! | #DIV/0! | #DIV/0! | #DIV/0! |  |  |  | 72.1 | #DIV/0! | #DIV/0! | #DIV/0! | #DIV/0! | #DIV/0! | #DIV/0! | #DIV/0! | #DIV/0! | #DIV/0! | #DIV/0! | #DIV/0! | #DIV/0! | #DIV/0! |  |  |  | 72.1 | #DIV/0! | #DIV/0! | #DIV/0! | #DIV/0! | #DIV/0! | #DIV/0! | #DIV/0! | #DIV/0! | #DIV/0! | #DIV/0! | #DIV/0! | #DIV/0! | #DIV/0! |  |  |  | 72.1 | #DIV/0! | #DIV/0! | #DIV/0! | #DIV/0! | #DIV/0! | #DIV/0! | #DIV/0! | #DIV/0! | #DIV/0! | #DIV/0! | #DIV/0! | #DIV/0! | #DIV/0! |  |  |  | 72.1 | #DIV/0! | #DIV/0! | #DIV/0! | #DIV/0! | #DIV/0! | #DIV/0! | #DIV/0! | #DIV/0! | #DIV/0! | #DIV/0! | #DIV/0! | #DIV/0! | #DIV/0! |  |  |  | 72.1 | #DIV/0! | #DIV/0! | #DIV/0! | #DIV/0! | #DIV/0! | #DIV/0! | #DIV/0! | #DIV/0! | #DIV/0! | #DIV/0! | #DIV/0! | #DIV/0! | #DIV/0! |  |  |  | 72.1 | #DIV/0! | #DIV/0! | #DIV/0! | #DIV/0! | #DIV/0! | #DIV/0! | #DIV/0! | #DIV/0! | #DIV/0! | #DIV/0! | #DIV/0! | #DIV/0! | #DIV/0!
[15 empty] | 72.2 | 86.8916 | 27.8978 | 3294.0619 | 4299.514 | 3294.0619 | 4299.514 | 28.4228 | 27.8238 | 1 | 1 | 3294.0619 | 4299.514 |  |  |  |  | 72.2 | #DIV/0! | #DIV/0! | #DIV/0! | #DIV/0! | #DIV/0! | #DIV/0! | #DIV/0! | #DIV/0! | #DIV/0! | #DIV/0! | #DIV/0! | #DIV/0! | #DIV/0! |  |  |  | 72.2 | #DIV/0! | #DIV/0! | #DIV/0! | #DIV/0! | #DIV/0! | #DIV/0! | #DIV/0! | #DIV/0! | #DIV/0! | #DIV/0! | #DIV/0! | #DIV/0! | #DIV/0! |  |  |  | 72.2 | #DIV/0! | #DIV/0! | #DIV/0! | #DIV/0! | #DIV/0! | #DIV/0! | #DIV/0! | #DIV/0! | #DIV/0! | #DIV/0! | #DIV/0! | #DIV/0! | #DIV/0! |  |  |  | 72.2 | #DIV/0! | #DIV/0! | #DIV/0! | #DIV/0! | #DIV/0! | #DIV/0! | #DIV/0! | #DIV/0! | #DIV/0! | #DIV/0! | #DIV/0! | #DIV/0! | #DIV/0! |  |  |  | 72.2 | #DIV/0! | #DIV/0! | #DIV/0! | #DIV/0! | #DIV/0! | #DIV/0! | #DIV/0! | #DIV/0! | #DIV/0! | #DIV/0! | #DIV/0! | #DIV/0! | #DIV/0! |  |  |  | 72.2 | #DIV/0! | #DIV/0! | #DIV/0! | #DIV/0! | #DIV/0! | #DIV/0! | #DIV/0! | #DIV/0! | #DIV/0! | #DIV/0! | #DIV/0! | #DIV/0! | #DIV/0! |  |  |  | 72.2 | #DIV/0! | #DIV/0! | #DIV/0! | #DIV/0! | #DIV/0! | #DIV/0! | #DIV/0! | #DIV/0! | #DIV/0! | #DIV/0! | #DIV/0! | #DIV/0! | #DIV/0!
[15 empty] | 72.3 | 86.9401 | 27.7461 | 3295.2223 | 4298.1716 | 3295.2223 | 4298.1716 | 28.4487 | 27.8306 | 1 | 1 | 3295.2223 | 4298.1716 |  |  |  |  | 72.3 | #DIV/0! | #DIV/0! | #DIV/0! | #DIV/0! | #DIV/0! | #DIV/0! | #DIV/0! | #DIV/0! | #DIV/0! | #DIV/0! | #DIV/0! | #DIV/0! | #DIV/0! |  |  |  | 72.3 | #DIV/0! | #DIV/0! | #DIV/0! | #DIV/0! | #DIV/0! | #DIV/0! | #DIV/0! | #DIV/0! | #DIV/0! | #DIV/0! | #DIV/0! | #DIV/0! | #DIV/0! |  |  |  | 72.3 | #DIV/0! | #DIV/0! | #DIV/0! | #DIV/0! | #DIV/0! | #DIV/0! | #DIV/0! | #DIV/0! | #DIV/0! | #DIV/0! | #DIV/0! | #DIV/0! | #DIV/0! |  |  |  | 72.3 | #DIV/0! | #DIV/0! | #DIV/0! | #DIV/0! | #DIV/0! | #DIV/0! | #DIV/0! | #DIV/0! | #DIV/0! | #DIV/0! | #DIV/0! | #DIV/0! | #DIV/0! |  |  |  | 72.3 | #DIV/0! | #DIV/0! | #DIV/0! | #DIV/0! | #DIV/0! | #DIV/0! | #DIV/0! | #DIV/0! | #DIV/0! | #DIV/0! | #DIV/0! | #DIV/0! | #DIV/0! |  |  |  | 72.3 | #DIV/0! | #DIV/0! | #DIV/0! | #DIV/0! | #DIV/0! | #DIV/0! | #DIV/0! | #DIV/0! | #DIV/0! | #DIV/0! | #DIV/0! | #DIV/0! | #DIV/0! |  |  |  | 72.3 | #DIV/0! | #DIV/0! | #DIV/0! | #DIV/0! | #DIV/0! | #DIV/0! | #DIV/0! | #DIV/0! | #DIV/0! | #DIV/0! | #DIV/0! | #DIV/0! | #DIV/0!
[15 empty] | 72.4 | 86.9884 | 27.5944 | 3296.384 | 4296.8289 | 3296.384 | 4296.8289 | 28.4746 | 27.8374 | 1 | 1 | 3296.384 | 4296.8289 |  |  |  |  | 72.4 | #DIV/0! | #DIV/0! | #DIV/0! | #DIV/0! | #DIV/0! | #DIV/0! | #DIV/0! | #DIV/0! | #DIV/0! | #DIV/0! | #DIV/0! | #DIV/0! | #DIV/0! |  |  |  | 72.4 | #DIV/0! | #DIV/0! | #DIV/0! | #DIV/0! | #DIV/0! | #DIV/0! | #DIV/0! | #DIV/0! | #DIV/0! | #DIV/0! | #DIV/0! | #DIV/0! | #DIV/0! |  |  |  | 72.4 | #DIV/0! | #DIV/0! | #DIV/0! | #DIV/0! | #DIV/0! | #DIV/0! | #DIV/0! | #DIV/0! | #DIV/0! | #DIV/0! | #DIV/0! | #DIV/0! | #DIV/0! |  |  |  | 72.4 | #DIV/0! | #DIV/0! | #DIV/0! | #DIV/0! | #DIV/0! | #DIV/0! | #DIV/0! | #DIV/0! | #DIV/0! | #DIV/0! | #DIV/0! | #DIV/0! | #DIV/0! |  |  |  | 72.4 | #DIV/0! | #DIV/0! | #DIV/0! | #DIV/0! | #DIV/0! | #DIV/0! | #DIV/0! | #DIV/0! | #DIV/0! | #DIV/0! | #DIV/0! | #DIV/0! | #DIV/0! |  |  |  | 72.4 | #DIV/0! | #DIV/0! | #DIV/0! | #DIV/0! | #DIV/0! | #DIV/0! | #DIV/0! | #DIV/0! | #DIV/0! | #DIV/0! | #DIV/0! | #DIV/0! | #DIV/0! |  |  |  | 72.4 | #DIV/0! | #DIV/0! | #DIV/0! | #DIV/0! | #DIV/0! | #DIV/0! | #DIV/0! | #DIV/0! | #DIV/0! | #DIV/0! | #DIV/0! | #DIV/0! | #DIV/0!
[15 empty] | 72.5 | 87.0365 | 27.4425 | 3297.5467 | 4295.486 | 3297.5467 | 4295.486 | 28.5003 | 27.8441 | 1 | 1 | 3297.5467 | 4295.486 |  |  |  |  | 72.5 | #DIV/0! | #DIV/0! | #DIV/0! | #DIV/0! | #DIV/0! | #DIV/0! | #DIV/0! | #DIV/0! | #DIV/0! | #DIV/0! | #DIV/0! | #DIV/0! | #DIV/0! |  |  |  | 72.5 | #DIV/0! | #DIV/0! | #DIV/0! | #DIV/0! | #DIV/0! | #DIV/0! | #DIV/0! | #DIV/0! | #DIV/0! | #DIV/0! | #DIV/0! | #DIV/0! | #DIV/0! |  |  |  | 72.5 | #DIV/0! | #DIV/0! | #DIV/0! | #DIV/0! | #DIV/0! | #DIV/0! | #DIV/0! | #DIV/0! | #DIV/0! | #DIV/0! | #DIV/0! | #DIV/0! | #DIV/0! |  |  |  | 72.5 | #DIV/0! | #DIV/0! | #DIV/0! | #DIV/0! | #DIV/0! | #DIV/0! | #DIV/0! | #DIV/0! | #DIV/0! | #DIV/0! | #DIV/0! | #DIV/0! | #DIV/0! |  |  |  | 72.5 | #DIV/0! | #DIV/0! | #DIV/0! | #DIV/0! | #DIV/0! | #DIV/0! | #DIV/0! | #DIV/0! | #DIV/0! | #DIV/0! | #DIV/0! | #DIV/0! | #DIV/0! |  |  |  | 72.5 | #DIV/0! | #DIV/0! | #DIV/0! | #DIV/0! | #DIV/0! | #DIV/0! | #DIV/0! | #DIV/0! | #DIV/0! | #DIV/0! | #DIV/0! | #DIV/0! | #DIV/0! |  |  |  | 72.5 | #DIV/0! | #DIV/0! | #DIV/0! | #DIV/0! | #DIV/0! | #DIV/0! | #DIV/0! | #DIV/0! | #DIV/0! | #DIV/0! | #DIV/0! | #DIV/0! | #DIV/0!
[15 empty] | 72.6 | 87.0842 | 27.2905 | 3298.7107 | 4294.1428 | 3298.7107 | 4294.1428 | 28.526 | 27.8506 | 1 | 1 | 3298.7107 | 4294.1428 |  |  |  |  | 72.6 | #DIV/0! | #DIV/0! | #DIV/0! | #DIV/0! | #DIV/0! | #DIV/0! | #DIV/0! | #DIV/0! | #DIV/0! | #DIV/0! | #DIV/0! | #DIV/0! | #DIV/0! |  |  |  | 72.6 | #DIV/0! | #DIV/0! | #DIV/0! | #DIV/0! | #DIV/0! | #DIV/0! | #DIV/0! | #DIV/0! | #DIV/0! | #DIV/0! | #DIV/0! | #DIV/0! | #DIV/0! |  |  |  | 72.6 | #DIV/0! | #DIV/0! | #DIV/0! | #DIV/0! | #DIV/0! | #DIV/0! | #DIV/0! | #DIV/0! | #DIV/0! | #DIV/0! | #DIV/0! | #DIV/0! | #DIV/0! |  |  |  | 72.6 | #DIV/0! | #DIV/0! | #DIV/0! | #DIV/0! | #DIV/0! | #DIV/0! | #DIV/0! | #DIV/0! | #DIV/0! | #DIV/0! | #DIV/0! | #DIV/0! | #DIV/0! |  |  |  | 72.6 | #DIV/0! | #DIV/0! | #DIV/0! | #DIV/0! | #DIV/0! | #DIV/0! | #DIV/0! | #DIV/0! | #DIV/0! | #DIV/0! | #DIV/0! | #DIV/0! | #DIV/0! |  |  |  | 72.6 | #DIV/0! | #DIV/0! | #DIV/0! | #DIV/0! | #DIV/0! | #DIV/0! | #DIV/0! | #DIV/0! | #DIV/0! | #DIV/0! | #DIV/0! | #DIV/0! | #DIV/0! |  |  |  | 72.6 | #DIV/0! | #DIV/0! | #DIV/0! | #DIV/0! | #DIV/0! | #DIV/0! | #DIV/0! | #DIV/0! | #DIV/0! | #DIV/0! | #DIV/0! | #DIV/0! | #DIV/0!
[15 empty] | 72.7 | 87.1317 | 27.1385 | 3299.8758 | 4292.7993 | 3299.8758 | 4292.7993 | 28.5517 | 27.8571 | 1 | 1 | 3299.8758 | 4292.7993 |  |  |  |  | 72.7 | #DIV/0! | #DIV/0! | #DIV/0! | #DIV/0! | #DIV/0! | #DIV/0! | #DIV/0! | #DIV/0! | #DIV/0! | #DIV/0! | #DIV/0! | #DIV/0! | #DIV/0! |  |  |  | 72.7 | #DIV/0! | #DIV/0! | #DIV/0! | #DIV/0! | #DIV/0! | #DIV/0! | #DIV/0! | #DIV/0! | #DIV/0! | #DIV/0! | #DIV/0! | #DIV/0! | #DIV/0! |  |  |  | 72.7 | #DIV/0! | #DIV/0! | #DIV/0! | #DIV/0! | #DIV/0! | #DIV/0! | #DIV/0! | #DIV/0! | #DIV/0! | #DIV/0! | #DIV/0! | #DIV/0! | #DIV/0! |  |  |  | 72.7 | #DIV/0! | #DIV/0! | #DIV/0! | #DIV/0! | #DIV/0! | #DIV/0! | #DIV/0! | #DIV/0! | #DIV/0! | #DIV/0! | #DIV/0! | #DIV/0! | #DIV/0! |  |  |  | 72.7 | #DIV/0! | #DIV/0! | #DIV/0! | #DIV/0! | #DIV/0! | #DIV/0! | #DIV/0! | #DIV/0! | #DIV/0! | #DIV/0! | #DIV/0! | #DIV/0! | #DIV/0! |  |  |  | 72.7 | #DIV/0! | #DIV/0! | #DIV/0! | #DIV/0! | #DIV/0! | #DIV/0! | #DIV/0! | #DIV/0! | #DIV/0! | #DIV/0! | #DIV/0! | #DIV/0! | #DIV/0! |  |  |  | 72.7 | #DIV/0! | #DIV/0! | #DIV/0! | #DIV/0! | #DIV/0! | #DIV/0! | #DIV/0! | #DIV/0! | #DIV/0! | #DIV/0! | #DIV/0! | #DIV/0! | #DIV/0!
[15 empty] | 72.8 | 87.179 | 26.9864 | 3301.0421 | 4291.4555 | 3301.0421 | 4291.4555 | 28.5773 | 27.8635 | 1 | 1 | 3301.0421 | 4291.4555 |  |  |  |  | 72.8 | #DIV/0! | #DIV/0! | #DIV/0! | #DIV/0! | #DIV/0! | #DIV/0! | #DIV/0! | #DIV/0! | #DIV/0! | #DIV/0! | #DIV/0! | #DIV/0! | #DIV/0! |  |  |  | 72.8 | #DIV/0! | #DIV/0! | #DIV/0! | #DIV/0! | #DIV/0! | #DIV/0! | #DIV/0! | #DIV/0! | #DIV/0! | #DIV/0! | #DIV/0! | #DIV/0! | #DIV/0! |  |  |  | 72.8 | #DIV/0! | #DIV/0! | #DIV/0! | #DIV/0! | #DIV/0! | #DIV/0! | #DIV/0! | #DIV/0! | #DIV/0! | #DIV/0! | #DIV/0! | #DIV/0! | #DIV/0! |  |  |  | 72.8 | #DIV/0! | #DIV/0! | #DIV/0! | #DIV/0! | #DIV/0! | #DIV/0! | #DIV/0! | #DIV/0! | #DIV/0! | #DIV/0! | #DIV/0! | #DIV/0! | #DIV/0! |  |  |  | 72.8 | #DIV/0! | #DIV/0! | #DIV/0! | #DIV/0! | #DIV/0! | #DIV/0! | #DIV/0! | #DIV/0! | #DIV/0! | #DIV/0! | #DIV/0! | #DIV/0! | #DIV/0! |  |  |  | 72.8 | #DIV/0! | #DIV/0! | #DIV/0! | #DIV/0! | #DIV/0! | #DIV/0! | #DIV/0! | #DIV/0! | #DIV/0! | #DIV/0! | #DIV/0! | #DIV/0! | #DIV/0! |  |  |  | 72.8 | #DIV/0! | #DIV/0! | #DIV/0! | #DIV/0! | #DIV/0! | #DIV/0! | #DIV/0! | #DIV/0! | #DIV/0! | #DIV/0! | #DIV/0! | #DIV/0! | #DIV/0!
[15 empty] | 72.9 | 87.2259 | 26.8342 | 3302.2095 | 4290.1115 | 3302.2095 | 4290.1115 | 28.6028 | 27.8698 | 1 | 1 | 3302.2095 | 4290.1115 |  |  |  |  | 72.9 | #DIV/0! | #DIV/0! | #DIV/0! | #DIV/0! | #DIV/0! | #DIV/0! | #DIV/0! | #DIV/0! | #DIV/0! | #DIV/0! | #DIV/0! | #DIV/0! | #DIV/0! |  |  |  | 72.9 | #DIV/0! | #DIV/0! | #DIV/0! | #DIV/0! | #DIV/0! | #DIV/0! | #DIV/0! | #DIV/0! | #DIV/0! | #DIV/0! | #DIV/0! | #DIV/0! | #DIV/0! |  |  |  | 72.9 | #DIV/0! | #DIV/0! | #DIV/0! | #DIV/0! | #DIV/0! | #DIV/0! | #DIV/0! | #DIV/0! | #DIV/0! | #DIV/0! | #DIV/0! | #DIV/0! | #DIV/0! |  |  |  | 72.9 | #DIV/0! | #DIV/0! | #DIV/0! | #DIV/0! | #DIV/0! | #DIV/0! | #DIV/0! | #DIV/0! | #DIV/0! | #DIV/0! | #DIV/0! | #DIV/0! | #DIV/0! |  |  |  | 72.9 | #DIV/0! | #DIV/0! | #DIV/0! | #DIV/0! | #DIV/0! | #DIV/0! | #DIV/0! | #DIV/0! | #DIV/0! | #DIV/0! | #DIV/0! | #DIV/0! | #DIV/0! |  |  |  | 72.9 | #DIV/0! | #DIV/0! | #DIV/0! | #DIV/0! | #DIV/0! | #DIV/0! | #DIV/0! | #DIV/0! | #DIV/0! | #DIV/0! | #DIV/0! | #DIV/0! | #DIV/0! |  |  |  | 72.9 | #DIV/0! | #DIV/0! | #DIV/0! | #DIV/0! | #DIV/0! | #DIV/0! | #DIV/0! | #DIV/0! | #DIV/0! | #DIV/0! | #DIV/0! | #DIV/0! | #DIV/0!
[15 empty] | 73 | 87.2726 | 26.6819 | 3303.3781 | 4288.7672 | 3303.3781 | 4288.7672 | 28.6282 | 27.8759 | 1 | 1 | 3303.3781 | 4288.7672 |  |  |  |  | 73 | #DIV/0! | #DIV/0! | #DIV/0! | #DIV/0! | #DIV/0! | #DIV/0! | #DIV/0! | #DIV/0! | #DIV/0! | #DIV/0! | #DIV/0! | #DIV/0! | #DIV/0! |  |  |  | 73 | #DIV/0! | #DIV/0! | #DIV/0! | #DIV/0! | #DIV/0! | #DIV/0! | #DIV/0! | #DIV/0! | #DIV/0! | #DIV/0! | #DIV/0! | #DIV/0! | #DIV/0! |  |  |  | 73 | #DIV/0! | #DIV/0! | #DIV/0! | #DIV/0! | #DIV/0! | #DIV/0! | #DIV/0! | #DIV/0! | #DIV/0! | #DIV/0! | #DIV/0! | #DIV/0! | #DIV/0! |  |  |  | 73 | #DIV/0! | #DIV/0! | #DIV/0! | #DIV/0! | #DIV/0! | #DIV/0! | #DIV/0! | #DIV/0! | #DIV/0! | #DIV/0! | #DIV/0! | #DIV/0! | #DIV/0! |  |  |  | 73 | #DIV/0! | #DIV/0! | #DIV/0! | #DIV/0! | #DIV/0! | #DIV/0! | #DIV/0! | #DIV/0! | #DIV/0! | #DIV/0! | #DIV/0! | #DIV/0! | #DIV/0! |  |  |  | 73 | #DIV/0! | #DIV/0! | #DIV/0! | #DIV/0! | #DIV/0! | #DIV/0! | #DIV/0! | #DIV/0! | #DIV/0! | #DIV/0! | #DIV/0! | #DIV/0! | #DIV/0! |  |  |  | 73 | #DIV/0! | #DIV/0! | #DIV/0! | #DIV/0! | #DIV/0! | #DIV/0! | #DIV/0! | #DIV/0! | #DIV/0! | #DIV/0! | #DIV/0! | #DIV/0! | #DIV/0!
[15 empty] | 73.1 | 87.3191 | 26.5296 | 3304.5479 | 4287.4227 | 3304.5479 | 4287.4227 | 28.6536 | 27.882 | 1 | 1 | 3304.5479 | 4287.4227 |  |  |  |  | 73.1 | #DIV/0! | #DIV/0! | #DIV/0! | #DIV/0! | #DIV/0! | #DIV/0! | #DIV/0! | #DIV/0! | #DIV/0! | #DIV/0! | #DIV/0! | #DIV/0! | #DIV/0! |  |  |  | 73.1 | #DIV/0! | #DIV/0! | #DIV/0! | #DIV/0! | #DIV/0! | #DIV/0! | #DIV/0! | #DIV/0! | #DIV/0! | #DIV/0! | #DIV/0! | #DIV/0! | #DIV/0! |  |  |  | 73.1 | #DIV/0! | #DIV/0! | #DIV/0! | #DIV/0! | #DIV/0! | #DIV/0! | #DIV/0! | #DIV/0! | #DIV/0! | #DIV/0! | #DIV/0! | #DIV/0! | #DIV/0! |  |  |  | 73.1 | #DIV/0! | #DIV/0! | #DIV/0! | #DIV/0! | #DIV/0! | #DIV/0! | #DIV/0! | #DIV/0! | #DIV/0! | #DIV/0! | #DIV/0! | #DIV/0! | #DIV/0! |  |  |  | 73.1 | #DIV/0! | #DIV/0! | #DIV/0! | #DIV/0! | #DIV/0! | #DIV/0! | #DIV/0! | #DIV/0! | #DIV/0! | #DIV/0! | #DIV/0! | #DIV/0! | #DIV/0! |  |  |  | 73.1 | #DIV/0! | #DIV/0! | #DIV/0! | #DIV/0! | #DIV/0! | #DIV/0! | #DIV/0! | #DIV/0! | #DIV/0! | #DIV/0! | #DIV/0! | #DIV/0! | #DIV/0! |  |  |  | 73.1 | #DIV/0! | #DIV/0! | #DIV/0! | #DIV/0! | #DIV/0! | #DIV/0! | #DIV/0! | #DIV/0! | #DIV/0! | #DIV/0! | #DIV/0! | #DIV/0! | #DIV/0!
[15 empty] | 73.2 | 87.3652 | 26.3771 | 3305.7188 | 4286.0779 | 3305.7188 | 4286.0779 | 28.6789 | 27.888 | 1 | 1 | 3305.7188 | 4286.0779 |  |  |  |  | 73.2 | #DIV/0! | #DIV/0! | #DIV/0! | #DIV/0! | #DIV/0! | #DIV/0! | #DIV/0! | #DIV/0! | #DIV/0! | #DIV/0! | #DIV/0! | #DIV/0! | #DIV/0! |  |  |  | 73.2 | #DIV/0! | #DIV/0! | #DIV/0! | #DIV/0! | #DIV/0! | #DIV/0! | #DIV/0! | #DIV/0! | #DIV/0! | #DIV/0! | #DIV/0! | #DIV/0! | #DIV/0! |  |  |  | 73.2 | #DIV/0! | #DIV/0! | #DIV/0! | #DIV/0! | #DIV/0! | #DIV/0! | #DIV/0! | #DIV/0! | #DIV/0! | #DIV/0! | #DIV/0! | #DIV/0! | #DIV/0! |  |  |  | 73.2 | #DIV/0! | #DIV/0! | #DIV/0! | #DIV/0! | #DIV/0! | #DIV/0! | #DIV/0! | #DIV/0! | #DIV/0! | #DIV/0! | #DIV/0! | #DIV/0! | #DIV/0! |  |  |  | 73.2 | #DIV/0! | #DIV/0! | #DIV/0! | #DIV/0! | #DIV/0! | #DIV/0! | #DIV/0! | #DIV/0! | #DIV/0! | #DIV/0! | #DIV/0! | #DIV/0! | #DIV/0! |  |  |  | 73.2 | #DIV/0! | #DIV/0! | #DIV/0! | #DIV/0! | #DIV/0! | #DIV/0! | #DIV/0! | #DIV/0! | #DIV/0! | #DIV/0! | #DIV/0! | #DIV/0! | #DIV/0! |  |  |  | 73.2 | #DIV/0! | #DIV/0! | #DIV/0! | #DIV/0! | #DIV/0! | #DIV/0! | #DIV/0! | #DIV/0! | #DIV/0! | #DIV/0! | #DIV/0! | #DIV/0! | #DIV/0!
[15 empty] | 73.3 | 87.4111 | 26.2246 | 3306.8909 | 4284.7328 | 3306.8909 | 4284.7328 | 28.7041 | 27.8939 | 1 | 1 | 3306.8909 | 4284.7328 |  |  |  |  | 73.3 | #DIV/0! | #DIV/0! | #DIV/0! | #DIV/0! | #DIV/0! | #DIV/0! | #DIV/0! | #DIV/0! | #DIV/0! | #DIV/0! | #DIV/0! | #DIV/0! | #DIV/0! |  |  |  | 73.3 | #DIV/0! | #DIV/0! | #DIV/0! | #DIV/0! | #DIV/0! | #DIV/0! | #DIV/0! | #DIV/0! | #DIV/0! | #DIV/0! | #DIV/0! | #DIV/0! | #DIV/0! |  |  |  | 73.3 | #DIV/0! | #DIV/0! | #DIV/0! | #DIV/0! | #DIV/0! | #DIV/0! | #DIV/0! | #DIV/0! | #DIV/0! | #DIV/0! | #DIV/0! | #DIV/0! | #DIV/0! |  |  |  | 73.3 | #DIV/0! | #DIV/0! | #DIV/0! | #DIV/0! | #DIV/0! | #DIV/0! | #DIV/0! | #DIV/0! | #DIV/0! | #DIV/0! | #DIV/0! | #DIV/0! | #DIV/0! |  |  |  | 73.3 | #DIV/0! | #DIV/0! | #DIV/0! | #DIV/0! | #DIV/0! | #DIV/0! | #DIV/0! | #DIV/0! | #DIV/0! | #DIV/0! | #DIV/0! | #DIV/0! | #DIV/0! |  |  |  | 73.3 | #DIV/0! | #DIV/0! | #DIV/0! | #DIV/0! | #DIV/0! | #DIV/0! | #DIV/0! | #DIV/0! | #DIV/0! | #DIV/0! | #DIV/0! | #DIV/0! | #DIV/0! |  |  |  | 73.3 | #DIV/0! | #DIV/0! | #DIV/0! | #DIV/0! | #DIV/0! | #DIV/0! | #DIV/0! | #DIV/0! | #DIV/0! | #DIV/0! | #DIV/0! | #DIV/0! | #DIV/0!
[15 empty] | 73.4 | 87.4568 | 26.072 | 3308.0641 | 4283.3876 | 3308.0641 | 4283.3876 | 28.7293 | 27.8997 | 1 | 1 | 3308.0641 | 4283.3876 |  |  |  |  | 73.4 | #DIV/0! | #DIV/0! | #DIV/0! | #DIV/0! | #DIV/0! | #DIV/0! | #DIV/0! | #DIV/0! | #DIV/0! | #DIV/0! | #DIV/0! | #DIV/0! | #DIV/0! |  |  |  | 73.4 | #DIV/0! | #DIV/0! | #DIV/0! | #DIV/0! | #DIV/0! | #DIV/0! | #DIV/0! | #DIV/0! | #DIV/0! | #DIV/0! | #DIV/0! | #DIV/0! | #DIV/0! |  |  |  | 73.4 | #DIV/0! | #DIV/0! | #DIV/0! | #DIV/0! | #DIV/0! | #DIV/0! | #DIV/0! | #DIV/0! | #DIV/0! | #DIV/0! | #DIV/0! | #DIV/0! | #DIV/0! |  |  |  | 73.4 | #DIV/0! | #DIV/0! | #DIV/0! | #DIV/0! | #DIV/0! | #DIV/0! | #DIV/0! | #DIV/0! | #DIV/0! | #DIV/0! | #DIV/0! | #DIV/0! | #DIV/0! |  |  |  | 73.4 | #DIV/0! | #DIV/0! | #DIV/0! | #DIV/0! | #DIV/0! | #DIV/0! | #DIV/0! | #DIV/0! | #DIV/0! | #DIV/0! | #DIV/0! | #DIV/0! | #DIV/0! |  |  |  | 73.4 | #DIV/0! | #DIV/0! | #DIV/0! | #DIV/0! | #DIV/0! | #DIV/0! | #DIV/0! | #DIV/0! | #DIV/0! | #DIV/0! | #DIV/0! | #DIV/0! | #DIV/0! |  |  |  | 73.4 | #DIV/0! | #DIV/0! | #DIV/0! | #DIV/0! | #DIV/0! | #DIV/0! | #DIV/0! | #DIV/0! | #DIV/0! | #DIV/0! | #DIV/0! | #DIV/0! | #DIV/0!
[15 empty] | 73.5 | 87.5021 | 25.9193 | 3309.2384 | 4282.042 | 3309.2384 | 4282.042 | 28.7544 | 27.9054 | 1 | 1 | 3309.2384 | 4282.042 |  |  |  |  | 73.5 | #DIV/0! | #DIV/0! | #DIV/0! | #DIV/0! | #DIV/0! | #DIV/0! | #DIV/0! | #DIV/0! | #DIV/0! | #DIV/0! | #DIV/0! | #DIV/0! | #DIV/0! |  |  |  | 73.5 | #DIV/0! | #DIV/0! | #DIV/0! | #DIV/0! | #DIV/0! | #DIV/0! | #DIV/0! | #DIV/0! | #DIV/0! | #DIV/0! | #DIV/0! | #DIV/0! | #DIV/0! |  |  |  | 73.5 | #DIV/0! | #DIV/0! | #DIV/0! | #DIV/0! | #DIV/0! | #DIV/0! | #DIV/0! | #DIV/0! | #DIV/0! | #DIV/0! | #DIV/0! | #DIV/0! | #DIV/0! |  |  |  | 73.5 | #DIV/0! | #DIV/0! | #DIV/0! | #DIV/0! | #DIV/0! | #DIV/0! | #DIV/0! | #DIV/0! | #DIV/0! | #DIV/0! | #DIV/0! | #DIV/0! | #DIV/0! |  |  |  | 73.5 | #DIV/0! | #DIV/0! | #DIV/0! | #DIV/0! | #DIV/0! | #DIV/0! | #DIV/0! | #DIV/0! | #DIV/0! | #DIV/0! | #DIV/0! | #DIV/0! | #DIV/0! |  |  |  | 73.5 | #DIV/0! | #DIV/0! | #DIV/0! | #DIV/0! | #DIV/0! | #DIV/0! | #DIV/0! | #DIV/0! | #DIV/0! | #DIV/0! | #DIV/0! | #DIV/0! | #DIV/0! |  |  |  | 73.5 | #DIV/0! | #DIV/0! | #DIV/0! | #DIV/0! | #DIV/0! | #DIV/0! | #DIV/0! | #DIV/0! | #DIV/0! | #DIV/0! | #DIV/0! | #DIV/0! | #DIV/0!
[15 empty] | 73.6 | 87.5472 | 25.7666 | 3310.4139 | 4280.6963 | 3310.4139 | 4280.6963 | 28.7795 | 27.911 | 1 | 1 | 3310.4139 | 4280.6963 |  |  |  |  | 73.6 | #DIV/0! | #DIV/0! | #DIV/0! | #DIV/0! | #DIV/0! | #DIV/0! | #DIV/0! | #DIV/0! | #DIV/0! | #DIV/0! | #DIV/0! | #DIV/0! | #DIV/0! |  |  |  | 73.6 | #DIV/0! | #DIV/0! | #DIV/0! | #DIV/0! | #DIV/0! | #DIV/0! | #DIV/0! | #DIV/0! | #DIV/0! | #DIV/0! | #DIV/0! | #DIV/0! | #DIV/0! |  |  |  | 73.6 | #DIV/0! | #DIV/0! | #DIV/0! | #DIV/0! | #DIV/0! | #DIV/0! | #DIV/0! | #DIV/0! | #DIV/0! | #DIV/0! | #DIV/0! | #DIV/0! | #DIV/0! |  |  |  | 73.6 | #DIV/0! | #DIV/0! | #DIV/0! | #DIV/0! | #DIV/0! | #DIV/0! | #DIV/0! | #DIV/0! | #DIV/0! | #DIV/0! | #DIV/0! | #DIV/0! | #DIV/0! |  |  |  | 73.6 | #DIV/0! | #DIV/0! | #DIV/0! | #DIV/0! | #DIV/0! | #DIV/0! | #DIV/0! | #DIV/0! | #DIV/0! | #DIV/0! | #DIV/0! | #DIV/0! | #DIV/0! |  |  |  | 73.6 | #DIV/0! | #DIV/0! | #DIV/0! | #DIV/0! | #DIV/0! | #DIV/0! | #DIV/0! | #DIV/0! | #DIV/0! | #DIV/0! | #DIV/0! | #DIV/0! | #DIV/0! |  |  |  | 73.6 | #DIV/0! | #DIV/0! | #DIV/0! | #DIV/0! | #DIV/0! | #DIV/0! | #DIV/0! | #DIV/0! | #DIV/0! | #DIV/0! | #DIV/0! | #DIV/0! | #DIV/0!
[15 empty] | 73.7 | 87.5921 | 25.6137 | 3311.5906 | 4279.3503 | 3311.5906 | 4279.3503 | 28.8044 | 27.9166 | 1 | 1 | 3311.5906 | 4279.3503 |  |  |  |  | 73.7 | #DIV/0! | #DIV/0! | #DIV/0! | #DIV/0! | #DIV/0! | #DIV/0! | #DIV/0! | #DIV/0! | #DIV/0! | #DIV/0! | #DIV/0! | #DIV/0! | #DIV/0! |  |  |  | 73.7 | #DIV/0! | #DIV/0! | #DIV/0! | #DIV/0! | #DIV/0! | #DIV/0! | #DIV/0! | #DIV/0! | #DIV/0! | #DIV/0! | #DIV/0! | #DIV/0! | #DIV/0! |  |  |  | 73.7 | #DIV/0! | #DIV/0! | #DIV/0! | #DIV/0! | #DIV/0! | #DIV/0! | #DIV/0! | #DIV/0! | #DIV/0! | #DIV/0! | #DIV/0! | #DIV/0! | #DIV/0! |  |  |  | 73.7 | #DIV/0! | #DIV/0! | #DIV/0! | #DIV/0! | #DIV/0! | #DIV/0! | #DIV/0! | #DIV/0! | #DIV/0! | #DIV/0! | #DIV/0! | #DIV/0! | #DIV/0! |  |  |  | 73.7 | #DIV/0! | #DIV/0! | #DIV/0! | #DIV/0! | #DIV/0! | #DIV/0! | #DIV/0! | #DIV/0! | #DIV/0! | #DIV/0! | #DIV/0! | #DIV/0! | #DIV/0! |  |  |  | 73.7 | #DIV/0! | #DIV/0! | #DIV/0! | #DIV/0! | #DIV/0! | #DIV/0! | #DIV/0! | #DIV/0! | #DIV/0! | #DIV/0! | #DIV/0! | #DIV/0! | #DIV/0! |  |  |  | 73.7 | #DIV/0! | #DIV/0! | #DIV/0! | #DIV/0! | #DIV/0! | #DIV/0! | #DIV/0! | #DIV/0! | #DIV/0! | #DIV/0! | #DIV/0! | #DIV/0! | #DIV/0!
[15 empty] | 73.8 | 87.6367 | 25.4608 | 3312.7684 | 4278.0041 | 3312.7684 | 4278.0041 | 28.8293 | 27.922 | 1 | 1 | 3312.7684 | 4278.0041 |  |  |  |  | 73.8 | #DIV/0! | #DIV/0! | #DIV/0! | #DIV/0! | #DIV/0! | #DIV/0! | #DIV/0! | #DIV/0! | #DIV/0! | #DIV/0! | #DIV/0! | #DIV/0! | #DIV/0! |  |  |  | 73.8 | #DIV/0! | #DIV/0! | #DIV/0! | #DIV/0! | #DIV/0! | #DIV/0! | #DIV/0! | #DIV/0! | #DIV/0! | #DIV/0! | #DIV/0! | #DIV/0! | #DIV/0! |  |  |  | 73.8 | #DIV/0! | #DIV/0! | #DIV/0! | #DIV/0! | #DIV/0! | #DIV/0! | #DIV/0! | #DIV/0! | #DIV/0! | #DIV/0! | #DIV/0! | #DIV/0! | #DIV/0! |  |  |  | 73.8 | #DIV/0! | #DIV/0! | #DIV/0! | #DIV/0! | #DIV/0! | #DIV/0! | #DIV/0! | #DIV/0! | #DIV/0! | #DIV/0! | #DIV/0! | #DIV/0! | #DIV/0! |  |  |  | 73.8 | #DIV/0! | #DIV/0! | #DIV/0! | #DIV/0! | #DIV/0! | #DIV/0! | #DIV/0! | #DIV/0! | #DIV/0! | #DIV/0! | #DIV/0! | #DIV/0! | #DIV/0! |  |  |  | 73.8 | #DIV/0! | #DIV/0! | #DIV/0! | #DIV/0! | #DIV/0! | #DIV/0! | #DIV/0! | #DIV/0! | #DIV/0! | #DIV/0! | #DIV/0! | #DIV/0! | #DIV/0! |  |  |  | 73.8 | #DIV/0! | #DIV/0! | #DIV/0! | #DIV/0! | #DIV/0! | #DIV/0! | #DIV/0! | #DIV/0! | #DIV/0! | #DIV/0! | #DIV/0! | #DIV/0! | #DIV/0!
[15 empty] | 73.9 | 87.681 | 25.3078 | 3313.9473 | 4276.6577 | 3313.9473 | 4276.6577 | 28.8542 | 27.9273 | 1 | 1 | 3313.9473 | 4276.6577 |  |  |  |  | 73.9 | #DIV/0! | #DIV/0! | #DIV/0! | #DIV/0! | #DIV/0! | #DIV/0! | #DIV/0! | #DIV/0! | #DIV/0! | #DIV/0! | #DIV/0! | #DIV/0! | #DIV/0! |  |  |  | 73.9 | #DIV/0! | #DIV/0! | #DIV/0! | #DIV/0! | #DIV/0! | #DIV/0! | #DIV/0! | #DIV/0! | #DIV/0! | #DIV/0! | #DIV/0! | #DIV/0! | #DIV/0! |  |  |  | 73.9 | #DIV/0! | #DIV/0! | #DIV/0! | #DIV/0! | #DIV/0! | #DIV/0! | #DIV/0! | #DIV/0! | #DIV/0! | #DIV/0! | #DIV/0! | #DIV/0! | #DIV/0! |  |  |  | 73.9 | #DIV/0! | #DIV/0! | #DIV/0! | #DIV/0! | #DIV/0! | #DIV/0! | #DIV/0! | #DIV/0! | #DIV/0! | #DIV/0! | #DIV/0! | #DIV/0! | #DIV/0! |  |  |  | 73.9 | #DIV/0! | #DIV/0! | #DIV/0! | #DIV/0! | #DIV/0! | #DIV/0! | #DIV/0! | #DIV/0! | #DIV/0! | #DIV/0! | #DIV/0! | #DIV/0! | #DIV/0! |  |  |  | 73.9 | #DIV/0! | #DIV/0! | #DIV/0! | #DIV/0! | #DIV/0! | #DIV/0! | #DIV/0! | #DIV/0! | #DIV/0! | #DIV/0! | #DIV/0! | #DIV/0! | #DIV/0! |  |  |  | 73.9 | #DIV/0! | #DIV/0! | #DIV/0! | #DIV/0! | #DIV/0! | #DIV/0! | #DIV/0! | #DIV/0! | #DIV/0! | #DIV/0! | #DIV/0! | #DIV/0! | #DIV/0!
[15 empty] | 74 | 87.725 | 25.1547 | 3315.1273 | 4275.3111 | 3315.1273 | 4275.3111 | 28.879 | 27.9325 | 1 | 1 | 3315.1273 | 4275.3111 |  |  |  |  | 74 | #DIV/0! | #DIV/0! | #DIV/0! | #DIV/0! | #DIV/0! | #DIV/0! | #DIV/0! | #DIV/0! | #DIV/0! | #DIV/0! | #DIV/0! | #DIV/0! | #DIV/0! |  |  |  | 74 | #DIV/0! | #DIV/0! | #DIV/0! | #DIV/0! | #DIV/0! | #DIV/0! | #DIV/0! | #DIV/0! | #DIV/0! | #DIV/0! | #DIV/0! | #DIV/0! | #DIV/0! |  |  |  | 74 | #DIV/0! | #DIV/0! | #DIV/0! | #DIV/0! | #DIV/0! | #DIV/0! | #DIV/0! | #DIV/0! | #DIV/0! | #DIV/0! | #DIV/0! | #DIV/0! | #DIV/0! |  |  |  | 74 | #DIV/0! | #DIV/0! | #DIV/0! | #DIV/0! | #DIV/0! | #DIV/0! | #DIV/0! | #DIV/0! | #DIV/0! | #DIV/0! | #DIV/0! | #DIV/0! | #DIV/0! |  |  |  | 74 | #DIV/0! | #DIV/0! | #DIV/0! | #DIV/0! | #DIV/0! | #DIV/0! | #DIV/0! | #DIV/0! | #DIV/0! | #DIV/0! | #DIV/0! | #DIV/0! | #DIV/0! |  |  |  | 74 | #DIV/0! | #DIV/0! | #DIV/0! | #DIV/0! | #DIV/0! | #DIV/0! | #DIV/0! | #DIV/0! | #DIV/0! | #DIV/0! | #DIV/0! | #DIV/0! | #DIV/0! |  |  |  | 74 | #DIV/0! | #DIV/0! | #DIV/0! | #DIV/0! | #DIV/0! | #DIV/0! | #DIV/0! | #DIV/0! | #DIV/0! | #DIV/0! | #DIV/0! | #DIV/0! | #DIV/0!
[15 empty] | 74.1 | 87.7688 | 25.0016 | 3316.3085 | 4273.9643 | 3316.3085 | 4273.9643 | 28.9037 | 27.9377 | 1 | 1 | 3316.3085 | 4273.9643 |  |  |  |  | 74.1 | #DIV/0! | #DIV/0! | #DIV/0! | #DIV/0! | #DIV/0! | #DIV/0! | #DIV/0! | #DIV/0! | #DIV/0! | #DIV/0! | #DIV/0! | #DIV/0! | #DIV/0! |  |  |  | 74.1 | #DIV/0! | #DIV/0! | #DIV/0! | #DIV/0! | #DIV/0! | #DIV/0! | #DIV/0! | #DIV/0! | #DIV/0! | #DIV/0! | #DIV/0! | #DIV/0! | #DIV/0! |  |  |  | 74.1 | #DIV/0! | #DIV/0! | #DIV/0! | #DIV/0! | #DIV/0! | #DIV/0! | #DIV/0! | #DIV/0! | #DIV/0! | #DIV/0! | #DIV/0! | #DIV/0! | #DIV/0! |  |  |  | 74.1 | #DIV/0! | #DIV/0! | #DIV/0! | #DIV/0! | #DIV/0! | #DIV/0! | #DIV/0! | #DIV/0! | #DIV/0! | #DIV/0! | #DIV/0! | #DIV/0! | #DIV/0! |  |  |  | 74.1 | #DIV/0! | #DIV/0! | #DIV/0! | #DIV/0! | #DIV/0! | #DIV/0! | #DIV/0! | #DIV/0! | #DIV/0! | #DIV/0! | #DIV/0! | #DIV/0! | #DIV/0! |  |  |  | 74.1 | #DIV/0! | #DIV/0! | #DIV/0! | #DIV/0! | #DIV/0! | #DIV/0! | #DIV/0! | #DIV/0! | #DIV/0! | #DIV/0! | #DIV/0! | #DIV/0! | #DIV/0! |  |  |  | 74.1 | #DIV/0! | #DIV/0! | #DIV/0! | #DIV/0! | #DIV/0! | #DIV/0! | #DIV/0! | #DIV/0! | #DIV/0! | #DIV/0! | #DIV/0! | #DIV/0! | #DIV/0!
[15 empty] | 74.2 | 87.8123 | 24.8484 | 3317.4908 | 4272.6173 | 3317.4908 | 4272.6173 | 28.9283 | 27.9427 | 1 | 1 | 3317.4908 | 4272.6173 |  |  |  |  | 74.2 | #DIV/0! | #DIV/0! | #DIV/0! | #DIV/0! | #DIV/0! | #DIV/0! | #DIV/0! | #DIV/0! | #DIV/0! | #DIV/0! | #DIV/0! | #DIV/0! | #DIV/0! |  |  |  | 74.2 | #DIV/0! | #DIV/0! | #DIV/0! | #DIV/0! | #DIV/0! | #DIV/0! | #DIV/0! | #DIV/0! | #DIV/0! | #DIV/0! | #DIV/0! | #DIV/0! | #DIV/0! |  |  |  | 74.2 | #DIV/0! | #DIV/0! | #DIV/0! | #DIV/0! | #DIV/0! | #DIV/0! | #DIV/0! | #DIV/0! | #DIV/0! | #DIV/0! | #DIV/0! | #DIV/0! | #DIV/0! |  |  |  | 74.2 | #DIV/0! | #DIV/0! | #DIV/0! | #DIV/0! | #DIV/0! | #DIV/0! | #DIV/0! | #DIV/0! | #DIV/0! | #DIV/0! | #DIV/0! | #DIV/0! | #DIV/0! |  |  |  | 74.2 | #DIV/0! | #DIV/0! | #DIV/0! | #DIV/0! | #DIV/0! | #DIV/0! | #DIV/0! | #DIV/0! | #DIV/0! | #DIV/0! | #DIV/0! | #DIV/0! | #DIV/0! |  |  |  | 74.2 | #DIV/0! | #DIV/0! | #DIV/0! | #DIV/0! | #DIV/0! | #DIV/0! | #DIV/0! | #DIV/0! | #DIV/0! | #DIV/0! | #DIV/0! | #DIV/0! | #DIV/0! |  |  |  | 74.2 | #DIV/0! | #DIV/0! | #DIV/0! | #DIV/0! | #DIV/0! | #DIV/0! | #DIV/0! | #DIV/0! | #DIV/0! | #DIV/0! | #DIV/0! | #DIV/0! | #DIV/0!
[15 empty] | 74.3 | 87.8555 | 24.6951 | 3318.6742 | 4271.27 | 3318.6742 | 4271.27 | 28.9529 | 27.9476 | 1 | 1 | 3318.6742 | 4271.27 |  |  |  |  | 74.3 | #DIV/0! | #DIV/0! | #DIV/0! | #DIV/0! | #DIV/0! | #DIV/0! | #DIV/0! | #DIV/0! | #DIV/0! | #DIV/0! | #DIV/0! | #DIV/0! | #DIV/0! |  |  |  | 74.3 | #DIV/0! | #DIV/0! | #DIV/0! | #DIV/0! | #DIV/0! | #DIV/0! | #DIV/0! | #DIV/0! | #DIV/0! | #DIV/0! | #DIV/0! | #DIV/0! | #DIV/0! |  |  |  | 74.3 | #DIV/0! | #DIV/0! | #DIV/0! | #DIV/0! | #DIV/0! | #DIV/0! | #DIV/0! | #DIV/0! | #DIV/0! | #DIV/0! | #DIV/0! | #DIV/0! | #DIV/0! |  |  |  | 74.3 | #DIV/0! | #DIV/0! | #DIV/0! | #DIV/0! | #DIV/0! | #DIV/0! | #DIV/0! | #DIV/0! | #DIV/0! | #DIV/0! | #DIV/0! | #DIV/0! | #DIV/0! |  |  |  | 74.3 | #DIV/0! | #DIV/0! | #DIV/0! | #DIV/0! | #DIV/0! | #DIV/0! | #DIV/0! | #DIV/0! | #DIV/0! | #DIV/0! | #DIV/0! | #DIV/0! | #DIV/0! |  |  |  | 74.3 | #DIV/0! | #DIV/0! | #DIV/0! | #DIV/0! | #DIV/0! | #DIV/0! | #DIV/0! | #DIV/0! | #DIV/0! | #DIV/0! | #DIV/0! | #DIV/0! | #DIV/0! |  |  |  | 74.3 | #DIV/0! | #DIV/0! | #DIV/0! | #DIV/0! | #DIV/0! | #DIV/0! | #DIV/0! | #DIV/0! | #DIV/0! | #DIV/0! | #DIV/0! | #DIV/0! | #DIV/0!
[15 empty] | 74.4 | 87.8985 | 24.5417 | 3319.8588 | 4269.9226 | 3319.8588 | 4269.9226 | 28.9774 | 27.9525 | 1 | 1 | 3319.8588 | 4269.9226 |  |  |  |  | 74.4 | #DIV/0! | #DIV/0! | #DIV/0! | #DIV/0! | #DIV/0! | #DIV/0! | #DIV/0! | #DIV/0! | #DIV/0! | #DIV/0! | #DIV/0! | #DIV/0! | #DIV/0! |  |  |  | 74.4 | #DIV/0! | #DIV/0! | #DIV/0! | #DIV/0! | #DIV/0! | #DIV/0! | #DIV/0! | #DIV/0! | #DIV/0! | #DIV/0! | #DIV/0! | #DIV/0! | #DIV/0! |  |  |  | 74.4 | #DIV/0! | #DIV/0! | #DIV/0! | #DIV/0! | #DIV/0! | #DIV/0! | #DIV/0! | #DIV/0! | #DIV/0! | #DIV/0! | #DIV/0! | #DIV/0! | #DIV/0! |  |  |  | 74.4 | #DIV/0! | #DIV/0! | #DIV/0! | #DIV/0! | #DIV/0! | #DIV/0! | #DIV/0! | #DIV/0! | #DIV/0! | #DIV/0! | #DIV/0! | #DIV/0! | #DIV/0! |  |  |  | 74.4 | #DIV/0! | #DIV/0! | #DIV/0! | #DIV/0! | #DIV/0! | #DIV/0! | #DIV/0! | #DIV/0! | #DIV/0! | #DIV/0! | #DIV/0! | #DIV/0! | #DIV/0! |  |  |  | 74.4 | #DIV/0! | #DIV/0! | #DIV/0! | #DIV/0! | #DIV/0! | #DIV/0! | #DIV/0! | #DIV/0! | #DIV/0! | #DIV/0! | #DIV/0! | #DIV/0! | #DIV/0! |  |  |  | 74.4 | #DIV/0! | #DIV/0! | #DIV/0! | #DIV/0! | #DIV/0! | #DIV/0! | #DIV/0! | #DIV/0! | #DIV/0! | #DIV/0! | #DIV/0! | #DIV/0! | #DIV/0!
[15 empty] | 74.5 | 87.9412 | 24.3882 | 3321.0444 | 4268.575 | 3321.0444 | 4268.575 | 29.0018 | 27.9572 | 1 | 1 | 3321.0444 | 4268.575 |  |  |  |  | 74.5 | #DIV/0! | #DIV/0! | #DIV/0! | #DIV/0! | #DIV/0! | #DIV/0! | #DIV/0! | #DIV/0! | #DIV/0! | #DIV/0! | #DIV/0! | #DIV/0! | #DIV/0! |  |  |  | 74.5 | #DIV/0! | #DIV/0! | #DIV/0! | #DIV/0! | #DIV/0! | #DIV/0! | #DIV/0! | #DIV/0! | #DIV/0! | #DIV/0! | #DIV/0! | #DIV/0! | #DIV/0! |  |  |  | 74.5 | #DIV/0! | #DIV/0! | #DIV/0! | #DIV/0! | #DIV/0! | #DIV/0! | #DIV/0! | #DIV/0! | #DIV/0! | #DIV/0! | #DIV/0! | #DIV/0! | #DIV/0! |  |  |  | 74.5 | #DIV/0! | #DIV/0! | #DIV/0! | #DIV/0! | #DIV/0! | #DIV/0! | #DIV/0! | #DIV/0! | #DIV/0! | #DIV/0! | #DIV/0! | #DIV/0! | #DIV/0! |  |  |  | 74.5 | #DIV/0! | #DIV/0! | #DIV/0! | #DIV/0! | #DIV/0! | #DIV/0! | #DIV/0! | #DIV/0! | #DIV/0! | #DIV/0! | #DIV/0! | #DIV/0! | #DIV/0! |  |  |  | 74.5 | #DIV/0! | #DIV/0! | #DIV/0! | #DIV/0! | #DIV/0! | #DIV/0! | #DIV/0! | #DIV/0! | #DIV/0! | #DIV/0! | #DIV/0! | #DIV/0! | #DIV/0! |  |  |  | 74.5 | #DIV/0! | #DIV/0! | #DIV/0! | #DIV/0! | #DIV/0! | #DIV/0! | #DIV/0! | #DIV/0! | #DIV/0! | #DIV/0! | #DIV/0! | #DIV/0! | #DIV/0!
[15 empty] | 74.6 | 87.9836 | 24.2347 | 3322.2312 | 4267.2272 | 3322.2312 | 4267.2272 | 29.0262 | 27.9619 | 1 | 1 | 3322.2312 | 4267.2272 |  |  |  |  | 74.6 | #DIV/0! | #DIV/0! | #DIV/0! | #DIV/0! | #DIV/0! | #DIV/0! | #DIV/0! | #DIV/0! | #DIV/0! | #DIV/0! | #DIV/0! | #DIV/0! | #DIV/0! |  |  |  | 74.6 | #DIV/0! | #DIV/0! | #DIV/0! | #DIV/0! | #DIV/0! | #DIV/0! | #DIV/0! | #DIV/0! | #DIV/0! | #DIV/0! | #DIV/0! | #DIV/0! | #DIV/0! |  |  |  | 74.6 | #DIV/0! | #DIV/0! | #DIV/0! | #DIV/0! | #DIV/0! | #DIV/0! | #DIV/0! | #DIV/0! | #DIV/0! | #DIV/0! | #DIV/0! | #DIV/0! | #DIV/0! |  |  |  | 74.6 | #DIV/0! | #DIV/0! | #DIV/0! | #DIV/0! | #DIV/0! | #DIV/0! | #DIV/0! | #DIV/0! | #DIV/0! | #DIV/0! | #DIV/0! | #DIV/0! | #DIV/0! |  |  |  | 74.6 | #DIV/0! | #DIV/0! | #DIV/0! | #DIV/0! | #DIV/0! | #DIV/0! | #DIV/0! | #DIV/0! | #DIV/0! | #DIV/0! | #DIV/0! | #DIV/0! | #DIV/0! |  |  |  | 74.6 | #DIV/0! | #DIV/0! | #DIV/0! | #DIV/0! | #DIV/0! | #DIV/0! | #DIV/0! | #DIV/0! | #DIV/0! | #DIV/0! | #DIV/0! | #DIV/0! | #DIV/0! |  |  |  | 74.6 | #DIV/0! | #DIV/0! | #DIV/0! | #DIV/0! | #DIV/0! | #DIV/0! | #DIV/0! | #DIV/0! | #DIV/0! | #DIV/0! | #DIV/0! | #DIV/0! | #DIV/0!
[15 empty] | 74.7 | 88.0258 | 24.0811 | 3323.4191 | 4265.8793 | 3323.4191 | 4265.8793 | 29.0504 | 27.9665 | 1 | 1 | 3323.4191 | 4265.8793 |  |  |  |  | 74.7 | #DIV/0! | #DIV/0! | #DIV/0! | #DIV/0! | #DIV/0! | #DIV/0! | #DIV/0! | #DIV/0! | #DIV/0! | #DIV/0! | #DIV/0! | #DIV/0! | #DIV/0! |  |  |  | 74.7 | #DIV/0! | #DIV/0! | #DIV/0! | #DIV/0! | #DIV/0! | #DIV/0! | #DIV/0! | #DIV/0! | #DIV/0! | #DIV/0! | #DIV/0! | #DIV/0! | #DIV/0! |  |  |  | 74.7 | #DIV/0! | #DIV/0! | #DIV/0! | #DIV/0! | #DIV/0! | #DIV/0! | #DIV/0! | #DIV/0! | #DIV/0! | #DIV/0! | #DIV/0! | #DIV/0! | #DIV/0! |  |  |  | 74.7 | #DIV/0! | #DIV/0! | #DIV/0! | #DIV/0! | #DIV/0! | #DIV/0! | #DIV/0! | #DIV/0! | #DIV/0! | #DIV/0! | #DIV/0! | #DIV/0! | #DIV/0! |  |  |  | 74.7 | #DIV/0! | #DIV/0! | #DIV/0! | #DIV/0! | #DIV/0! | #DIV/0! | #DIV/0! | #DIV/0! | #DIV/0! | #DIV/0! | #DIV/0! | #DIV/0! | #DIV/0! |  |  |  | 74.7 | #DIV/0! | #DIV/0! | #DIV/0! | #DIV/0! | #DIV/0! | #DIV/0! | #DIV/0! | #DIV/0! | #DIV/0! | #DIV/0! | #DIV/0! | #DIV/0! | #DIV/0! |  |  |  | 74.7 | #DIV/0! | #DIV/0! | #DIV/0! | #DIV/0! | #DIV/0! | #DIV/0! | #DIV/0! | #DIV/0! | #DIV/0! | #DIV/0! | #DIV/0! | #DIV/0! | #DIV/0!
[15 empty] | 74.8 | 88.0677 | 23.9275 | 3324.6081 | 4264.5311 | 3324.6081 | 4264.5311 | 29.0747 | 27.9709 | 1 | 1 | 3324.6081 | 4264.5311 |  |  |  |  | 74.8 | #DIV/0! | #DIV/0! | #DIV/0! | #DIV/0! | #DIV/0! | #DIV/0! | #DIV/0! | #DIV/0! | #DIV/0! | #DIV/0! | #DIV/0! | #DIV/0! | #DIV/0! |  |  |  | 74.8 | #DIV/0! | #DIV/0! | #DIV/0! | #DIV/0! | #DIV/0! | #DIV/0! | #DIV/0! | #DIV/0! | #DIV/0! | #DIV/0! | #DIV/0! | #DIV/0! | #DIV/0! |  |  |  | 74.8 | #DIV/0! | #DIV/0! | #DIV/0! | #DIV/0! | #DIV/0! | #DIV/0! | #DIV/0! | #DIV/0! | #DIV/0! | #DIV/0! | #DIV/0! | #DIV/0! | #DIV/0! |  |  |  | 74.8 | #DIV/0! | #DIV/0! | #DIV/0! | #DIV/0! | #DIV/0! | #DIV/0! | #DIV/0! | #DIV/0! | #DIV/0! | #DIV/0! | #DIV/0! | #DIV/0! | #DIV/0! |  |  |  | 74.8 | #DIV/0! | #DIV/0! | #DIV/0! | #DIV/0! | #DIV/0! | #DIV/0! | #DIV/0! | #DIV/0! | #DIV/0! | #DIV/0! | #DIV/0! | #DIV/0! | #DIV/0! |  |  |  | 74.8 | #DIV/0! | #DIV/0! | #DIV/0! | #DIV/0! | #DIV/0! | #DIV/0! | #DIV/0! | #DIV/0! | #DIV/0! | #DIV/0! | #DIV/0! | #DIV/0! | #DIV/0! |  |  |  | 74.8 | #DIV/0! | #DIV/0! | #DIV/0! | #DIV/0! | #DIV/0! | #DIV/0! | #DIV/0! | #DIV/0! | #DIV/0! | #DIV/0! | #DIV/0! | #DIV/0! | #DIV/0!
[15 empty] | 74.9 | 88.1093 | 23.7737 | 3325.7983 | 4263.1828 | 3325.7983 | 4263.1828 | 29.0988 | 27.9753 | 1 | 1 | 3325.7983 | 4263.1828 |  |  |  |  | 74.9 | #DIV/0! | #DIV/0! | #DIV/0! | #DIV/0! | #DIV/0! | #DIV/0! | #DIV/0! | #DIV/0! | #DIV/0! | #DIV/0! | #DIV/0! | #DIV/0! | #DIV/0! |  |  |  | 74.9 | #DIV/0! | #DIV/0! | #DIV/0! | #DIV/0! | #DIV/0! | #DIV/0! | #DIV/0! | #DIV/0! | #DIV/0! | #DIV/0! | #DIV/0! | #DIV/0! | #DIV/0! |  |  |  | 74.9 | #DIV/0! | #DIV/0! | #DIV/0! | #DIV/0! | #DIV/0! | #DIV/0! | #DIV/0! | #DIV/0! | #DIV/0! | #DIV/0! | #DIV/0! | #DIV/0! | #DIV/0! |  |  |  | 74.9 | #DIV/0! | #DIV/0! | #DIV/0! | #DIV/0! | #DIV/0! | #DIV/0! | #DIV/0! | #DIV/0! | #DIV/0! | #DIV/0! | #DIV/0! | #DIV/0! | #DIV/0! |  |  |  | 74.9 | #DIV/0! | #DIV/0! | #DIV/0! | #DIV/0! | #DIV/0! | #DIV/0! | #DIV/0! | #DIV/0! | #DIV/0! | #DIV/0! | #DIV/0! | #DIV/0! | #DIV/0! |  |  |  | 74.9 | #DIV/0! | #DIV/0! | #DIV/0! | #DIV/0! | #DIV/0! | #DIV/0! | #DIV/0! | #DIV/0! | #DIV/0! | #DIV/0! | #DIV/0! | #DIV/0! | #DIV/0! |  |  |  | 74.9 | #DIV/0! | #DIV/0! | #DIV/0! | #DIV/0! | #DIV/0! | #DIV/0! | #DIV/0! | #DIV/0! | #DIV/0! | #DIV/0! | #DIV/0! | #DIV/0! | #DIV/0!
[15 empty] | 75 | 88.1506 | 23.6199 | 3326.9895 | 4261.8344 | 3326.9895 | 4261.8344 | 29.1229 | 27.9796 | 1 | 1 | 3326.9895 | 4261.8344 |  |  |  |  | 75 | #DIV/0! | #DIV/0! | #DIV/0! | #DIV/0! | #DIV/0! | #DIV/0! | #DIV/0! | #DIV/0! | #DIV/0! | #DIV/0! | #DIV/0! | #DIV/0! | #DIV/0! |  |  |  | 75 | #DIV/0! | #DIV/0! | #DIV/0! | #DIV/0! | #DIV/0! | #DIV/0! | #DIV/0! | #DIV/0! | #DIV/0! | #DIV/0! | #DIV/0! | #DIV/0! | #DIV/0! |  |  |  | 75 | #DIV/0! | #DIV/0! | #DIV/0! | #DIV/0! | #DIV/0! | #DIV/0! | #DIV/0! | #DIV/0! | #DIV/0! | #DIV/0! | #DIV/0! | #DIV/0! | #DIV/0! |  |  |  | 75 | #DIV/0! | #DIV/0! | #DIV/0! | #DIV/0! | #DIV/0! | #DIV/0! | #DIV/0! | #DIV/0! | #DIV/0! | #DIV/0! | #DIV/0! | #DIV/0! | #DIV/0! |  |  |  | 75 | #DIV/0! | #DIV/0! | #DIV/0! | #DIV/0! | #DIV/0! | #DIV/0! | #DIV/0! | #DIV/0! | #DIV/0! | #DIV/0! | #DIV/0! | #DIV/0! | #DIV/0! |  |  |  | 75 | #DIV/0! | #DIV/0! | #DIV/0! | #DIV/0! | #DIV/0! | #DIV/0! | #DIV/0! | #DIV/0! | #DIV/0! | #DIV/0! | #DIV/0! | #DIV/0! | #DIV/0! |  |  |  | 75 | #DIV/0! | #DIV/0! | #DIV/0! | #DIV/0! | #DIV/0! | #DIV/0! | #DIV/0! | #DIV/0! | #DIV/0! | #DIV/0! | #DIV/0! | #DIV/0! | #DIV/0!
[15 empty] | 75.1 | 88.1917 | 23.466 | 3328.1818 | 4260.4857 | 3328.1818 | 4260.4857 | 29.1469 | 27.9838 | 1 | 1 | 3328.1818 | 4260.4857 |  |  |  |  | 75.1 | #DIV/0! | #DIV/0! | #DIV/0! | #DIV/0! | #DIV/0! | #DIV/0! | #DIV/0! | #DIV/0! | #DIV/0! | #DIV/0! | #DIV/0! | #DIV/0! | #DIV/0! |  |  |  | 75.1 | #DIV/0! | #DIV/0! | #DIV/0! | #DIV/0! | #DIV/0! | #DIV/0! | #DIV/0! | #DIV/0! | #DIV/0! | #DIV/0! | #DIV/0! | #DIV/0! | #DIV/0! |  |  |  | 75.1 | #DIV/0! | #DIV/0! | #DIV/0! | #DIV/0! | #DIV/0! | #DIV/0! | #DIV/0! | #DIV/0! | #DIV/0! | #DIV/0! | #DIV/0! | #DIV/0! | #DIV/0! |  |  |  | 75.1 | #DIV/0! | #DIV/0! | #DIV/0! | #DIV/0! | #DIV/0! | #DIV/0! | #DIV/0! | #DIV/0! | #DIV/0! | #DIV/0! | #DIV/0! | #DIV/0! | #DIV/0! |  |  |  | 75.1 | #DIV/0! | #DIV/0! | #DIV/0! | #DIV/0! | #DIV/0! | #DIV/0! | #DIV/0! | #DIV/0! | #DIV/0! | #DIV/0! | #DIV/0! | #DIV/0! | #DIV/0! |  |  |  | 75.1 | #DIV/0! | #DIV/0! | #DIV/0! | #DIV/0! | #DIV/0! | #DIV/0! | #DIV/0! | #DIV/0! | #DIV/0! | #DIV/0! | #DIV/0! | #DIV/0! | #DIV/0! |  |  |  | 75.1 | #DIV/0! | #DIV/0! | #DIV/0! | #DIV/0! | #DIV/0! | #DIV/0! | #DIV/0! | #DIV/0! | #DIV/0! | #DIV/0! | #DIV/0! | #DIV/0! | #DIV/0!
[15 empty] | 75.2 | 88.2326 | 23.312 | 3329.3752 | 4259.137 | 3329.3752 | 4259.137 | 29.1709 | 27.9879 | 1 | 1 | 3329.3752 | 4259.137 |  |  |  |  | 75.2 | #DIV/0! | #DIV/0! | #DIV/0! | #DIV/0! | #DIV/0! | #DIV/0! | #DIV/0! | #DIV/0! | #DIV/0! | #DIV/0! | #DIV/0! | #DIV/0! | #DIV/0! |  |  |  | 75.2 | #DIV/0! | #DIV/0! | #DIV/0! | #DIV/0! | #DIV/0! | #DIV/0! | #DIV/0! | #DIV/0! | #DIV/0! | #DIV/0! | #DIV/0! | #DIV/0! | #DIV/0! |  |  |  | 75.2 | #DIV/0! | #DIV/0! | #DIV/0! | #DIV/0! | #DIV/0! | #DIV/0! | #DIV/0! | #DIV/0! | #DIV/0! | #DIV/0! | #DIV/0! | #DIV/0! | #DIV/0! |  |  |  | 75.2 | #DIV/0! | #DIV/0! | #DIV/0! | #DIV/0! | #DIV/0! | #DIV/0! | #DIV/0! | #DIV/0! | #DIV/0! | #DIV/0! | #DIV/0! | #DIV/0! | #DIV/0! |  |  |  | 75.2 | #DIV/0! | #DIV/0! | #DIV/0! | #DIV/0! | #DIV/0! | #DIV/0! | #DIV/0! | #DIV/0! | #DIV/0! | #DIV/0! | #DIV/0! | #DIV/0! | #DIV/0! |  |  |  | 75.2 | #DIV/0! | #DIV/0! | #DIV/0! | #DIV/0! | #DIV/0! | #DIV/0! | #DIV/0! | #DIV/0! | #DIV/0! | #DIV/0! | #DIV/0! | #DIV/0! | #DIV/0! |  |  |  | 75.2 | #DIV/0! | #DIV/0! | #DIV/0! | #DIV/0! | #DIV/0! | #DIV/0! | #DIV/0! | #DIV/0! | #DIV/0! | #DIV/0! | #DIV/0! | #DIV/0! | #DIV/0!
[15 empty] | 75.3 | 88.2731 | 23.158 | 3330.5697 | 4257.788 | 3330.5697 | 4257.788 | 29.1948 | 27.9919 | 1 | 1 | 3330.5697 | 4257.788 |  |  |  |  | 75.3 | #DIV/0! | #DIV/0! | #DIV/0! | #DIV/0! | #DIV/0! | #DIV/0! | #DIV/0! | #DIV/0! | #DIV/0! | #DIV/0! | #DIV/0! | #DIV/0! | #DIV/0! |  |  |  | 75.3 | #DIV/0! | #DIV/0! | #DIV/0! | #DIV/0! | #DIV/0! | #DIV/0! | #DIV/0! | #DIV/0! | #DIV/0! | #DIV/0! | #DIV/0! | #DIV/0! | #DIV/0! |  |  |  | 75.3 | #DIV/0! | #DIV/0! | #DIV/0! | #DIV/0! | #DIV/0! | #DIV/0! | #DIV/0! | #DIV/0! | #DIV/0! | #DIV/0! | #DIV/0! | #DIV/0! | #DIV/0! |  |  |  | 75.3 | #DIV/0! | #DIV/0! | #DIV/0! | #DIV/0! | #DIV/0! | #DIV/0! | #DIV/0! | #DIV/0! | #DIV/0! | #DIV/0! | #DIV/0! | #DIV/0! | #DIV/0! |  |  |  | 75.3 | #DIV/0! | #DIV/0! | #DIV/0! | #DIV/0! | #DIV/0! | #DIV/0! | #DIV/0! | #DIV/0! | #DIV/0! | #DIV/0! | #DIV/0! | #DIV/0! | #DIV/0! |  |  |  | 75.3 | #DIV/0! | #DIV/0! | #DIV/0! | #DIV/0! | #DIV/0! | #DIV/0! | #DIV/0! | #DIV/0! | #DIV/0! | #DIV/0! | #DIV/0! | #DIV/0! | #DIV/0! |  |  |  | 75.3 | #DIV/0! | #DIV/0! | #DIV/0! | #DIV/0! | #DIV/0! | #DIV/0! | #DIV/0! | #DIV/0! | #DIV/0! | #DIV/0! | #DIV/0! | #DIV/0! | #DIV/0!
[15 empty] | 75.4 | 88.3134 | 23.0039 | 3331.7653 | 4256.439 | 3331.7653 | 4256.439 | 29.2186 | 27.9958 | 1 | 1 | 3331.7653 | 4256.439 |  |  |  |  | 75.4 | #DIV/0! | #DIV/0! | #DIV/0! | #DIV/0! | #DIV/0! | #DIV/0! | #DIV/0! | #DIV/0! | #DIV/0! | #DIV/0! | #DIV/0! | #DIV/0! | #DIV/0! |  |  |  | 75.4 | #DIV/0! | #DIV/0! | #DIV/0! | #DIV/0! | #DIV/0! | #DIV/0! | #DIV/0! | #DIV/0! | #DIV/0! | #DIV/0! | #DIV/0! | #DIV/0! | #DIV/0! |  |  |  | 75.4 | #DIV/0! | #DIV/0! | #DIV/0! | #DIV/0! | #DIV/0! | #DIV/0! | #DIV/0! | #DIV/0! | #DIV/0! | #DIV/0! | #DIV/0! | #DIV/0! | #DIV/0! |  |  |  | 75.4 | #DIV/0! | #DIV/0! | #DIV/0! | #DIV/0! | #DIV/0! | #DIV/0! | #DIV/0! | #DIV/0! | #DIV/0! | #DIV/0! | #DIV/0! | #DIV/0! | #DIV/0! |  |  |  | 75.4 | #DIV/0! | #DIV/0! | #DIV/0! | #DIV/0! | #DIV/0! | #DIV/0! | #DIV/0! | #DIV/0! | #DIV/0! | #DIV/0! | #DIV/0! | #DIV/0! | #DIV/0! |  |  |  | 75.4 | #DIV/0! | #DIV/0! | #DIV/0! | #DIV/0! | #DIV/0! | #DIV/0! | #DIV/0! | #DIV/0! | #DIV/0! | #DIV/0! | #DIV/0! | #DIV/0! | #DIV/0! |  |  |  | 75.4 | #DIV/0! | #DIV/0! | #DIV/0! | #DIV/0! | #DIV/0! | #DIV/0! | #DIV/0! | #DIV/0! | #DIV/0! | #DIV/0! | #DIV/0! | #DIV/0! | #DIV/0!
[15 empty] | 75.5 | 88.3534 | 22.8497 | 3332.962 | 4255.0898 | 3332.962 | 4255.0898 | 29.2423 | 27.9996 | 1 | 1 | 3332.962 | 4255.0898 |  |  |  |  | 75.5 | #DIV/0! | #DIV/0! | #DIV/0! | #DIV/0! | #DIV/0! | #DIV/0! | #DIV/0! | #DIV/0! | #DIV/0! | #DIV/0! | #DIV/0! | #DIV/0! | #DIV/0! |  |  |  | 75.5 | #DIV/0! | #DIV/0! | #DIV/0! | #DIV/0! | #DIV/0! | #DIV/0! | #DIV/0! | #DIV/0! | #DIV/0! | #DIV/0! | #DIV/0! | #DIV/0! | #DIV/0! |  |  |  | 75.5 | #DIV/0! | #DIV/0! | #DIV/0! | #DIV/0! | #DIV/0! | #DIV/0! | #DIV/0! | #DIV/0! | #DIV/0! | #DIV/0! | #DIV/0! | #DIV/0! | #DIV/0! |  |  |  | 75.5 | #DIV/0! | #DIV/0! | #DIV/0! | #DIV/0! | #DIV/0! | #DIV/0! | #DIV/0! | #DIV/0! | #DIV/0! | #DIV/0! | #DIV/0! | #DIV/0! | #DIV/0! |  |  |  | 75.5 | #DIV/0! | #DIV/0! | #DIV/0! | #DIV/0! | #DIV/0! | #DIV/0! | #DIV/0! | #DIV/0! | #DIV/0! | #DIV/0! | #DIV/0! | #DIV/0! | #DIV/0! |  |  |  | 75.5 | #DIV/0! | #DIV/0! | #DIV/0! | #DIV/0! | #DIV/0! | #DIV/0! | #DIV/0! | #DIV/0! | #DIV/0! | #DIV/0! | #DIV/0! | #DIV/0! | #DIV/0! |  |  |  | 75.5 | #DIV/0! | #DIV/0! | #DIV/0! | #DIV/0! | #DIV/0! | #DIV/0! | #DIV/0! | #DIV/0! | #DIV/0! | #DIV/0! | #DIV/0! | #DIV/0! | #DIV/0!
[15 empty] | 75.6 | 88.3932 | 22.6955 | 3334.1598 | 4253.7404 | 3334.1598 | 4253.7404 | 29.266 | 28.0033 | 1 | 1 | 3334.1598 | 4253.7404 |  |  |  |  | 75.6 | #DIV/0! | #DIV/0! | #DIV/0! | #DIV/0! | #DIV/0! | #DIV/0! | #DIV/0! | #DIV/0! | #DIV/0! | #DIV/0! | #DIV/0! | #DIV/0! | #DIV/0! |  |  |  | 75.6 | #DIV/0! | #DIV/0! | #DIV/0! | #DIV/0! | #DIV/0! | #DIV/0! | #DIV/0! | #DIV/0! | #DIV/0! | #DIV/0! | #DIV/0! | #DIV/0! | #DIV/0! |  |  |  | 75.6 | #DIV/0! | #DIV/0! | #DIV/0! | #DIV/0! | #DIV/0! | #DIV/0! | #DIV/0! | #DIV/0! | #DIV/0! | #DIV/0! | #DIV/0! | #DIV/0! | #DIV/0! |  |  |  | 75.6 | #DIV/0! | #DIV/0! | #DIV/0! | #DIV/0! | #DIV/0! | #DIV/0! | #DIV/0! | #DIV/0! | #DIV/0! | #DIV/0! | #DIV/0! | #DIV/0! | #DIV/0! |  |  |  | 75.6 | #DIV/0! | #DIV/0! | #DIV/0! | #DIV/0! | #DIV/0! | #DIV/0! | #DIV/0! | #DIV/0! | #DIV/0! | #DIV/0! | #DIV/0! | #DIV/0! | #DIV/0! |  |  |  | 75.6 | #DIV/0! | #DIV/0! | #DIV/0! | #DIV/0! | #DIV/0! | #DIV/0! | #DIV/0! | #DIV/0! | #DIV/0! | #DIV/0! | #DIV/0! | #DIV/0! | #DIV/0! |  |  |  | 75.6 | #DIV/0! | #DIV/0! | #DIV/0! | #DIV/0! | #DIV/0! | #DIV/0! | #DIV/0! | #DIV/0! | #DIV/0! | #DIV/0! | #DIV/0! | #DIV/0! | #DIV/0!
[15 empty] | 75.7 | 88.4326 | 22.5412 | 3335.3587 | 4252.3909 | 3335.3587 | 4252.3909 | 29.2896 | 28.0069 | 1 | 1 | 3335.3587 | 4252.3909 |  |  |  |  | 75.7 | #DIV/0! | #DIV/0! | #DIV/0! | #DIV/0! | #DIV/0! | #DIV/0! | #DIV/0! | #DIV/0! | #DIV/0! | #DIV/0! | #DIV/0! | #DIV/0! | #DIV/0! |  |  |  | 75.7 | #DIV/0! | #DIV/0! | #DIV/0! | #DIV/0! | #DIV/0! | #DIV/0! | #DIV/0! | #DIV/0! | #DIV/0! | #DIV/0! | #DIV/0! | #DIV/0! | #DIV/0! |  |  |  | 75.7 | #DIV/0! | #DIV/0! | #DIV/0! | #DIV/0! | #DIV/0! | #DIV/0! | #DIV/0! | #DIV/0! | #DIV/0! | #DIV/0! | #DIV/0! | #DIV/0! | #DIV/0! |  |  |  | 75.7 | #DIV/0! | #DIV/0! | #DIV/0! | #DIV/0! | #DIV/0! | #DIV/0! | #DIV/0! | #DIV/0! | #DIV/0! | #DIV/0! | #DIV/0! | #DIV/0! | #DIV/0! |  |  |  | 75.7 | #DIV/0! | #DIV/0! | #DIV/0! | #DIV/0! | #DIV/0! | #DIV/0! | #DIV/0! | #DIV/0! | #DIV/0! | #DIV/0! | #DIV/0! | #DIV/0! | #DIV/0! |  |  |  | 75.7 | #DIV/0! | #DIV/0! | #DIV/0! | #DIV/0! | #DIV/0! | #DIV/0! | #DIV/0! | #DIV/0! | #DIV/0! | #DIV/0! | #DIV/0! | #DIV/0! | #DIV/0! |  |  |  | 75.7 | #DIV/0! | #DIV/0! | #DIV/0! | #DIV/0! | #DIV/0! | #DIV/0! | #DIV/0! | #DIV/0! | #DIV/0! | #DIV/0! | #DIV/0! | #DIV/0! | #DIV/0!
[15 empty] | 75.8 | 88.4718 | 22.3868 | 3336.5587 | 4251.0413 | 3336.5587 | 4251.0413 | 29.3131 | 28.0104 | 1 | 1 | 3336.5587 | 4251.0413 |  |  |  |  | 75.8 | #DIV/0! | #DIV/0! | #DIV/0! | #DIV/0! | #DIV/0! | #DIV/0! | #DIV/0! | #DIV/0! | #DIV/0! | #DIV/0! | #DIV/0! | #DIV/0! | #DIV/0! |  |  |  | 75.8 | #DIV/0! | #DIV/0! | #DIV/0! | #DIV/0! | #DIV/0! | #DIV/0! | #DIV/0! | #DIV/0! | #DIV/0! | #DIV/0! | #DIV/0! | #DIV/0! | #DIV/0! |  |  |  | 75.8 | #DIV/0! | #DIV/0! | #DIV/0! | #DIV/0! | #DIV/0! | #DIV/0! | #DIV/0! | #DIV/0! | #DIV/0! | #DIV/0! | #DIV/0! | #DIV/0! | #DIV/0! |  |  |  | 75.8 | #DIV/0! | #DIV/0! | #DIV/0! | #DIV/0! | #DIV/0! | #DIV/0! | #DIV/0! | #DIV/0! | #DIV/0! | #DIV/0! | #DIV/0! | #DIV/0! | #DIV/0! |  |  |  | 75.8 | #DIV/0! | #DIV/0! | #DIV/0! | #DIV/0! | #DIV/0! | #DIV/0! | #DIV/0! | #DIV/0! | #DIV/0! | #DIV/0! | #DIV/0! | #DIV/0! | #DIV/0! |  |  |  | 75.8 | #DIV/0! | #DIV/0! | #DIV/0! | #DIV/0! | #DIV/0! | #DIV/0! | #DIV/0! | #DIV/0! | #DIV/0! | #DIV/0! | #DIV/0! | #DIV/0! | #DIV/0! |  |  |  | 75.8 | #DIV/0! | #DIV/0! | #DIV/0! | #DIV/0! | #DIV/0! | #DIV/0! | #DIV/0! | #DIV/0! | #DIV/0! | #DIV/0! | #DIV/0! | #DIV/0! | #DIV/0!
[15 empty] | 75.9 | 88.5108 | 22.2324 | 3337.7597 | 4249.6916 | 3337.7597 | 4249.6916 | 29.3366 | 28.0138 | 1 | 1 | 3337.7597 | 4249.6916 |  |  |  |  | 75.9 | #DIV/0! | #DIV/0! | #DIV/0! | #DIV/0! | #DIV/0! | #DIV/0! | #DIV/0! | #DIV/0! | #DIV/0! | #DIV/0! | #DIV/0! | #DIV/0! | #DIV/0! |  |  |  | 75.9 | #DIV/0! | #DIV/0! | #DIV/0! | #DIV/0! | #DIV/0! | #DIV/0! | #DIV/0! | #DIV/0! | #DIV/0! | #DIV/0! | #DIV/0! | #DIV/0! | #DIV/0! |  |  |  | 75.9 | #DIV/0! | #DIV/0! | #DIV/0! | #DIV/0! | #DIV/0! | #DIV/0! | #DIV/0! | #DIV/0! | #DIV/0! | #DIV/0! | #DIV/0! | #DIV/0! | #DIV/0! |  |  |  | 75.9 | #DIV/0! | #DIV/0! | #DIV/0! | #DIV/0! | #DIV/0! | #DIV/0! | #DIV/0! | #DIV/0! | #DIV/0! | #DIV/0! | #DIV/0! | #DIV/0! | #DIV/0! |  |  |  | 75.9 | #DIV/0! | #DIV/0! | #DIV/0! | #DIV/0! | #DIV/0! | #DIV/0! | #DIV/0! | #DIV/0! | #DIV/0! | #DIV/0! | #DIV/0! | #DIV/0! | #DIV/0! |  |  |  | 75.9 | #DIV/0! | #DIV/0! | #DIV/0! | #DIV/0! | #DIV/0! | #DIV/0! | #DIV/0! | #DIV/0! | #DIV/0! | #DIV/0! | #DIV/0! | #DIV/0! | #DIV/0! |  |  |  | 75.9 | #DIV/0! | #DIV/0! | #DIV/0! | #DIV/0! | #DIV/0! | #DIV/0! | #DIV/0! | #DIV/0! | #DIV/0! | #DIV/0! | #DIV/0! | #DIV/0! | #DIV/0!
[15 empty] | 76 | 88.5494 | 22.0779 | 3338.9618 | 4248.3418 | 3338.9618 | 4248.3418 | 29.3599 | 28.0172 | 1 | 1 | 3338.9618 | 4248.3418 |  |  |  |  | 76 | #DIV/0! | #DIV/0! | #DIV/0! | #DIV/0! | #DIV/0! | #DIV/0! | #DIV/0! | #DIV/0! | #DIV/0! | #DIV/0! | #DIV/0! | #DIV/0! | #DIV/0! |  |  |  | 76 | #DIV/0! | #DIV/0! | #DIV/0! | #DIV/0! | #DIV/0! | #DIV/0! | #DIV/0! | #DIV/0! | #DIV/0! | #DIV/0! | #DIV/0! | #DIV/0! | #DIV/0! |  |  |  | 76 | #DIV/0! | #DIV/0! | #DIV/0! | #DIV/0! | #DIV/0! | #DIV/0! | #DIV/0! | #DIV/0! | #DIV/0! | #DIV/0! | #DIV/0! | #DIV/0! | #DIV/0! |  |  |  | 76 | #DIV/0! | #DIV/0! | #DIV/0! | #DIV/0! | #DIV/0! | #DIV/0! | #DIV/0! | #DIV/0! | #DIV/0! | #DIV/0! | #DIV/0! | #DIV/0! | #DIV/0! |  |  |  | 76 | #DIV/0! | #DIV/0! | #DIV/0! | #DIV/0! | #DIV/0! | #DIV/0! | #DIV/0! | #DIV/0! | #DIV/0! | #DIV/0! | #DIV/0! | #DIV/0! | #DIV/0! |  |  |  | 76 | #DIV/0! | #DIV/0! | #DIV/0! | #DIV/0! | #DIV/0! | #DIV/0! | #DIV/0! | #DIV/0! | #DIV/0! | #DIV/0! | #DIV/0! | #DIV/0! | #DIV/0! |  |  |  | 76 | #DIV/0! | #DIV/0! | #DIV/0! | #DIV/0! | #DIV/0! | #DIV/0! | #DIV/0! | #DIV/0! | #DIV/0! | #DIV/0! | #DIV/0! | #DIV/0! | #DIV/0!
[15 empty] | 76.1 | 88.5878 | 21.9233 | 3340.165 | 4246.9918 | 3340.165 | 4246.9918 | 29.3833 | 28.0204 | 1 | 1 | 3340.165 | 4246.9918 |  |  |  |  | 76.1 | #DIV/0! | #DIV/0! | #DIV/0! | #DIV/0! | #DIV/0! | #DIV/0! | #DIV/0! | #DIV/0! | #DIV/0! | #DIV/0! | #DIV/0! | #DIV/0! | #DIV/0! |  |  |  | 76.1 | #DIV/0! | #DIV/0! | #DIV/0! | #DIV/0! | #DIV/0! | #DIV/0! | #DIV/0! | #DIV/0! | #DIV/0! | #DIV/0! | #DIV/0! | #DIV/0! | #DIV/0! |  |  |  | 76.1 | #DIV/0! | #DIV/0! | #DIV/0! | #DIV/0! | #DIV/0! | #DIV/0! | #DIV/0! | #DIV/0! | #DIV/0! | #DIV/0! | #DIV/0! | #DIV/0! | #DIV/0! |  |  |  | 76.1 | #DIV/0! | #DIV/0! | #DIV/0! | #DIV/0! | #DIV/0! | #DIV/0! | #DIV/0! | #DIV/0! | #DIV/0! | #DIV/0! | #DIV/0! | #DIV/0! | #DIV/0! |  |  |  | 76.1 | #DIV/0! | #DIV/0! | #DIV/0! | #DIV/0! | #DIV/0! | #DIV/0! | #DIV/0! | #DIV/0! | #DIV/0! | #DIV/0! | #DIV/0! | #DIV/0! | #DIV/0! |  |  |  | 76.1 | #DIV/0! | #DIV/0! | #DIV/0! | #DIV/0! | #DIV/0! | #DIV/0! | #DIV/0! | #DIV/0! | #DIV/0! | #DIV/0! | #DIV/0! | #DIV/0! | #DIV/0! |  |  |  | 76.1 | #DIV/0! | #DIV/0! | #DIV/0! | #DIV/0! | #DIV/0! | #DIV/0! | #DIV/0! | #DIV/0! | #DIV/0! | #DIV/0! | #DIV/0! | #DIV/0! | #DIV/0!
[15 empty] | 76.2 | 88.626 | 21.7686 | 3341.3693 | 4245.6418 | 3341.3693 | 4245.6418 | 29.4065 | 28.0236 | 1 | 1 | 3341.3693 | 4245.6418 |  |  |  |  | 76.2 | #DIV/0! | #DIV/0! | #DIV/0! | #DIV/0! | #DIV/0! | #DIV/0! | #DIV/0! | #DIV/0! | #DIV/0! | #DIV/0! | #DIV/0! | #DIV/0! | #DIV/0! |  |  |  | 76.2 | #DIV/0! | #DIV/0! | #DIV/0! | #DIV/0! | #DIV/0! | #DIV/0! | #DIV/0! | #DIV/0! | #DIV/0! | #DIV/0! | #DIV/0! | #DIV/0! | #DIV/0! |  |  |  | 76.2 | #DIV/0! | #DIV/0! | #DIV/0! | #DIV/0! | #DIV/0! | #DIV/0! | #DIV/0! | #DIV/0! | #DIV/0! | #DIV/0! | #DIV/0! | #DIV/0! | #DIV/0! |  |  |  | 76.2 | #DIV/0! | #DIV/0! | #DIV/0! | #DIV/0! | #DIV/0! | #DIV/0! | #DIV/0! | #DIV/0! | #DIV/0! | #DIV/0! | #DIV/0! | #DIV/0! | #DIV/0! |  |  |  | 76.2 | #DIV/0! | #DIV/0! | #DIV/0! | #DIV/0! | #DIV/0! | #DIV/0! | #DIV/0! | #DIV/0! | #DIV/0! | #DIV/0! | #DIV/0! | #DIV/0! | #DIV/0! |  |  |  | 76.2 | #DIV/0! | #DIV/0! | #DIV/0! | #DIV/0! | #DIV/0! | #DIV/0! | #DIV/0! | #DIV/0! | #DIV/0! | #DIV/0! | #DIV/0! | #DIV/0! | #DIV/0! |  |  |  | 76.2 | #DIV/0! | #DIV/0! | #DIV/0! | #DIV/0! | #DIV/0! | #DIV/0! | #DIV/0! | #DIV/0! | #DIV/0! | #DIV/0! | #DIV/0! | #DIV/0! | #DIV/0!
[15 empty] | 76.3 | 88.6638 | 21.6139 | 3342.5746 | 4244.2917 | 3342.5746 | 4244.2917 | 29.4297 | 28.0266 | 1 | 1 | 3342.5746 | 4244.2917 |  |  |  |  | 76.3 | #DIV/0! | #DIV/0! | #DIV/0! | #DIV/0! | #DIV/0! | #DIV/0! | #DIV/0! | #DIV/0! | #DIV/0! | #DIV/0! | #DIV/0! | #DIV/0! | #DIV/0! |  |  |  | 76.3 | #DIV/0! | #DIV/0! | #DIV/0! | #DIV/0! | #DIV/0! | #DIV/0! | #DIV/0! | #DIV/0! | #DIV/0! | #DIV/0! | #DIV/0! | #DIV/0! | #DIV/0! |  |  |  | 76.3 | #DIV/0! | #DIV/0! | #DIV/0! | #DIV/0! | #DIV/0! | #DIV/0! | #DIV/0! | #DIV/0! | #DIV/0! | #DIV/0! | #DIV/0! | #DIV/0! | #DIV/0! |  |  |  | 76.3 | #DIV/0! | #DIV/0! | #DIV/0! | #DIV/0! | #DIV/0! | #DIV/0! | #DIV/0! | #DIV/0! | #DIV/0! | #DIV/0! | #DIV/0! | #DIV/0! | #DIV/0! |  |  |  | 76.3 | #DIV/0! | #DIV/0! | #DIV/0! | #DIV/0! | #DIV/0! | #DIV/0! | #DIV/0! | #DIV/0! | #DIV/0! | #DIV/0! | #DIV/0! | #DIV/0! | #DIV/0! |  |  |  | 76.3 | #DIV/0! | #DIV/0! | #DIV/0! | #DIV/0! | #DIV/0! | #DIV/0! | #DIV/0! | #DIV/0! | #DIV/0! | #DIV/0! | #DIV/0! | #DIV/0! | #DIV/0! |  |  |  | 76.3 | #DIV/0! | #DIV/0! | #DIV/0! | #DIV/0! | #DIV/0! | #DIV/0! | #DIV/0! | #DIV/0! | #DIV/0! | #DIV/0! | #DIV/0! | #DIV/0! | #DIV/0!
[15 empty] | 76.4 | 88.7014 | 21.4591 | 3343.781 | 4242.9414 | 3343.781 | 4242.9414 | 29.4528 | 28.0296 | 1 | 1 | 3343.781 | 4242.9414 |  |  |  |  | 76.4 | #DIV/0! | #DIV/0! | #DIV/0! | #DIV/0! | #DIV/0! | #DIV/0! | #DIV/0! | #DIV/0! | #DIV/0! | #DIV/0! | #DIV/0! | #DIV/0! | #DIV/0! |  |  |  | 76.4 | #DIV/0! | #DIV/0! | #DIV/0! | #DIV/0! | #DIV/0! | #DIV/0! | #DIV/0! | #DIV/0! | #DIV/0! | #DIV/0! | #DIV/0! | #DIV/0! | #DIV/0! |  |  |  | 76.4 | #DIV/0! | #DIV/0! | #DIV/0! | #DIV/0! | #DIV/0! | #DIV/0! | #DIV/0! | #DIV/0! | #DIV/0! | #DIV/0! | #DIV/0! | #DIV/0! | #DIV/0! |  |  |  | 76.4 | #DIV/0! | #DIV/0! | #DIV/0! | #DIV/0! | #DIV/0! | #DIV/0! | #DIV/0! | #DIV/0! | #DIV/0! | #DIV/0! | #DIV/0! | #DIV/0! | #DIV/0! |  |  |  | 76.4 | #DIV/0! | #DIV/0! | #DIV/0! | #DIV/0! | #DIV/0! | #DIV/0! | #DIV/0! | #DIV/0! | #DIV/0! | #DIV/0! | #DIV/0! | #DIV/0! | #DIV/0! |  |  |  | 76.4 | #DIV/0! | #DIV/0! | #DIV/0! | #DIV/0! | #DIV/0! | #DIV/0! | #DIV/0! | #DIV/0! | #DIV/0! | #DIV/0! | #DIV/0! | #DIV/0! | #DIV/0! |  |  |  | 76.4 | #DIV/0! | #DIV/0! | #DIV/0! | #DIV/0! | #DIV/0! | #DIV/0! | #DIV/0! | #DIV/0! | #DIV/0! | #DIV/0! | #DIV/0! | #DIV/0! | #DIV/0!
[15 empty] | 76.5 | 88.7387 | 21.3043 | 3344.9884 | 4241.5911 | 3344.9884 | 4241.5911 | 29.4758 | 28.0325 | 1 | 1 | 3344.9884 | 4241.5911 |  |  |  |  | 76.5 | #DIV/0! | #DIV/0! | #DIV/0! | #DIV/0! | #DIV/0! | #DIV/0! | #DIV/0! | #DIV/0! | #DIV/0! | #DIV/0! | #DIV/0! | #DIV/0! | #DIV/0! |  |  |  | 76.5 | #DIV/0! | #DIV/0! | #DIV/0! | #DIV/0! | #DIV/0! | #DIV/0! | #DIV/0! | #DIV/0! | #DIV/0! | #DIV/0! | #DIV/0! | #DIV/0! | #DIV/0! |  |  |  | 76.5 | #DIV/0! | #DIV/0! | #DIV/0! | #DIV/0! | #DIV/0! | #DIV/0! | #DIV/0! | #DIV/0! | #DIV/0! | #DIV/0! | #DIV/0! | #DIV/0! | #DIV/0! |  |  |  | 76.5 | #DIV/0! | #DIV/0! | #DIV/0! | #DIV/0! | #DIV/0! | #DIV/0! | #DIV/0! | #DIV/0! | #DIV/0! | #DIV/0! | #DIV/0! | #DIV/0! | #DIV/0! |  |  |  | 76.5 | #DIV/0! | #DIV/0! | #DIV/0! | #DIV/0! | #DIV/0! | #DIV/0! | #DIV/0! | #DIV/0! | #DIV/0! | #DIV/0! | #DIV/0! | #DIV/0! | #DIV/0! |  |  |  | 76.5 | #DIV/0! | #DIV/0! | #DIV/0! | #DIV/0! | #DIV/0! | #DIV/0! | #DIV/0! | #DIV/0! | #DIV/0! | #DIV/0! | #DIV/0! | #DIV/0! | #DIV/0! |  |  |  | 76.5 | #DIV/0! | #DIV/0! | #DIV/0! | #DIV/0! | #DIV/0! | #DIV/0! | #DIV/0! | #DIV/0! | #DIV/0! | #DIV/0! | #DIV/0! | #DIV/0! | #DIV/0!
[15 empty] | 76.6 | 88.7758 | 21.1494 | 3346.1969 | 4240.2406 | 3346.1969 | 4240.2406 | 29.4988 | 28.0352 | 1 | 1 | 3346.1969 | 4240.2406 |  |  |  |  | 76.6 | #DIV/0! | #DIV/0! | #DIV/0! | #DIV/0! | #DIV/0! | #DIV/0! | #DIV/0! | #DIV/0! | #DIV/0! | #DIV/0! | #DIV/0! | #DIV/0! | #DIV/0! |  |  |  | 76.6 | #DIV/0! | #DIV/0! | #DIV/0! | #DIV/0! | #DIV/0! | #DIV/0! | #DIV/0! | #DIV/0! | #DIV/0! | #DIV/0! | #DIV/0! | #DIV/0! | #DIV/0! |  |  |  | 76.6 | #DIV/0! | #DIV/0! | #DIV/0! | #DIV/0! | #DIV/0! | #DIV/0! | #DIV/0! | #DIV/0! | #DIV/0! | #DIV/0! | #DIV/0! | #DIV/0! | #DIV/0! |  |  |  | 76.6 | #DIV/0! | #DIV/0! | #DIV/0! | #DIV/0! | #DIV/0! | #DIV/0! | #DIV/0! | #DIV/0! | #DIV/0! | #DIV/0! | #DIV/0! | #DIV/0! | #DIV/0! |  |  |  | 76.6 | #DIV/0! | #DIV/0! | #DIV/0! | #DIV/0! | #DIV/0! | #DIV/0! | #DIV/0! | #DIV/0! | #DIV/0! | #DIV/0! | #DIV/0! | #DIV/0! | #DIV/0! |  |  |  | 76.6 | #DIV/0! | #DIV/0! | #DIV/0! | #DIV/0! | #DIV/0! | #DIV/0! | #DIV/0! | #DIV/0! | #DIV/0! | #DIV/0! | #DIV/0! | #DIV/0! | #DIV/0! |  |  |  | 76.6 | #DIV/0! | #DIV/0! | #DIV/0! | #DIV/0! | #DIV/0! | #DIV/0! | #DIV/0! | #DIV/0! | #DIV/0! | #DIV/0! | #DIV/0! | #DIV/0! | #DIV/0!
[15 empty] | 76.7 | 88.8126 | 20.9944 | 3347.4065 | 4238.8901 | 3347.4065 | 4238.8901 | 29.5217 | 28.0379 | 1 | 1 | 3347.4065 | 4238.8901 |  |  |  |  | 76.7 | #DIV/0! | #DIV/0! | #DIV/0! | #DIV/0! | #DIV/0! | #DIV/0! | #DIV/0! | #DIV/0! | #DIV/0! | #DIV/0! | #DIV/0! | #DIV/0! | #DIV/0! |  |  |  | 76.7 | #DIV/0! | #DIV/0! | #DIV/0! | #DIV/0! | #DIV/0! | #DIV/0! | #DIV/0! | #DIV/0! | #DIV/0! | #DIV/0! | #DIV/0! | #DIV/0! | #DIV/0! |  |  |  | 76.7 | #DIV/0! | #DIV/0! | #DIV/0! | #DIV/0! | #DIV/0! | #DIV/0! | #DIV/0! | #DIV/0! | #DIV/0! | #DIV/0! | #DIV/0! | #DIV/0! | #DIV/0! |  |  |  | 76.7 | #DIV/0! | #DIV/0! | #DIV/0! | #DIV/0! | #DIV/0! | #DIV/0! | #DIV/0! | #DIV/0! | #DIV/0! | #DIV/0! | #DIV/0! | #DIV/0! | #DIV/0! |  |  |  | 76.7 | #DIV/0! | #DIV/0! | #DIV/0! | #DIV/0! | #DIV/0! | #DIV/0! | #DIV/0! | #DIV/0! | #DIV/0! | #DIV/0! | #DIV/0! | #DIV/0! | #DIV/0! |  |  |  | 76.7 | #DIV/0! | #DIV/0! | #DIV/0! | #DIV/0! | #DIV/0! | #DIV/0! | #DIV/0! | #DIV/0! | #DIV/0! | #DIV/0! | #DIV/0! | #DIV/0! | #DIV/0! |  |  |  | 76.7 | #DIV/0! | #DIV/0! | #DIV/0! | #DIV/0! | #DIV/0! | #DIV/0! | #DIV/0! | #DIV/0! | #DIV/0! | #DIV/0! | #DIV/0! | #DIV/0! | #DIV/0!
[15 empty] | 76.8 | 88.8491 | 20.8394 | 3348.6171 | 4237.5396 | 3348.6171 | 4237.5396 | 29.5445 | 28.0405 | 1 | 1 | 3348.6171 | 4237.5396 |  |  |  |  | 76.8 | #DIV/0! | #DIV/0! | #DIV/0! | #DIV/0! | #DIV/0! | #DIV/0! | #DIV/0! | #DIV/0! | #DIV/0! | #DIV/0! | #DIV/0! | #DIV/0! | #DIV/0! |  |  |  | 76.8 | #DIV/0! | #DIV/0! | #DIV/0! | #DIV/0! | #DIV/0! | #DIV/0! | #DIV/0! | #DIV/0! | #DIV/0! | #DIV/0! | #DIV/0! | #DIV/0! | #DIV/0! |  |  |  | 76.8 | #DIV/0! | #DIV/0! | #DIV/0! | #DIV/0! | #DIV/0! | #DIV/0! | #DIV/0! | #DIV/0! | #DIV/0! | #DIV/0! | #DIV/0! | #DIV/0! | #DIV/0! |  |  |  | 76.8 | #DIV/0! | #DIV/0! | #DIV/0! | #DIV/0! | #DIV/0! | #DIV/0! | #DIV/0! | #DIV/0! | #DIV/0! | #DIV/0! | #DIV/0! | #DIV/0! | #DIV/0! |  |  |  | 76.8 | #DIV/0! | #DIV/0! | #DIV/0! | #DIV/0! | #DIV/0! | #DIV/0! | #DIV/0! | #DIV/0! | #DIV/0! | #DIV/0! | #DIV/0! | #DIV/0! | #DIV/0! |  |  |  | 76.8 | #DIV/0! | #DIV/0! | #DIV/0! | #DIV/0! | #DIV/0! | #DIV/0! | #DIV/0! | #DIV/0! | #DIV/0! | #DIV/0! | #DIV/0! | #DIV/0! | #DIV/0! |  |  |  | 76.8 | #DIV/0! | #DIV/0! | #DIV/0! | #DIV/0! | #DIV/0! | #DIV/0! | #DIV/0! | #DIV/0! | #DIV/0! | #DIV/0! | #DIV/0! | #DIV/0! | #DIV/0!
[15 empty] | 76.9 | 88.8853 | 20.6843 | 3349.8288 | 4236.1889 | 3349.8288 | 4236.1889 | 29.5672 | 28.043 | 1 | 1 | 3349.8288 | 4236.1889 |  |  |  |  | 76.9 | #DIV/0! | #DIV/0! | #DIV/0! | #DIV/0! | #DIV/0! | #DIV/0! | #DIV/0! | #DIV/0! | #DIV/0! | #DIV/0! | #DIV/0! | #DIV/0! | #DIV/0! |  |  |  | 76.9 | #DIV/0! | #DIV/0! | #DIV/0! | #DIV/0! | #DIV/0! | #DIV/0! | #DIV/0! | #DIV/0! | #DIV/0! | #DIV/0! | #DIV/0! | #DIV/0! | #DIV/0! |  |  |  | 76.9 | #DIV/0! | #DIV/0! | #DIV/0! | #DIV/0! | #DIV/0! | #DIV/0! | #DIV/0! | #DIV/0! | #DIV/0! | #DIV/0! | #DIV/0! | #DIV/0! | #DIV/0! |  |  |  | 76.9 | #DIV/0! | #DIV/0! | #DIV/0! | #DIV/0! | #DIV/0! | #DIV/0! | #DIV/0! | #DIV/0! | #DIV/0! | #DIV/0! | #DIV/0! | #DIV/0! | #DIV/0! |  |  |  | 76.9 | #DIV/0! | #DIV/0! | #DIV/0! | #DIV/0! | #DIV/0! | #DIV/0! | #DIV/0! | #DIV/0! | #DIV/0! | #DIV/0! | #DIV/0! | #DIV/0! | #DIV/0! |  |  |  | 76.9 | #DIV/0! | #DIV/0! | #DIV/0! | #DIV/0! | #DIV/0! | #DIV/0! | #DIV/0! | #DIV/0! | #DIV/0! | #DIV/0! | #DIV/0! | #DIV/0! | #DIV/0! |  |  |  | 76.9 | #DIV/0! | #DIV/0! | #DIV/0! | #DIV/0! | #DIV/0! | #DIV/0! | #DIV/0! | #DIV/0! | #DIV/0! | #DIV/0! | #DIV/0! | #DIV/0! | #DIV/0!
[15 empty] | 77 | 88.9213 | 20.5291 | 3351.0415 | 4234.8382 | 3351.0415 | 4234.8382 | 29.5899 | 28.0454 | 1 | 1 | 3351.0415 | 4234.8382 |  |  |  |  | 77 | #DIV/0! | #DIV/0! | #DIV/0! | #DIV/0! | #DIV/0! | #DIV/0! | #DIV/0! | #DIV/0! | #DIV/0! | #DIV/0! | #DIV/0! | #DIV/0! | #DIV/0! |  |  |  | 77 | #DIV/0! | #DIV/0! | #DIV/0! | #DIV/0! | #DIV/0! | #DIV/0! | #DIV/0! | #DIV/0! | #DIV/0! | #DIV/0! | #DIV/0! | #DIV/0! | #DIV/0! |  |  |  | 77 | #DIV/0! | #DIV/0! | #DIV/0! | #DIV/0! | #DIV/0! | #DIV/0! | #DIV/0! | #DIV/0! | #DIV/0! | #DIV/0! | #DIV/0! | #DIV/0! | #DIV/0! |  |  |  | 77 | #DIV/0! | #DIV/0! | #DIV/0! | #DIV/0! | #DIV/0! | #DIV/0! | #DIV/0! | #DIV/0! | #DIV/0! | #DIV/0! | #DIV/0! | #DIV/0! | #DIV/0! |  |  |  | 77 | #DIV/0! | #DIV/0! | #DIV/0! | #DIV/0! | #DIV/0! | #DIV/0! | #DIV/0! | #DIV/0! | #DIV/0! | #DIV/0! | #DIV/0! | #DIV/0! | #DIV/0! |  |  |  | 77 | #DIV/0! | #DIV/0! | #DIV/0! | #DIV/0! | #DIV/0! | #DIV/0! | #DIV/0! | #DIV/0! | #DIV/0! | #DIV/0! | #DIV/0! | #DIV/0! | #DIV/0! |  |  |  | 77 | #DIV/0! | #DIV/0! | #DIV/0! | #DIV/0! | #DIV/0! | #DIV/0! | #DIV/0! | #DIV/0! | #DIV/0! | #DIV/0! | #DIV/0! | #DIV/0! | #DIV/0!
[15 empty] | 77.1 | 88.957 | 20.3739 | 3352.2553 | 4233.4874 | 3352.2553 | 4233.4874 | 29.6125 | 28.0477 | 1 | 1 | 3352.2553 | 4233.4874 |  |  |  |  | 77.1 | #DIV/0! | #DIV/0! | #DIV/0! | #DIV/0! | #DIV/0! | #DIV/0! | #DIV/0! | #DIV/0! | #DIV/0! | #DIV/0! | #DIV/0! | #DIV/0! | #DIV/0! |  |  |  | 77.1 | #DIV/0! | #DIV/0! | #DIV/0! | #DIV/0! | #DIV/0! | #DIV/0! | #DIV/0! | #DIV/0! | #DIV/0! | #DIV/0! | #DIV/0! | #DIV/0! | #DIV/0! |  |  |  | 77.1 | #DIV/0! | #DIV/0! | #DIV/0! | #DIV/0! | #DIV/0! | #DIV/0! | #DIV/0! | #DIV/0! | #DIV/0! | #DIV/0! | #DIV/0! | #DIV/0! | #DIV/0! |  |  |  | 77.1 | #DIV/0! | #DIV/0! | #DIV/0! | #DIV/0! | #DIV/0! | #DIV/0! | #DIV/0! | #DIV/0! | #DIV/0! | #DIV/0! | #DIV/0! | #DIV/0! | #DIV/0! |  |  |  | 77.1 | #DIV/0! | #DIV/0! | #DIV/0! | #DIV/0! | #DIV/0! | #DIV/0! | #DIV/0! | #DIV/0! | #DIV/0! | #DIV/0! | #DIV/0! | #DIV/0! | #DIV/0! |  |  |  | 77.1 | #DIV/0! | #DIV/0! | #DIV/0! | #DIV/0! | #DIV/0! | #DIV/0! | #DIV/0! | #DIV/0! | #DIV/0! | #DIV/0! | #DIV/0! | #DIV/0! | #DIV/0! |  |  |  | 77.1 | #DIV/0! | #DIV/0! | #DIV/0! | #DIV/0! | #DIV/0! | #DIV/0! | #DIV/0! | #DIV/0! | #DIV/0! | #DIV/0! | #DIV/0! | #DIV/0! | #DIV/0!
[15 empty] | 77.2 | 88.9924 | 20.2186 | 3353.4701 | 4232.1366 | 3353.4701 | 4232.1366 | 29.635 | 28.0499 | 1 | 1 | 3353.4701 | 4232.1366 |  |  |  |  | 77.2 | #DIV/0! | #DIV/0! | #DIV/0! | #DIV/0! | #DIV/0! | #DIV/0! | #DIV/0! | #DIV/0! | #DIV/0! | #DIV/0! | #DIV/0! | #DIV/0! | #DIV/0! |  |  |  | 77.2 | #DIV/0! | #DIV/0! | #DIV/0! | #DIV/0! | #DIV/0! | #DIV/0! | #DIV/0! | #DIV/0! | #DIV/0! | #DIV/0! | #DIV/0! | #DIV/0! | #DIV/0! |  |  |  | 77.2 | #DIV/0! | #DIV/0! | #DIV/0! | #DIV/0! | #DIV/0! | #DIV/0! | #DIV/0! | #DIV/0! | #DIV/0! | #DIV/0! | #DIV/0! | #DIV/0! | #DIV/0! |  |  |  | 77.2 | #DIV/0! | #DIV/0! | #DIV/0! | #DIV/0! | #DIV/0! | #DIV/0! | #DIV/0! | #DIV/0! | #DIV/0! | #DIV/0! | #DIV/0! | #DIV/0! | #DIV/0! |  |  |  | 77.2 | #DIV/0! | #DIV/0! | #DIV/0! | #DIV/0! | #DIV/0! | #DIV/0! | #DIV/0! | #DIV/0! | #DIV/0! | #DIV/0! | #DIV/0! | #DIV/0! | #DIV/0! |  |  |  | 77.2 | #DIV/0! | #DIV/0! | #DIV/0! | #DIV/0! | #DIV/0! | #DIV/0! | #DIV/0! | #DIV/0! | #DIV/0! | #DIV/0! | #DIV/0! | #DIV/0! | #DIV/0! |  |  |  | 77.2 | #DIV/0! | #DIV/0! | #DIV/0! | #DIV/0! | #DIV/0! | #DIV/0! | #DIV/0! | #DIV/0! | #DIV/0! | #DIV/0! | #DIV/0! | #DIV/0! | #DIV/0!
[15 empty] | 77.3 | 89.0275 | 20.0632 | 3354.6859 | 4230.7857 | 3354.6859 | 4230.7857 | 29.6575 | 28.052 | 1 | 1 | 3354.6859 | 4230.7857 |  |  |  |  | 77.3 | #DIV/0! | #DIV/0! | #DIV/0! | #DIV/0! | #DIV/0! | #DIV/0! | #DIV/0! | #DIV/0! | #DIV/0! | #DIV/0! | #DIV/0! | #DIV/0! | #DIV/0! |  |  |  | 77.3 | #DIV/0! | #DIV/0! | #DIV/0! | #DIV/0! | #DIV/0! | #DIV/0! | #DIV/0! | #DIV/0! | #DIV/0! | #DIV/0! | #DIV/0! | #DIV/0! | #DIV/0! |  |  |  | 77.3 | #DIV/0! | #DIV/0! | #DIV/0! | #DIV/0! | #DIV/0! | #DIV/0! | #DIV/0! | #DIV/0! | #DIV/0! | #DIV/0! | #DIV/0! | #DIV/0! | #DIV/0! |  |  |  | 77.3 | #DIV/0! | #DIV/0! | #DIV/0! | #DIV/0! | #DIV/0! | #DIV/0! | #DIV/0! | #DIV/0! | #DIV/0! | #DIV/0! | #DIV/0! | #DIV/0! | #DIV/0! |  |  |  | 77.3 | #DIV/0! | #DIV/0! | #DIV/0! | #DIV/0! | #DIV/0! | #DIV/0! | #DIV/0! | #DIV/0! | #DIV/0! | #DIV/0! | #DIV/0! | #DIV/0! | #DIV/0! |  |  |  | 77.3 | #DIV/0! | #DIV/0! | #DIV/0! | #DIV/0! | #DIV/0! | #DIV/0! | #DIV/0! | #DIV/0! | #DIV/0! | #DIV/0! | #DIV/0! | #DIV/0! | #DIV/0! |  |  |  | 77.3 | #DIV/0! | #DIV/0! | #DIV/0! | #DIV/0! | #DIV/0! | #DIV/0! | #DIV/0! | #DIV/0! | #DIV/0! | #DIV/0! | #DIV/0! | #DIV/0! | #DIV/0!
[15 empty] | 77.4 | 89.0624 | 19.9078 | 3355.9028 | 4229.4347 | 3355.9028 | 4229.4347 | 29.6799 | 28.0541 | 1 | 1 | 3355.9028 | 4229.4347 |  |  |  |  | 77.4 | #DIV/0! | #DIV/0! | #DIV/0! | #DIV/0! | #DIV/0! | #DIV/0! | #DIV/0! | #DIV/0! | #DIV/0! | #DIV/0! | #DIV/0! | #DIV/0! | #DIV/0! |  |  |  | 77.4 | #DIV/0! | #DIV/0! | #DIV/0! | #DIV/0! | #DIV/0! | #DIV/0! | #DIV/0! | #DIV/0! | #DIV/0! | #DIV/0! | #DIV/0! | #DIV/0! | #DIV/0! |  |  |  | 77.4 | #DIV/0! | #DIV/0! | #DIV/0! | #DIV/0! | #DIV/0! | #DIV/0! | #DIV/0! | #DIV/0! | #DIV/0! | #DIV/0! | #DIV/0! | #DIV/0! | #DIV/0! |  |  |  | 77.4 | #DIV/0! | #DIV/0! | #DIV/0! | #DIV/0! | #DIV/0! | #DIV/0! | #DIV/0! | #DIV/0! | #DIV/0! | #DIV/0! | #DIV/0! | #DIV/0! | #DIV/0! |  |  |  | 77.4 | #DIV/0! | #DIV/0! | #DIV/0! | #DIV/0! | #DIV/0! | #DIV/0! | #DIV/0! | #DIV/0! | #DIV/0! | #DIV/0! | #DIV/0! | #DIV/0! | #DIV/0! |  |  |  | 77.4 | #DIV/0! | #DIV/0! | #DIV/0! | #DIV/0! | #DIV/0! | #DIV/0! | #DIV/0! | #DIV/0! | #DIV/0! | #DIV/0! | #DIV/0! | #DIV/0! | #DIV/0! |  |  |  | 77.4 | #DIV/0! | #DIV/0! | #DIV/0! | #DIV/0! | #DIV/0! | #DIV/0! | #DIV/0! | #DIV/0! | #DIV/0! | #DIV/0! | #DIV/0! | #DIV/0! | #DIV/0!
[15 empty] | 77.5 | 89.097 | 19.7523 | 3357.1207 | 4228.0837 | 3357.1207 | 4228.0837 | 29.7022 | 28.056 | 1 | 1 | 3357.1207 | 4228.0837 |  |  |  |  | 77.5 | #DIV/0! | #DIV/0! | #DIV/0! | #DIV/0! | #DIV/0! | #DIV/0! | #DIV/0! | #DIV/0! | #DIV/0! | #DIV/0! | #DIV/0! | #DIV/0! | #DIV/0! |  |  |  | 77.5 | #DIV/0! | #DIV/0! | #DIV/0! | #DIV/0! | #DIV/0! | #DIV/0! | #DIV/0! | #DIV/0! | #DIV/0! | #DIV/0! | #DIV/0! | #DIV/0! | #DIV/0! |  |  |  | 77.5 | #DIV/0! | #DIV/0! | #DIV/0! | #DIV/0! | #DIV/0! | #DIV/0! | #DIV/0! | #DIV/0! | #DIV/0! | #DIV/0! | #DIV/0! | #DIV/0! | #DIV/0! |  |  |  | 77.5 | #DIV/0! | #DIV/0! | #DIV/0! | #DIV/0! | #DIV/0! | #DIV/0! | #DIV/0! | #DIV/0! | #DIV/0! | #DIV/0! | #DIV/0! | #DIV/0! | #DIV/0! |  |  |  | 77.5 | #DIV/0! | #DIV/0! | #DIV/0! | #DIV/0! | #DIV/0! | #DIV/0! | #DIV/0! | #DIV/0! | #DIV/0! | #DIV/0! | #DIV/0! | #DIV/0! | #DIV/0! |  |  |  | 77.5 | #DIV/0! | #DIV/0! | #DIV/0! | #DIV/0! | #DIV/0! | #DIV/0! | #DIV/0! | #DIV/0! | #DIV/0! | #DIV/0! | #DIV/0! | #DIV/0! | #DIV/0! |  |  |  | 77.5 | #DIV/0! | #DIV/0! | #DIV/0! | #DIV/0! | #DIV/0! | #DIV/0! | #DIV/0! | #DIV/0! | #DIV/0! | #DIV/0! | #DIV/0! | #DIV/0! | #DIV/0!
[15 empty] | 77.6 | 89.1314 | 19.5968 | 3358.3396 | 4226.7327 | 3358.3396 | 4226.7327 | 29.7244 | 28.0579 | 1 | 1 | 3358.3396 | 4226.7327 |  |  |  |  | 77.6 | #DIV/0! | #DIV/0! | #DIV/0! | #DIV/0! | #DIV/0! | #DIV/0! | #DIV/0! | #DIV/0! | #DIV/0! | #DIV/0! | #DIV/0! | #DIV/0! | #DIV/0! |  |  |  | 77.6 | #DIV/0! | #DIV/0! | #DIV/0! | #DIV/0! | #DIV/0! | #DIV/0! | #DIV/0! | #DIV/0! | #DIV/0! | #DIV/0! | #DIV/0! | #DIV/0! | #DIV/0! |  |  |  | 77.6 | #DIV/0! | #DIV/0! | #DIV/0! | #DIV/0! | #DIV/0! | #DIV/0! | #DIV/0! | #DIV/0! | #DIV/0! | #DIV/0! | #DIV/0! | #DIV/0! | #DIV/0! |  |  |  | 77.6 | #DIV/0! | #DIV/0! | #DIV/0! | #DIV/0! | #DIV/0! | #DIV/0! | #DIV/0! | #DIV/0! | #DIV/0! | #DIV/0! | #DIV/0! | #DIV/0! | #DIV/0! |  |  |  | 77.6 | #DIV/0! | #DIV/0! | #DIV/0! | #DIV/0! | #DIV/0! | #DIV/0! | #DIV/0! | #DIV/0! | #DIV/0! | #DIV/0! | #DIV/0! | #DIV/0! | #DIV/0! |  |  |  | 77.6 | #DIV/0! | #DIV/0! | #DIV/0! | #DIV/0! | #DIV/0! | #DIV/0! | #DIV/0! | #DIV/0! | #DIV/0! | #DIV/0! | #DIV/0! | #DIV/0! | #DIV/0! |  |  |  | 77.6 | #DIV/0! | #DIV/0! | #DIV/0! | #DIV/0! | #DIV/0! | #DIV/0! | #DIV/0! | #DIV/0! | #DIV/0! | #DIV/0! | #DIV/0! | #DIV/0! | #DIV/0!
[15 empty] | 77.7 | 89.1654 | 19.4412 | 3359.5596 | 4225.3816 | 3359.5596 | 4225.3816 | 29.7466 | 28.0596 | 1 | 1 | 3359.5596 | 4225.3816 |  |  |  |  | 77.7 | #DIV/0! | #DIV/0! | #DIV/0! | #DIV/0! | #DIV/0! | #DIV/0! | #DIV/0! | #DIV/0! | #DIV/0! | #DIV/0! | #DIV/0! | #DIV/0! | #DIV/0! |  |  |  | 77.7 | #DIV/0! | #DIV/0! | #DIV/0! | #DIV/0! | #DIV/0! | #DIV/0! | #DIV/0! | #DIV/0! | #DIV/0! | #DIV/0! | #DIV/0! | #DIV/0! | #DIV/0! |  |  |  | 77.7 | #DIV/0! | #DIV/0! | #DIV/0! | #DIV/0! | #DIV/0! | #DIV/0! | #DIV/0! | #DIV/0! | #DIV/0! | #DIV/0! | #DIV/0! | #DIV/0! | #DIV/0! |  |  |  | 77.7 | #DIV/0! | #DIV/0! | #DIV/0! | #DIV/0! | #DIV/0! | #DIV/0! | #DIV/0! | #DIV/0! | #DIV/0! | #DIV/0! | #DIV/0! | #DIV/0! | #DIV/0! |  |  |  | 77.7 | #DIV/0! | #DIV/0! | #DIV/0! | #DIV/0! | #DIV/0! | #DIV/0! | #DIV/0! | #DIV/0! | #DIV/0! | #DIV/0! | #DIV/0! | #DIV/0! | #DIV/0! |  |  |  | 77.7 | #DIV/0! | #DIV/0! | #DIV/0! | #DIV/0! | #DIV/0! | #DIV/0! | #DIV/0! | #DIV/0! | #DIV/0! | #DIV/0! | #DIV/0! | #DIV/0! | #DIV/0! |  |  |  | 77.7 | #DIV/0! | #DIV/0! | #DIV/0! | #DIV/0! | #DIV/0! | #DIV/0! | #DIV/0! | #DIV/0! | #DIV/0! | #DIV/0! | #DIV/0! | #DIV/0! | #DIV/0!
[15 empty] | 77.8 | 89.1992 | 19.2856 | 3360.7805 | 4224.0305 | 3360.7805 | 4224.0305 | 29.7687 | 28.0613 | 1 | 1 | 3360.7805 | 4224.0305 |  |  |  |  | 77.8 | #DIV/0! | #DIV/0! | #DIV/0! | #DIV/0! | #DIV/0! | #DIV/0! | #DIV/0! | #DIV/0! | #DIV/0! | #DIV/0! | #DIV/0! | #DIV/0! | #DIV/0! |  |  |  | 77.8 | #DIV/0! | #DIV/0! | #DIV/0! | #DIV/0! | #DIV/0! | #DIV/0! | #DIV/0! | #DIV/0! | #DIV/0! | #DIV/0! | #DIV/0! | #DIV/0! | #DIV/0! |  |  |  | 77.8 | #DIV/0! | #DIV/0! | #DIV/0! | #DIV/0! | #DIV/0! | #DIV/0! | #DIV/0! | #DIV/0! | #DIV/0! | #DIV/0! | #DIV/0! | #DIV/0! | #DIV/0! |  |  |  | 77.8 | #DIV/0! | #DIV/0! | #DIV/0! | #DIV/0! | #DIV/0! | #DIV/0! | #DIV/0! | #DIV/0! | #DIV/0! | #DIV/0! | #DIV/0! | #DIV/0! | #DIV/0! |  |  |  | 77.8 | #DIV/0! | #DIV/0! | #DIV/0! | #DIV/0! | #DIV/0! | #DIV/0! | #DIV/0! | #DIV/0! | #DIV/0! | #DIV/0! | #DIV/0! | #DIV/0! | #DIV/0! |  |  |  | 77.8 | #DIV/0! | #DIV/0! | #DIV/0! | #DIV/0! | #DIV/0! | #DIV/0! | #DIV/0! | #DIV/0! | #DIV/0! | #DIV/0! | #DIV/0! | #DIV/0! | #DIV/0! |  |  |  | 77.8 | #DIV/0! | #DIV/0! | #DIV/0! | #DIV/0! | #DIV/0! | #DIV/0! | #DIV/0! | #DIV/0! | #DIV/0! | #DIV/0! | #DIV/0! | #DIV/0! | #DIV/0!
[15 empty] | 77.9 | 89.2328 | 19.1298 | 3362.0025 | 4222.6794 | 3362.0025 | 4222.6794 | 29.7907 | 28.0628 | 1 | 1 | 3362.0025 | 4222.6794 |  |  |  |  | 77.9 | #DIV/0! | #DIV/0! | #DIV/0! | #DIV/0! | #DIV/0! | #DIV/0! | #DIV/0! | #DIV/0! | #DIV/0! | #DIV/0! | #DIV/0! | #DIV/0! | #DIV/0! |  |  |  | 77.9 | #DIV/0! | #DIV/0! | #DIV/0! | #DIV/0! | #DIV/0! | #DIV/0! | #DIV/0! | #DIV/0! | #DIV/0! | #DIV/0! | #DIV/0! | #DIV/0! | #DIV/0! |  |  |  | 77.9 | #DIV/0! | #DIV/0! | #DIV/0! | #DIV/0! | #DIV/0! | #DIV/0! | #DIV/0! | #DIV/0! | #DIV/0! | #DIV/0! | #DIV/0! | #DIV/0! | #DIV/0! |  |  |  | 77.9 | #DIV/0! | #DIV/0! | #DIV/0! | #DIV/0! | #DIV/0! | #DIV/0! | #DIV/0! | #DIV/0! | #DIV/0! | #DIV/0! | #DIV/0! | #DIV/0! | #DIV/0! |  |  |  | 77.9 | #DIV/0! | #DIV/0! | #DIV/0! | #DIV/0! | #DIV/0! | #DIV/0! | #DIV/0! | #DIV/0! | #DIV/0! | #DIV/0! | #DIV/0! | #DIV/0! | #DIV/0! |  |  |  | 77.9 | #DIV/0! | #DIV/0! | #DIV/0! | #DIV/0! | #DIV/0! | #DIV/0! | #DIV/0! | #DIV/0! | #DIV/0! | #DIV/0! | #DIV/0! | #DIV/0! | #DIV/0! |  |  |  | 77.9 | #DIV/0! | #DIV/0! | #DIV/0! | #DIV/0! | #DIV/0! | #DIV/0! | #DIV/0! | #DIV/0! | #DIV/0! | #DIV/0! | #DIV/0! | #DIV/0! | #DIV/0!
[15 empty] | 78 | 89.266 | 18.9741 | 3363.2256 | 4221.3283 | 3363.2256 | 4221.3283 | 29.8126 | 28.0643 | 1 | 1 | 3363.2256 | 4221.3283 |  |  |  |  | 78 | #DIV/0! | #DIV/0! | #DIV/0! | #DIV/0! | #DIV/0! | #DIV/0! | #DIV/0! | #DIV/0! | #DIV/0! | #DIV/0! | #DIV/0! | #DIV/0! | #DIV/0! |  |  |  | 78 | #DIV/0! | #DIV/0! | #DIV/0! | #DIV/0! | #DIV/0! | #DIV/0! | #DIV/0! | #DIV/0! | #DIV/0! | #DIV/0! | #DIV/0! | #DIV/0! | #DIV/0! |  |  |  | 78 | #DIV/0! | #DIV/0! | #DIV/0! | #DIV/0! | #DIV/0! | #DIV/0! | #DIV/0! | #DIV/0! | #DIV/0! | #DIV/0! | #DIV/0! | #DIV/0! | #DIV/0! |  |  |  | 78 | #DIV/0! | #DIV/0! | #DIV/0! | #DIV/0! | #DIV/0! | #DIV/0! | #DIV/0! | #DIV/0! | #DIV/0! | #DIV/0! | #DIV/0! | #DIV/0! | #DIV/0! |  |  |  | 78 | #DIV/0! | #DIV/0! | #DIV/0! | #DIV/0! | #DIV/0! | #DIV/0! | #DIV/0! | #DIV/0! | #DIV/0! | #DIV/0! | #DIV/0! | #DIV/0! | #DIV/0! |  |  |  | 78 | #DIV/0! | #DIV/0! | #DIV/0! | #DIV/0! | #DIV/0! | #DIV/0! | #DIV/0! | #DIV/0! | #DIV/0! | #DIV/0! | #DIV/0! | #DIV/0! | #DIV/0! |  |  |  | 78 | #DIV/0! | #DIV/0! | #DIV/0! | #DIV/0! | #DIV/0! | #DIV/0! | #DIV/0! | #DIV/0! | #DIV/0! | #DIV/0! | #DIV/0! | #DIV/0! | #DIV/0!
[15 empty] | 78.1 | 89.299 | 18.8182 | 3364.4496 | 4219.9771 | 3364.4496 | 4219.9771 | 29.8345 | 28.0657 | 1 | 1 | 3364.4496 | 4219.9771 |  |  |  |  | 78.1 | #DIV/0! | #DIV/0! | #DIV/0! | #DIV/0! | #DIV/0! | #DIV/0! | #DIV/0! | #DIV/0! | #DIV/0! | #DIV/0! | #DIV/0! | #DIV/0! | #DIV/0! |  |  |  | 78.1 | #DIV/0! | #DIV/0! | #DIV/0! | #DIV/0! | #DIV/0! | #DIV/0! | #DIV/0! | #DIV/0! | #DIV/0! | #DIV/0! | #DIV/0! | #DIV/0! | #DIV/0! |  |  |  | 78.1 | #DIV/0! | #DIV/0! | #DIV/0! | #DIV/0! | #DIV/0! | #DIV/0! | #DIV/0! | #DIV/0! | #DIV/0! | #DIV/0! | #DIV/0! | #DIV/0! | #DIV/0! |  |  |  | 78.1 | #DIV/0! | #DIV/0! | #DIV/0! | #DIV/0! | #DIV/0! | #DIV/0! | #DIV/0! | #DIV/0! | #DIV/0! | #DIV/0! | #DIV/0! | #DIV/0! | #DIV/0! |  |  |  | 78.1 | #DIV/0! | #DIV/0! | #DIV/0! | #DIV/0! | #DIV/0! | #DIV/0! | #DIV/0! | #DIV/0! | #DIV/0! | #DIV/0! | #DIV/0! | #DIV/0! | #DIV/0! |  |  |  | 78.1 | #DIV/0! | #DIV/0! | #DIV/0! | #DIV/0! | #DIV/0! | #DIV/0! | #DIV/0! | #DIV/0! | #DIV/0! | #DIV/0! | #DIV/0! | #DIV/0! | #DIV/0! |  |  |  | 78.1 | #DIV/0! | #DIV/0! | #DIV/0! | #DIV/0! | #DIV/0! | #DIV/0! | #DIV/0! | #DIV/0! | #DIV/0! | #DIV/0! | #DIV/0! | #DIV/0! | #DIV/0!
[15 empty] | 78.2 | 89.3317 | 18.6624 | 3365.6746 | 4218.626 | 3365.6746 | 4218.626 | 29.8563 | 28.067 | 1 | 1 | 3365.6746 | 4218.626 |  |  |  |  | 78.2 | #DIV/0! | #DIV/0! | #DIV/0! | #DIV/0! | #DIV/0! | #DIV/0! | #DIV/0! | #DIV/0! | #DIV/0! | #DIV/0! | #DIV/0! | #DIV/0! | #DIV/0! |  |  |  | 78.2 | #DIV/0! | #DIV/0! | #DIV/0! | #DIV/0! | #DIV/0! | #DIV/0! | #DIV/0! | #DIV/0! | #DIV/0! | #DIV/0! | #DIV/0! | #DIV/0! | #DIV/0! |  |  |  | 78.2 | #DIV/0! | #DIV/0! | #DIV/0! | #DIV/0! | #DIV/0! | #DIV/0! | #DIV/0! | #DIV/0! | #DIV/0! | #DIV/0! | #DIV/0! | #DIV/0! | #DIV/0! |  |  |  | 78.2 | #DIV/0! | #DIV/0! | #DIV/0! | #DIV/0! | #DIV/0! | #DIV/0! | #DIV/0! | #DIV/0! | #DIV/0! | #DIV/0! | #DIV/0! | #DIV/0! | #DIV/0! |  |  |  | 78.2 | #DIV/0! | #DIV/0! | #DIV/0! | #DIV/0! | #DIV/0! | #DIV/0! | #DIV/0! | #DIV/0! | #DIV/0! | #DIV/0! | #DIV/0! | #DIV/0! | #DIV/0! |  |  |  | 78.2 | #DIV/0! | #DIV/0! | #DIV/0! | #DIV/0! | #DIV/0! | #DIV/0! | #DIV/0! | #DIV/0! | #DIV/0! | #DIV/0! | #DIV/0! | #DIV/0! | #DIV/0! |  |  |  | 78.2 | #DIV/0! | #DIV/0! | #DIV/0! | #DIV/0! | #DIV/0! | #DIV/0! | #DIV/0! | #DIV/0! | #DIV/0! | #DIV/0! | #DIV/0! | #DIV/0! | #DIV/0!
[15 empty] | 78.3 | 89.3641 | 18.5064 | 3366.9007 | 4217.2748 | 3366.9007 | 4217.2748 | 29.878 | 28.0682 | 1 | 1 | 3366.9007 | 4217.2748 |  |  |  |  | 78.3 | #DIV/0! | #DIV/0! | #DIV/0! | #DIV/0! | #DIV/0! | #DIV/0! | #DIV/0! | #DIV/0! | #DIV/0! | #DIV/0! | #DIV/0! | #DIV/0! | #DIV/0! |  |  |  | 78.3 | #DIV/0! | #DIV/0! | #DIV/0! | #DIV/0! | #DIV/0! | #DIV/0! | #DIV/0! | #DIV/0! | #DIV/0! | #DIV/0! | #DIV/0! | #DIV/0! | #DIV/0! |  |  |  | 78.3 | #DIV/0! | #DIV/0! | #DIV/0! | #DIV/0! | #DIV/0! | #DIV/0! | #DIV/0! | #DIV/0! | #DIV/0! | #DIV/0! | #DIV/0! | #DIV/0! | #DIV/0! |  |  |  | 78.3 | #DIV/0! | #DIV/0! | #DIV/0! | #DIV/0! | #DIV/0! | #DIV/0! | #DIV/0! | #DIV/0! | #DIV/0! | #DIV/0! | #DIV/0! | #DIV/0! | #DIV/0! |  |  |  | 78.3 | #DIV/0! | #DIV/0! | #DIV/0! | #DIV/0! | #DIV/0! | #DIV/0! | #DIV/0! | #DIV/0! | #DIV/0! | #DIV/0! | #DIV/0! | #DIV/0! | #DIV/0! |  |  |  | 78.3 | #DIV/0! | #DIV/0! | #DIV/0! | #DIV/0! | #DIV/0! | #DIV/0! | #DIV/0! | #DIV/0! | #DIV/0! | #DIV/0! | #DIV/0! | #DIV/0! | #DIV/0! |  |  |  | 78.3 | #DIV/0! | #DIV/0! | #DIV/0! | #DIV/0! | #DIV/0! | #DIV/0! | #DIV/0! | #DIV/0! | #DIV/0! | #DIV/0! | #DIV/0! | #DIV/0! | #DIV/0!
[15 empty] | 78.4 | 89.3963 | 18.3504 | 3368.1277 | 4215.9236 | 3368.1277 | 4215.9236 | 29.8996 | 28.0693 | 1 | 1 | 3368.1277 | 4215.9236 |  |  |  |  | 78.4 | #DIV/0! | #DIV/0! | #DIV/0! | #DIV/0! | #DIV/0! | #DIV/0! | #DIV/0! | #DIV/0! | #DIV/0! | #DIV/0! | #DIV/0! | #DIV/0! | #DIV/0! |  |  |  | 78.4 | #DIV/0! | #DIV/0! | #DIV/0! | #DIV/0! | #DIV/0! | #DIV/0! | #DIV/0! | #DIV/0! | #DIV/0! | #DIV/0! | #DIV/0! | #DIV/0! | #DIV/0! |  |  |  | 78.4 | #DIV/0! | #DIV/0! | #DIV/0! | #DIV/0! | #DIV/0! | #DIV/0! | #DIV/0! | #DIV/0! | #DIV/0! | #DIV/0! | #DIV/0! | #DIV/0! | #DIV/0! |  |  |  | 78.4 | #DIV/0! | #DIV/0! | #DIV/0! | #DIV/0! | #DIV/0! | #DIV/0! | #DIV/0! | #DIV/0! | #DIV/0! | #DIV/0! | #DIV/0! | #DIV/0! | #DIV/0! |  |  |  | 78.4 | #DIV/0! | #DIV/0! | #DIV/0! | #DIV/0! | #DIV/0! | #DIV/0! | #DIV/0! | #DIV/0! | #DIV/0! | #DIV/0! | #DIV/0! | #DIV/0! | #DIV/0! |  |  |  | 78.4 | #DIV/0! | #DIV/0! | #DIV/0! | #DIV/0! | #DIV/0! | #DIV/0! | #DIV/0! | #DIV/0! | #DIV/0! | #DIV/0! | #DIV/0! | #DIV/0! | #DIV/0! |  |  |  | 78.4 | #DIV/0! | #DIV/0! | #DIV/0! | #DIV/0! | #DIV/0! | #DIV/0! | #DIV/0! | #DIV/0! | #DIV/0! | #DIV/0! | #DIV/0! | #DIV/0! | #DIV/0!
[15 empty] | 78.5 | 89.4282 | 18.1944 | 3369.3558 | 4214.5724 | 3369.3558 | 4214.5724 | 29.9212 | 28.0703 | 1 | 1 | 3369.3558 | 4214.5724 |  |  |  |  | 78.5 | #DIV/0! | #DIV/0! | #DIV/0! | #DIV/0! | #DIV/0! | #DIV/0! | #DIV/0! | #DIV/0! | #DIV/0! | #DIV/0! | #DIV/0! | #DIV/0! | #DIV/0! |  |  |  | 78.5 | #DIV/0! | #DIV/0! | #DIV/0! | #DIV/0! | #DIV/0! | #DIV/0! | #DIV/0! | #DIV/0! | #DIV/0! | #DIV/0! | #DIV/0! | #DIV/0! | #DIV/0! |  |  |  | 78.5 | #DIV/0! | #DIV/0! | #DIV/0! | #DIV/0! | #DIV/0! | #DIV/0! | #DIV/0! | #DIV/0! | #DIV/0! | #DIV/0! | #DIV/0! | #DIV/0! | #DIV/0! |  |  |  | 78.5 | #DIV/0! | #DIV/0! | #DIV/0! | #DIV/0! | #DIV/0! | #DIV/0! | #DIV/0! | #DIV/0! | #DIV/0! | #DIV/0! | #DIV/0! | #DIV/0! | #DIV/0! |  |  |  | 78.5 | #DIV/0! | #DIV/0! | #DIV/0! | #DIV/0! | #DIV/0! | #DIV/0! | #DIV/0! | #DIV/0! | #DIV/0! | #DIV/0! | #DIV/0! | #DIV/0! | #DIV/0! |  |  |  | 78.5 | #DIV/0! | #DIV/0! | #DIV/0! | #DIV/0! | #DIV/0! | #DIV/0! | #DIV/0! | #DIV/0! | #DIV/0! | #DIV/0! | #DIV/0! | #DIV/0! | #DIV/0! |  |  |  | 78.5 | #DIV/0! | #DIV/0! | #DIV/0! | #DIV/0! | #DIV/0! | #DIV/0! | #DIV/0! | #DIV/0! | #DIV/0! | #DIV/0! | #DIV/0! | #DIV/0! | #DIV/0!
[15 empty] | 78.6 | 89.4598 | 18.0383 | 3370.5849 | 4213.2213 | 3370.5849 | 4213.2213 | 29.9427 | 28.0712 | 1 | 1 | 3370.5849 | 4213.2213 |  |  |  |  | 78.6 | #DIV/0! | #DIV/0! | #DIV/0! | #DIV/0! | #DIV/0! | #DIV/0! | #DIV/0! | #DIV/0! | #DIV/0! | #DIV/0! | #DIV/0! | #DIV/0! | #DIV/0! |  |  |  | 78.6 | #DIV/0! | #DIV/0! | #DIV/0! | #DIV/0! | #DIV/0! | #DIV/0! | #DIV/0! | #DIV/0! | #DIV/0! | #DIV/0! | #DIV/0! | #DIV/0! | #DIV/0! |  |  |  | 78.6 | #DIV/0! | #DIV/0! | #DIV/0! | #DIV/0! | #DIV/0! | #DIV/0! | #DIV/0! | #DIV/0! | #DIV/0! | #DIV/0! | #DIV/0! | #DIV/0! | #DIV/0! |  |  |  | 78.6 | #DIV/0! | #DIV/0! | #DIV/0! | #DIV/0! | #DIV/0! | #DIV/0! | #DIV/0! | #DIV/0! | #DIV/0! | #DIV/0! | #DIV/0! | #DIV/0! | #DIV/0! |  |  |  | 78.6 | #DIV/0! | #DIV/0! | #DIV/0! | #DIV/0! | #DIV/0! | #DIV/0! | #DIV/0! | #DIV/0! | #DIV/0! | #DIV/0! | #DIV/0! | #DIV/0! | #DIV/0! |  |  |  | 78.6 | #DIV/0! | #DIV/0! | #DIV/0! | #DIV/0! | #DIV/0! | #DIV/0! | #DIV/0! | #DIV/0! | #DIV/0! | #DIV/0! | #DIV/0! | #DIV/0! | #DIV/0! |  |  |  | 78.6 | #DIV/0! | #DIV/0! | #DIV/0! | #DIV/0! | #DIV/0! | #DIV/0! | #DIV/0! | #DIV/0! | #DIV/0! | #DIV/0! | #DIV/0! | #DIV/0! | #DIV/0!
[15 empty] | 78.7 | 89.4911 | 17.8821 | 3371.8149 | 4211.8701 | 3371.8149 | 4211.8701 | 29.9641 | 28.0721 | 1 | 1 | 3371.8149 | 4211.8701 |  |  |  |  | 78.7 | #DIV/0! | #DIV/0! | #DIV/0! | #DIV/0! | #DIV/0! | #DIV/0! | #DIV/0! | #DIV/0! | #DIV/0! | #DIV/0! | #DIV/0! | #DIV/0! | #DIV/0! |  |  |  | 78.7 | #DIV/0! | #DIV/0! | #DIV/0! | #DIV/0! | #DIV/0! | #DIV/0! | #DIV/0! | #DIV/0! | #DIV/0! | #DIV/0! | #DIV/0! | #DIV/0! | #DIV/0! |  |  |  | 78.7 | #DIV/0! | #DIV/0! | #DIV/0! | #DIV/0! | #DIV/0! | #DIV/0! | #DIV/0! | #DIV/0! | #DIV/0! | #DIV/0! | #DIV/0! | #DIV/0! | #DIV/0! |  |  |  | 78.7 | #DIV/0! | #DIV/0! | #DIV/0! | #DIV/0! | #DIV/0! | #DIV/0! | #DIV/0! | #DIV/0! | #DIV/0! | #DIV/0! | #DIV/0! | #DIV/0! | #DIV/0! |  |  |  | 78.7 | #DIV/0! | #DIV/0! | #DIV/0! | #DIV/0! | #DIV/0! | #DIV/0! | #DIV/0! | #DIV/0! | #DIV/0! | #DIV/0! | #DIV/0! | #DIV/0! | #DIV/0! |  |  |  | 78.7 | #DIV/0! | #DIV/0! | #DIV/0! | #DIV/0! | #DIV/0! | #DIV/0! | #DIV/0! | #DIV/0! | #DIV/0! | #DIV/0! | #DIV/0! | #DIV/0! | #DIV/0! |  |  |  | 78.7 | #DIV/0! | #DIV/0! | #DIV/0! | #DIV/0! | #DIV/0! | #DIV/0! | #DIV/0! | #DIV/0! | #DIV/0! | #DIV/0! | #DIV/0! | #DIV/0! | #DIV/0!
[15 empty] | 78.8 | 89.5222 | 17.7259 | 3373.0459 | 4210.519 | 3373.0459 | 4210.519 | 29.9855 | 28.0728 | 1 | 1 | 3373.0459 | 4210.519 |  |  |  |  | 78.8 | #DIV/0! | #DIV/0! | #DIV/0! | #DIV/0! | #DIV/0! | #DIV/0! | #DIV/0! | #DIV/0! | #DIV/0! | #DIV/0! | #DIV/0! | #DIV/0! | #DIV/0! |  |  |  | 78.8 | #DIV/0! | #DIV/0! | #DIV/0! | #DIV/0! | #DIV/0! | #DIV/0! | #DIV/0! | #DIV/0! | #DIV/0! | #DIV/0! | #DIV/0! | #DIV/0! | #DIV/0! |  |  |  | 78.8 | #DIV/0! | #DIV/0! | #DIV/0! | #DIV/0! | #DIV/0! | #DIV/0! | #DIV/0! | #DIV/0! | #DIV/0! | #DIV/0! | #DIV/0! | #DIV/0! | #DIV/0! |  |  |  | 78.8 | #DIV/0! | #DIV/0! | #DIV/0! | #DIV/0! | #DIV/0! | #DIV/0! | #DIV/0! | #DIV/0! | #DIV/0! | #DIV/0! | #DIV/0! | #DIV/0! | #DIV/0! |  |  |  | 78.8 | #DIV/0! | #DIV/0! | #DIV/0! | #DIV/0! | #DIV/0! | #DIV/0! | #DIV/0! | #DIV/0! | #DIV/0! | #DIV/0! | #DIV/0! | #DIV/0! | #DIV/0! |  |  |  | 78.8 | #DIV/0! | #DIV/0! | #DIV/0! | #DIV/0! | #DIV/0! | #DIV/0! | #DIV/0! | #DIV/0! | #DIV/0! | #DIV/0! | #DIV/0! | #DIV/0! | #DIV/0! |  |  |  | 78.8 | #DIV/0! | #DIV/0! | #DIV/0! | #DIV/0! | #DIV/0! | #DIV/0! | #DIV/0! | #DIV/0! | #DIV/0! | #DIV/0! | #DIV/0! | #DIV/0! | #DIV/0!
[15 empty] | 78.9 | 89.553 | 17.5696 | 3374.278 | 4209.1679 | 3374.278 | 4209.1679 | 30.0068 | 28.0734 | 1 | 1 | 3374.278 | 4209.1679 |  |  |  |  | 78.9 | #DIV/0! | #DIV/0! | #DIV/0! | #DIV/0! | #DIV/0! | #DIV/0! | #DIV/0! | #DIV/0! | #DIV/0! | #DIV/0! | #DIV/0! | #DIV/0! | #DIV/0! |  |  |  | 78.9 | #DIV/0! | #DIV/0! | #DIV/0! | #DIV/0! | #DIV/0! | #DIV/0! | #DIV/0! | #DIV/0! | #DIV/0! | #DIV/0! | #DIV/0! | #DIV/0! | #DIV/0! |  |  |  | 78.9 | #DIV/0! | #DIV/0! | #DIV/0! | #DIV/0! | #DIV/0! | #DIV/0! | #DIV/0! | #DIV/0! | #DIV/0! | #DIV/0! | #DIV/0! | #DIV/0! | #DIV/0! |  |  |  | 78.9 | #DIV/0! | #DIV/0! | #DIV/0! | #DIV/0! | #DIV/0! | #DIV/0! | #DIV/0! | #DIV/0! | #DIV/0! | #DIV/0! | #DIV/0! | #DIV/0! | #DIV/0! |  |  |  | 78.9 | #DIV/0! | #DIV/0! | #DIV/0! | #DIV/0! | #DIV/0! | #DIV/0! | #DIV/0! | #DIV/0! | #DIV/0! | #DIV/0! | #DIV/0! | #DIV/0! | #DIV/0! |  |  |  | 78.9 | #DIV/0! | #DIV/0! | #DIV/0! | #DIV/0! | #DIV/0! | #DIV/0! | #DIV/0! | #DIV/0! | #DIV/0! | #DIV/0! | #DIV/0! | #DIV/0! | #DIV/0! |  |  |  | 78.9 | #DIV/0! | #DIV/0! | #DIV/0! | #DIV/0! | #DIV/0! | #DIV/0! | #DIV/0! | #DIV/0! | #DIV/0! | #DIV/0! | #DIV/0! | #DIV/0! | #DIV/0!
[15 empty] | 79 | 89.5836 | 17.4133 | 3375.511 | 4207.8168 | 3375.511 | 4207.8168 | 30.028 | 28.074 | 1 | 1 | 3375.511 | 4207.8168 |  |  |  |  | 79 | #DIV/0! | #DIV/0! | #DIV/0! | #DIV/0! | #DIV/0! | #DIV/0! | #DIV/0! | #DIV/0! | #DIV/0! | #DIV/0! | #DIV/0! | #DIV/0! | #DIV/0! |  |  |  | 79 | #DIV/0! | #DIV/0! | #DIV/0! | #DIV/0! | #DIV/0! | #DIV/0! | #DIV/0! | #DIV/0! | #DIV/0! | #DIV/0! | #DIV/0! | #DIV/0! | #DIV/0! |  |  |  | 79 | #DIV/0! | #DIV/0! | #DIV/0! | #DIV/0! | #DIV/0! | #DIV/0! | #DIV/0! | #DIV/0! | #DIV/0! | #DIV/0! | #DIV/0! | #DIV/0! | #DIV/0! |  |  |  | 79 | #DIV/0! | #DIV/0! | #DIV/0! | #DIV/0! | #DIV/0! | #DIV/0! | #DIV/0! | #DIV/0! | #DIV/0! | #DIV/0! | #DIV/0! | #DIV/0! | #DIV/0! |  |  |  | 79 | #DIV/0! | #DIV/0! | #DIV/0! | #DIV/0! | #DIV/0! | #DIV/0! | #DIV/0! | #DIV/0! | #DIV/0! | #DIV/0! | #DIV/0! | #DIV/0! | #DIV/0! |  |  |  | 79 | #DIV/0! | #DIV/0! | #DIV/0! | #DIV/0! | #DIV/0! | #DIV/0! | #DIV/0! | #DIV/0! | #DIV/0! | #DIV/0! | #DIV/0! | #DIV/0! | #DIV/0! |  |  |  | 79 | #DIV/0! | #DIV/0! | #DIV/0! | #DIV/0! | #DIV/0! | #DIV/0! | #DIV/0! | #DIV/0! | #DIV/0! | #DIV/0! | #DIV/0! | #DIV/0! | #DIV/0!
[15 empty] | 79.1 | 89.6138 | 17.2569 | 3376.745 | 4206.4657 | 3376.745 | 4206.4657 | 30.0491 | 28.0745 | 1 | 1 | 3376.745 | 4206.4657 |  |  |  |  | 79.1 | #DIV/0! | #DIV/0! | #DIV/0! | #DIV/0! | #DIV/0! | #DIV/0! | #DIV/0! | #DIV/0! | #DIV/0! | #DIV/0! | #DIV/0! | #DIV/0! | #DIV/0! |  |  |  | 79.1 | #DIV/0! | #DIV/0! | #DIV/0! | #DIV/0! | #DIV/0! | #DIV/0! | #DIV/0! | #DIV/0! | #DIV/0! | #DIV/0! | #DIV/0! | #DIV/0! | #DIV/0! |  |  |  | 79.1 | #DIV/0! | #DIV/0! | #DIV/0! | #DIV/0! | #DIV/0! | #DIV/0! | #DIV/0! | #DIV/0! | #DIV/0! | #DIV/0! | #DIV/0! | #DIV/0! | #DIV/0! |  |  |  | 79.1 | #DIV/0! | #DIV/0! | #DIV/0! | #DIV/0! | #DIV/0! | #DIV/0! | #DIV/0! | #DIV/0! | #DIV/0! | #DIV/0! | #DIV/0! | #DIV/0! | #DIV/0! |  |  |  | 79.1 | #DIV/0! | #DIV/0! | #DIV/0! | #DIV/0! | #DIV/0! | #DIV/0! | #DIV/0! | #DIV/0! | #DIV/0! | #DIV/0! | #DIV/0! | #DIV/0! | #DIV/0! |  |  |  | 79.1 | #DIV/0! | #DIV/0! | #DIV/0! | #DIV/0! | #DIV/0! | #DIV/0! | #DIV/0! | #DIV/0! | #DIV/0! | #DIV/0! | #DIV/0! | #DIV/0! | #DIV/0! |  |  |  | 79.1 | #DIV/0! | #DIV/0! | #DIV/0! | #DIV/0! | #DIV/0! | #DIV/0! | #DIV/0! | #DIV/0! | #DIV/0! | #DIV/0! | #DIV/0! | #DIV/0! | #DIV/0!
[15 empty] | 79.2 | 89.6438 | 17.1005 | 3377.98 | 4205.1147 | 3377.98 | 4205.1147 | 30.0701 | 28.0748 | 1 | 1 | 3377.98 | 4205.1147 |  |  |  |  | 79.2 | #DIV/0! | #DIV/0! | #DIV/0! | #DIV/0! | #DIV/0! | #DIV/0! | #DIV/0! | #DIV/0! | #DIV/0! | #DIV/0! | #DIV/0! | #DIV/0! | #DIV/0! |  |  |  | 79.2 | #DIV/0! | #DIV/0! | #DIV/0! | #DIV/0! | #DIV/0! | #DIV/0! | #DIV/0! | #DIV/0! | #DIV/0! | #DIV/0! | #DIV/0! | #DIV/0! | #DIV/0! |  |  |  | 79.2 | #DIV/0! | #DIV/0! | #DIV/0! | #DIV/0! | #DIV/0! | #DIV/0! | #DIV/0! | #DIV/0! | #DIV/0! | #DIV/0! | #DIV/0! | #DIV/0! | #DIV/0! |  |  |  | 79.2 | #DIV/0! | #DIV/0! | #DIV/0! | #DIV/0! | #DIV/0! | #DIV/0! | #DIV/0! | #DIV/0! | #DIV/0! | #DIV/0! | #DIV/0! | #DIV/0! | #DIV/0! |  |  |  | 79.2 | #DIV/0! | #DIV/0! | #DIV/0! | #DIV/0! | #DIV/0! | #DIV/0! | #DIV/0! | #DIV/0! | #DIV/0! | #DIV/0! | #DIV/0! | #DIV/0! | #DIV/0! |  |  |  | 79.2 | #DIV/0! | #DIV/0! | #DIV/0! | #DIV/0! | #DIV/0! | #DIV/0! | #DIV/0! | #DIV/0! | #DIV/0! | #DIV/0! | #DIV/0! | #DIV/0! | #DIV/0! |  |  |  | 79.2 | #DIV/0! | #DIV/0! | #DIV/0! | #DIV/0! | #DIV/0! | #DIV/0! | #DIV/0! | #DIV/0! | #DIV/0! | #DIV/0! | #DIV/0! | #DIV/0! | #DIV/0!
[15 empty] | 79.3 | 89.6735 | 16.944 | 3379.2159 | 4203.7637 | 3379.2159 | 4203.7637 | 30.0911 | 28.0751 | 1 | 1 | 3379.2159 | 4203.7637 |  |  |  |  | 79.3 | #DIV/0! | #DIV/0! | #DIV/0! | #DIV/0! | #DIV/0! | #DIV/0! | #DIV/0! | #DIV/0! | #DIV/0! | #DIV/0! | #DIV/0! | #DIV/0! | #DIV/0! |  |  |  | 79.3 | #DIV/0! | #DIV/0! | #DIV/0! | #DIV/0! | #DIV/0! | #DIV/0! | #DIV/0! | #DIV/0! | #DIV/0! | #DIV/0! | #DIV/0! | #DIV/0! | #DIV/0! |  |  |  | 79.3 | #DIV/0! | #DIV/0! | #DIV/0! | #DIV/0! | #DIV/0! | #DIV/0! | #DIV/0! | #DIV/0! | #DIV/0! | #DIV/0! | #DIV/0! | #DIV/0! | #DIV/0! |  |  |  | 79.3 | #DIV/0! | #DIV/0! | #DIV/0! | #DIV/0! | #DIV/0! | #DIV/0! | #DIV/0! | #DIV/0! | #DIV/0! | #DIV/0! | #DIV/0! | #DIV/0! | #DIV/0! |  |  |  | 79.3 | #DIV/0! | #DIV/0! | #DIV/0! | #DIV/0! | #DIV/0! | #DIV/0! | #DIV/0! | #DIV/0! | #DIV/0! | #DIV/0! | #DIV/0! | #DIV/0! | #DIV/0! |  |  |  | 79.3 | #DIV/0! | #DIV/0! | #DIV/0! | #DIV/0! | #DIV/0! | #DIV/0! | #DIV/0! | #DIV/0! | #DIV/0! | #DIV/0! | #DIV/0! | #DIV/0! | #DIV/0! |  |  |  | 79.3 | #DIV/0! | #DIV/0! | #DIV/0! | #DIV/0! | #DIV/0! | #DIV/0! | #DIV/0! | #DIV/0! | #DIV/0! | #DIV/0! | #DIV/0! | #DIV/0! | #DIV/0!
[15 empty] | 79.4 | 89.7029 | 16.7874 | 3380.4529 | 4202.4128 | 3380.4529 | 4202.4128 | 30.112 | 28.0753 | 1 | 1 | 3380.4529 | 4202.4128 |  |  |  |  | 79.4 | #DIV/0! | #DIV/0! | #DIV/0! | #DIV/0! | #DIV/0! | #DIV/0! | #DIV/0! | #DIV/0! | #DIV/0! | #DIV/0! | #DIV/0! | #DIV/0! | #DIV/0! |  |  |  | 79.4 | #DIV/0! | #DIV/0! | #DIV/0! | #DIV/0! | #DIV/0! | #DIV/0! | #DIV/0! | #DIV/0! | #DIV/0! | #DIV/0! | #DIV/0! | #DIV/0! | #DIV/0! |  |  |  | 79.4 | #DIV/0! | #DIV/0! | #DIV/0! | #DIV/0! | #DIV/0! | #DIV/0! | #DIV/0! | #DIV/0! | #DIV/0! | #DIV/0! | #DIV/0! | #DIV/0! | #DIV/0! |  |  |  | 79.4 | #DIV/0! | #DIV/0! | #DIV/0! | #DIV/0! | #DIV/0! | #DIV/0! | #DIV/0! | #DIV/0! | #DIV/0! | #DIV/0! | #DIV/0! | #DIV/0! | #DIV/0! |  |  |  | 79.4 | #DIV/0! | #DIV/0! | #DIV/0! | #DIV/0! | #DIV/0! | #DIV/0! | #DIV/0! | #DIV/0! | #DIV/0! | #DIV/0! | #DIV/0! | #DIV/0! | #DIV/0! |  |  |  | 79.4 | #DIV/0! | #DIV/0! | #DIV/0! | #DIV/0! | #DIV/0! | #DIV/0! | #DIV/0! | #DIV/0! | #DIV/0! | #DIV/0! | #DIV/0! | #DIV/0! | #DIV/0! |  |  |  | 79.4 | #DIV/0! | #DIV/0! | #DIV/0! | #DIV/0! | #DIV/0! | #DIV/0! | #DIV/0! | #DIV/0! | #DIV/0! | #DIV/0! | #DIV/0! | #DIV/0! | #DIV/0!
[15 empty] | 79.5 | 89.7321 | 16.6309 | 3381.6908 | 4201.0619 | 3381.6908 | 4201.0619 | 30.1328 | 28.0754 | 1 | 1 | 3381.6908 | 4201.0619 |  |  |  |  | 79.5 | #DIV/0! | #DIV/0! | #DIV/0! | #DIV/0! | #DIV/0! | #DIV/0! | #DIV/0! | #DIV/0! | #DIV/0! | #DIV/0! | #DIV/0! | #DIV/0! | #DIV/0! |  |  |  | 79.5 | #DIV/0! | #DIV/0! | #DIV/0! | #DIV/0! | #DIV/0! | #DIV/0! | #DIV/0! | #DIV/0! | #DIV/0! | #DIV/0! | #DIV/0! | #DIV/0! | #DIV/0! |  |  |  | 79.5 | #DIV/0! | #DIV/0! | #DIV/0! | #DIV/0! | #DIV/0! | #DIV/0! | #DIV/0! | #DIV/0! | #DIV/0! | #DIV/0! | #DIV/0! | #DIV/0! | #DIV/0! |  |  |  | 79.5 | #DIV/0! | #DIV/0! | #DIV/0! | #DIV/0! | #DIV/0! | #DIV/0! | #DIV/0! | #DIV/0! | #DIV/0! | #DIV/0! | #DIV/0! | #DIV/0! | #DIV/0! |  |  |  | 79.5 | #DIV/0! | #DIV/0! | #DIV/0! | #DIV/0! | #DIV/0! | #DIV/0! | #DIV/0! | #DIV/0! | #DIV/0! | #DIV/0! | #DIV/0! | #DIV/0! | #DIV/0! |  |  |  | 79.5 | #DIV/0! | #DIV/0! | #DIV/0! | #DIV/0! | #DIV/0! | #DIV/0! | #DIV/0! | #DIV/0! | #DIV/0! | #DIV/0! | #DIV/0! | #DIV/0! | #DIV/0! |  |  |  | 79.5 | #DIV/0! | #DIV/0! | #DIV/0! | #DIV/0! | #DIV/0! | #DIV/0! | #DIV/0! | #DIV/0! | #DIV/0! | #DIV/0! | #DIV/0! | #DIV/0! | #DIV/0!
[15 empty] | 79.6 | 89.761 | 16.4742 | 3382.9296 | 4199.7111 | 3382.9296 | 4199.7111 | 30.1536 | 28.0754 | 1 | 1 | 3382.9296 | 4199.7111 |  |  |  |  | 79.6 | #DIV/0! | #DIV/0! | #DIV/0! | #DIV/0! | #DIV/0! | #DIV/0! | #DIV/0! | #DIV/0! | #DIV/0! | #DIV/0! | #DIV/0! | #DIV/0! | #DIV/0! |  |  |  | 79.6 | #DIV/0! | #DIV/0! | #DIV/0! | #DIV/0! | #DIV/0! | #DIV/0! | #DIV/0! | #DIV/0! | #DIV/0! | #DIV/0! | #DIV/0! | #DIV/0! | #DIV/0! |  |  |  | 79.6 | #DIV/0! | #DIV/0! | #DIV/0! | #DIV/0! | #DIV/0! | #DIV/0! | #DIV/0! | #DIV/0! | #DIV/0! | #DIV/0! | #DIV/0! | #DIV/0! | #DIV/0! |  |  |  | 79.6 | #DIV/0! | #DIV/0! | #DIV/0! | #DIV/0! | #DIV/0! | #DIV/0! | #DIV/0! | #DIV/0! | #DIV/0! | #DIV/0! | #DIV/0! | #DIV/0! | #DIV/0! |  |  |  | 79.6 | #DIV/0! | #DIV/0! | #DIV/0! | #DIV/0! | #DIV/0! | #DIV/0! | #DIV/0! | #DIV/0! | #DIV/0! | #DIV/0! | #DIV/0! | #DIV/0! | #DIV/0! |  |  |  | 79.6 | #DIV/0! | #DIV/0! | #DIV/0! | #DIV/0! | #DIV/0! | #DIV/0! | #DIV/0! | #DIV/0! | #DIV/0! | #DIV/0! | #DIV/0! | #DIV/0! | #DIV/0! |  |  |  | 79.6 | #DIV/0! | #DIV/0! | #DIV/0! | #DIV/0! | #DIV/0! | #DIV/0! | #DIV/0! | #DIV/0! | #DIV/0! | #DIV/0! | #DIV/0! | #DIV/0! | #DIV/0!
[15 empty] | 79.7 | 89.7896 | 16.3175 | 3384.1694 | 4198.3603 | 3384.1694 | 4198.3603 | 30.1742 | 28.0753 | 1 | 1 | 3384.1694 | 4198.3603 |  |  |  |  | 79.7 | #DIV/0! | #DIV/0! | #DIV/0! | #DIV/0! | #DIV/0! | #DIV/0! | #DIV/0! | #DIV/0! | #DIV/0! | #DIV/0! | #DIV/0! | #DIV/0! | #DIV/0! |  |  |  | 79.7 | #DIV/0! | #DIV/0! | #DIV/0! | #DIV/0! | #DIV/0! | #DIV/0! | #DIV/0! | #DIV/0! | #DIV/0! | #DIV/0! | #DIV/0! | #DIV/0! | #DIV/0! |  |  |  | 79.7 | #DIV/0! | #DIV/0! | #DIV/0! | #DIV/0! | #DIV/0! | #DIV/0! | #DIV/0! | #DIV/0! | #DIV/0! | #DIV/0! | #DIV/0! | #DIV/0! | #DIV/0! |  |  |  | 79.7 | #DIV/0! | #DIV/0! | #DIV/0! | #DIV/0! | #DIV/0! | #DIV/0! | #DIV/0! | #DIV/0! | #DIV/0! | #DIV/0! | #DIV/0! | #DIV/0! | #DIV/0! |  |  |  | 79.7 | #DIV/0! | #DIV/0! | #DIV/0! | #DIV/0! | #DIV/0! | #DIV/0! | #DIV/0! | #DIV/0! | #DIV/0! | #DIV/0! | #DIV/0! | #DIV/0! | #DIV/0! |  |  |  | 79.7 | #DIV/0! | #DIV/0! | #DIV/0! | #DIV/0! | #DIV/0! | #DIV/0! | #DIV/0! | #DIV/0! | #DIV/0! | #DIV/0! | #DIV/0! | #DIV/0! | #DIV/0! |  |  |  | 79.7 | #DIV/0! | #DIV/0! | #DIV/0! | #DIV/0! | #DIV/0! | #DIV/0! | #DIV/0! | #DIV/0! | #DIV/0! | #DIV/0! | #DIV/0! | #DIV/0! | #DIV/0!
[15 empty] | 79.8 | 89.8179 | 16.1608 | 3385.4102 | 4197.0096 | 3385.4102 | 4197.0096 | 30.1948 | 28.0752 | 1 | 1 | 3385.4102 | 4197.0096 |  |  |  |  | 79.8 | #DIV/0! | #DIV/0! | #DIV/0! | #DIV/0! | #DIV/0! | #DIV/0! | #DIV/0! | #DIV/0! | #DIV/0! | #DIV/0! | #DIV/0! | #DIV/0! | #DIV/0! |  |  |  | 79.8 | #DIV/0! | #DIV/0! | #DIV/0! | #DIV/0! | #DIV/0! | #DIV/0! | #DIV/0! | #DIV/0! | #DIV/0! | #DIV/0! | #DIV/0! | #DIV/0! | #DIV/0! |  |  |  | 79.8 | #DIV/0! | #DIV/0! | #DIV/0! | #DIV/0! | #DIV/0! | #DIV/0! | #DIV/0! | #DIV/0! | #DIV/0! | #DIV/0! | #DIV/0! | #DIV/0! | #DIV/0! |  |  |  | 79.8 | #DIV/0! | #DIV/0! | #DIV/0! | #DIV/0! | #DIV/0! | #DIV/0! | #DIV/0! | #DIV/0! | #DIV/0! | #DIV/0! | #DIV/0! | #DIV/0! | #DIV/0! |  |  |  | 79.8 | #DIV/0! | #DIV/0! | #DIV/0! | #DIV/0! | #DIV/0! | #DIV/0! | #DIV/0! | #DIV/0! | #DIV/0! | #DIV/0! | #DIV/0! | #DIV/0! | #DIV/0! |  |  |  | 79.8 | #DIV/0! | #DIV/0! | #DIV/0! | #DIV/0! | #DIV/0! | #DIV/0! | #DIV/0! | #DIV/0! | #DIV/0! | #DIV/0! | #DIV/0! | #DIV/0! | #DIV/0! |  |  |  | 79.8 | #DIV/0! | #DIV/0! | #DIV/0! | #DIV/0! | #DIV/0! | #DIV/0! | #DIV/0! | #DIV/0! | #DIV/0! | #DIV/0! | #DIV/0! | #DIV/0! | #DIV/0!
[15 empty] | 79.9 | 89.846 | 16.004 | 3386.652 | 4195.6589 | 3386.652 | 4195.6589 | 30.2153 | 28.0749 | 1 | 1 | 3386.652 | 4195.6589 |  |  |  |  | 79.9 | #DIV/0! | #DIV/0! | #DIV/0! | #DIV/0! | #DIV/0! | #DIV/0! | #DIV/0! | #DIV/0! | #DIV/0! | #DIV/0! | #DIV/0! | #DIV/0! | #DIV/0! |  |  |  | 79.9 | #DIV/0! | #DIV/0! | #DIV/0! | #DIV/0! | #DIV/0! | #DIV/0! | #DIV/0! | #DIV/0! | #DIV/0! | #DIV/0! | #DIV/0! | #DIV/0! | #DIV/0! |  |  |  | 79.9 | #DIV/0! | #DIV/0! | #DIV/0! | #DIV/0! | #DIV/0! | #DIV/0! | #DIV/0! | #DIV/0! | #DIV/0! | #DIV/0! | #DIV/0! | #DIV/0! | #DIV/0! |  |  |  | 79.9 | #DIV/0! | #DIV/0! | #DIV/0! | #DIV/0! | #DIV/0! | #DIV/0! | #DIV/0! | #DIV/0! | #DIV/0! | #DIV/0! | #DIV/0! | #DIV/0! | #DIV/0! |  |  |  | 79.9 | #DIV/0! | #DIV/0! | #DIV/0! | #DIV/0! | #DIV/0! | #DIV/0! | #DIV/0! | #DIV/0! | #DIV/0! | #DIV/0! | #DIV/0! | #DIV/0! | #DIV/0! |  |  |  | 79.9 | #DIV/0! | #DIV/0! | #DIV/0! | #DIV/0! | #DIV/0! | #DIV/0! | #DIV/0! | #DIV/0! | #DIV/0! | #DIV/0! | #DIV/0! | #DIV/0! | #DIV/0! |  |  |  | 79.9 | #DIV/0! | #DIV/0! | #DIV/0! | #DIV/0! | #DIV/0! | #DIV/0! | #DIV/0! | #DIV/0! | #DIV/0! | #DIV/0! | #DIV/0! | #DIV/0! | #DIV/0!
[15 empty] | 80 | 89.8738 | 15.8472 | 3387.8947 | 4194.3083 | 3387.8947 | 4194.3083 | 30.2358 | 28.0745 | 1 | 1 | 3387.8947 | 4194.3083 |  |  |  |  | 80 | #DIV/0! | #DIV/0! | #DIV/0! | #DIV/0! | #DIV/0! | #DIV/0! | #DIV/0! | #DIV/0! | #DIV/0! | #DIV/0! | #DIV/0! | #DIV/0! | #DIV/0! |  |  |  | 80 | #DIV/0! | #DIV/0! | #DIV/0! | #DIV/0! | #DIV/0! | #DIV/0! | #DIV/0! | #DIV/0! | #DIV/0! | #DIV/0! | #DIV/0! | #DIV/0! | #DIV/0! |  |  |  | 80 | #DIV/0! | #DIV/0! | #DIV/0! | #DIV/0! | #DIV/0! | #DIV/0! | #DIV/0! | #DIV/0! | #DIV/0! | #DIV/0! | #DIV/0! | #DIV/0! | #DIV/0! |  |  |  | 80 | #DIV/0! | #DIV/0! | #DIV/0! | #DIV/0! | #DIV/0! | #DIV/0! | #DIV/0! | #DIV/0! | #DIV/0! | #DIV/0! | #DIV/0! | #DIV/0! | #DIV/0! |  |  |  | 80 | #DIV/0! | #DIV/0! | #DIV/0! | #DIV/0! | #DIV/0! | #DIV/0! | #DIV/0! | #DIV/0! | #DIV/0! | #DIV/0! | #DIV/0! | #DIV/0! | #DIV/0! |  |  |  | 80 | #DIV/0! | #DIV/0! | #DIV/0! | #DIV/0! | #DIV/0! | #DIV/0! | #DIV/0! | #DIV/0! | #DIV/0! | #DIV/0! | #DIV/0! | #DIV/0! | #DIV/0! |  |  |  | 80 | #DIV/0! | #DIV/0! | #DIV/0! | #DIV/0! | #DIV/0! | #DIV/0! | #DIV/0! | #DIV/0! | #DIV/0! | #DIV/0! | #DIV/0! | #DIV/0! | #DIV/0!
[15 empty] | 80.1 | 89.9013 | 15.6903 | 3389.1383 | 4192.9579 | 3389.1383 | 4192.9579 | 30.2561 | 28.0741 | 1 | 1 | 3389.1383 | 4192.9579 |  |  |  |  | 80.1 | #DIV/0! | #DIV/0! | #DIV/0! | #DIV/0! | #DIV/0! | #DIV/0! | #DIV/0! | #DIV/0! | #DIV/0! | #DIV/0! | #DIV/0! | #DIV/0! | #DIV/0! |  |  |  | 80.1 | #DIV/0! | #DIV/0! | #DIV/0! | #DIV/0! | #DIV/0! | #DIV/0! | #DIV/0! | #DIV/0! | #DIV/0! | #DIV/0! | #DIV/0! | #DIV/0! | #DIV/0! |  |  |  | 80.1 | #DIV/0! | #DIV/0! | #DIV/0! | #DIV/0! | #DIV/0! | #DIV/0! | #DIV/0! | #DIV/0! | #DIV/0! | #DIV/0! | #DIV/0! | #DIV/0! | #DIV/0! |  |  |  | 80.1 | #DIV/0! | #DIV/0! | #DIV/0! | #DIV/0! | #DIV/0! | #DIV/0! | #DIV/0! | #DIV/0! | #DIV/0! | #DIV/0! | #DIV/0! | #DIV/0! | #DIV/0! |  |  |  | 80.1 | #DIV/0! | #DIV/0! | #DIV/0! | #DIV/0! | #DIV/0! | #DIV/0! | #DIV/0! | #DIV/0! | #DIV/0! | #DIV/0! | #DIV/0! | #DIV/0! | #DIV/0! |  |  |  | 80.1 | #DIV/0! | #DIV/0! | #DIV/0! | #DIV/0! | #DIV/0! | #DIV/0! | #DIV/0! | #DIV/0! | #DIV/0! | #DIV/0! | #DIV/0! | #DIV/0! | #DIV/0! |  |  |  | 80.1 | #DIV/0! | #DIV/0! | #DIV/0! | #DIV/0! | #DIV/0! | #DIV/0! | #DIV/0! | #DIV/0! | #DIV/0! | #DIV/0! | #DIV/0! | #DIV/0! | #DIV/0!
[15 empty] | 80.2 | 89.9286 | 15.5334 | 3390.3829 | 4191.6074 | 3390.3829 | 4191.6074 | 30.2764 | 28.0736 | 1 | 1 | 3390.3829 | 4191.6074 |  |  |  |  | 80.2 | #DIV/0! | #DIV/0! | #DIV/0! | #DIV/0! | #DIV/0! | #DIV/0! | #DIV/0! | #DIV/0! | #DIV/0! | #DIV/0! | #DIV/0! | #DIV/0! | #DIV/0! |  |  |  | 80.2 | #DIV/0! | #DIV/0! | #DIV/0! | #DIV/0! | #DIV/0! | #DIV/0! | #DIV/0! | #DIV/0! | #DIV/0! | #DIV/0! | #DIV/0! | #DIV/0! | #DIV/0! |  |  |  | 80.2 | #DIV/0! | #DIV/0! | #DIV/0! | #DIV/0! | #DIV/0! | #DIV/0! | #DIV/0! | #DIV/0! | #DIV/0! | #DIV/0! | #DIV/0! | #DIV/0! | #DIV/0! |  |  |  | 80.2 | #DIV/0! | #DIV/0! | #DIV/0! | #DIV/0! | #DIV/0! | #DIV/0! | #DIV/0! | #DIV/0! | #DIV/0! | #DIV/0! | #DIV/0! | #DIV/0! | #DIV/0! |  |  |  | 80.2 | #DIV/0! | #DIV/0! | #DIV/0! | #DIV/0! | #DIV/0! | #DIV/0! | #DIV/0! | #DIV/0! | #DIV/0! | #DIV/0! | #DIV/0! | #DIV/0! | #DIV/0! |  |  |  | 80.2 | #DIV/0! | #DIV/0! | #DIV/0! | #DIV/0! | #DIV/0! | #DIV/0! | #DIV/0! | #DIV/0! | #DIV/0! | #DIV/0! | #DIV/0! | #DIV/0! | #DIV/0! |  |  |  | 80.2 | #DIV/0! | #DIV/0! | #DIV/0! | #DIV/0! | #DIV/0! | #DIV/0! | #DIV/0! | #DIV/0! | #DIV/0! | #DIV/0! | #DIV/0! | #DIV/0! | #DIV/0!
[15 empty] | 80.3 | 89.9556 | 15.3764 | 3391.6285 | 4190.2571 | 3391.6285 | 4190.2571 | 30.2966 | 28.0729 | 1 | 1 | 3391.6285 | 4190.2571 |  |  |  |  | 80.3 | #DIV/0! | #DIV/0! | #DIV/0! | #DIV/0! | #DIV/0! | #DIV/0! | #DIV/0! | #DIV/0! | #DIV/0! | #DIV/0! | #DIV/0! | #DIV/0! | #DIV/0! |  |  |  | 80.3 | #DIV/0! | #DIV/0! | #DIV/0! | #DIV/0! | #DIV/0! | #DIV/0! | #DIV/0! | #DIV/0! | #DIV/0! | #DIV/0! | #DIV/0! | #DIV/0! | #DIV/0! |  |  |  | 80.3 | #DIV/0! | #DIV/0! | #DIV/0! | #DIV/0! | #DIV/0! | #DIV/0! | #DIV/0! | #DIV/0! | #DIV/0! | #DIV/0! | #DIV/0! | #DIV/0! | #DIV/0! |  |  |  | 80.3 | #DIV/0! | #DIV/0! | #DIV/0! | #DIV/0! | #DIV/0! | #DIV/0! | #DIV/0! | #DIV/0! | #DIV/0! | #DIV/0! | #DIV/0! | #DIV/0! | #DIV/0! |  |  |  | 80.3 | #DIV/0! | #DIV/0! | #DIV/0! | #DIV/0! | #DIV/0! | #DIV/0! | #DIV/0! | #DIV/0! | #DIV/0! | #DIV/0! | #DIV/0! | #DIV/0! | #DIV/0! |  |  |  | 80.3 | #DIV/0! | #DIV/0! | #DIV/0! | #DIV/0! | #DIV/0! | #DIV/0! | #DIV/0! | #DIV/0! | #DIV/0! | #DIV/0! | #DIV/0! | #DIV/0! | #DIV/0! |  |  |  | 80.3 | #DIV/0! | #DIV/0! | #DIV/0! | #DIV/0! | #DIV/0! | #DIV/0! | #DIV/0! | #DIV/0! | #DIV/0! | #DIV/0! | #DIV/0! | #DIV/0! | #DIV/0!
[15 empty] | 80.4 | 89.9823 | 15.2194 | 3392.875 | 4188.9069 | 3392.875 | 4188.9069 | 30.3167 | 28.0722 | 1 | 1 | 3392.875 | 4188.9069 |  |  |  |  | 80.4 | #DIV/0! | #DIV/0! | #DIV/0! | #DIV/0! | #DIV/0! | #DIV/0! | #DIV/0! | #DIV/0! | #DIV/0! | #DIV/0! | #DIV/0! | #DIV/0! | #DIV/0! |  |  |  | 80.4 | #DIV/0! | #DIV/0! | #DIV/0! | #DIV/0! | #DIV/0! | #DIV/0! | #DIV/0! | #DIV/0! | #DIV/0! | #DIV/0! | #DIV/0! | #DIV/0! | #DIV/0! |  |  |  | 80.4 | #DIV/0! | #DIV/0! | #DIV/0! | #DIV/0! | #DIV/0! | #DIV/0! | #DIV/0! | #DIV/0! | #DIV/0! | #DIV/0! | #DIV/0! | #DIV/0! | #DIV/0! |  |  |  | 80.4 | #DIV/0! | #DIV/0! | #DIV/0! | #DIV/0! | #DIV/0! | #DIV/0! | #DIV/0! | #DIV/0! | #DIV/0! | #DIV/0! | #DIV/0! | #DIV/0! | #DIV/0! |  |  |  | 80.4 | #DIV/0! | #DIV/0! | #DIV/0! | #DIV/0! | #DIV/0! | #DIV/0! | #DIV/0! | #DIV/0! | #DIV/0! | #DIV/0! | #DIV/0! | #DIV/0! | #DIV/0! |  |  |  | 80.4 | #DIV/0! | #DIV/0! | #DIV/0! | #DIV/0! | #DIV/0! | #DIV/0! | #DIV/0! | #DIV/0! | #DIV/0! | #DIV/0! | #DIV/0! | #DIV/0! | #DIV/0! |  |  |  | 80.4 | #DIV/0! | #DIV/0! | #DIV/0! | #DIV/0! | #DIV/0! | #DIV/0! | #DIV/0! | #DIV/0! | #DIV/0! | #DIV/0! | #DIV/0! | #DIV/0! | #DIV/0!
[15 empty] | 80.5 | 90.0087 | 15.0623 | 3394.1224 | 4187.5567 | 3394.1224 | 4187.5567 | 30.3368 | 28.0714 | 1 | 1 | 3394.1224 | 4187.5567 |  |  |  |  | 80.5 | #DIV/0! | #DIV/0! | #DIV/0! | #DIV/0! | #DIV/0! | #DIV/0! | #DIV/0! | #DIV/0! | #DIV/0! | #DIV/0! | #DIV/0! | #DIV/0! | #DIV/0! |  |  |  | 80.5 | #DIV/0! | #DIV/0! | #DIV/0! | #DIV/0! | #DIV/0! | #DIV/0! | #DIV/0! | #DIV/0! | #DIV/0! | #DIV/0! | #DIV/0! | #DIV/0! | #DIV/0! |  |  |  | 80.5 | #DIV/0! | #DIV/0! | #DIV/0! | #DIV/0! | #DIV/0! | #DIV/0! | #DIV/0! | #DIV/0! | #DIV/0! | #DIV/0! | #DIV/0! | #DIV/0! | #DIV/0! |  |  |  | 80.5 | #DIV/0! | #DIV/0! | #DIV/0! | #DIV/0! | #DIV/0! | #DIV/0! | #DIV/0! | #DIV/0! | #DIV/0! | #DIV/0! | #DIV/0! | #DIV/0! | #DIV/0! |  |  |  | 80.5 | #DIV/0! | #DIV/0! | #DIV/0! | #DIV/0! | #DIV/0! | #DIV/0! | #DIV/0! | #DIV/0! | #DIV/0! | #DIV/0! | #DIV/0! | #DIV/0! | #DIV/0! |  |  |  | 80.5 | #DIV/0! | #DIV/0! | #DIV/0! | #DIV/0! | #DIV/0! | #DIV/0! | #DIV/0! | #DIV/0! | #DIV/0! | #DIV/0! | #DIV/0! | #DIV/0! | #DIV/0! |  |  |  | 80.5 | #DIV/0! | #DIV/0! | #DIV/0! | #DIV/0! | #DIV/0! | #DIV/0! | #DIV/0! | #DIV/0! | #DIV/0! | #DIV/0! | #DIV/0! | #DIV/0! | #DIV/0!
[15 empty] | 80.6 | 90.0348 | 14.9052 | 3395.3707 | 4186.2067 | 3395.3707 | 4186.2067 | 30.3568 | 28.0705 | 1 | 1 | 3395.3707 | 4186.2067 |  |  |  |  | 80.6 | #DIV/0! | #DIV/0! | #DIV/0! | #DIV/0! | #DIV/0! | #DIV/0! | #DIV/0! | #DIV/0! | #DIV/0! | #DIV/0! | #DIV/0! | #DIV/0! | #DIV/0! |  |  |  | 80.6 | #DIV/0! | #DIV/0! | #DIV/0! | #DIV/0! | #DIV/0! | #DIV/0! | #DIV/0! | #DIV/0! | #DIV/0! | #DIV/0! | #DIV/0! | #DIV/0! | #DIV/0! |  |  |  | 80.6 | #DIV/0! | #DIV/0! | #DIV/0! | #DIV/0! | #DIV/0! | #DIV/0! | #DIV/0! | #DIV/0! | #DIV/0! | #DIV/0! | #DIV/0! | #DIV/0! | #DIV/0! |  |  |  | 80.6 | #DIV/0! | #DIV/0! | #DIV/0! | #DIV/0! | #DIV/0! | #DIV/0! | #DIV/0! | #DIV/0! | #DIV/0! | #DIV/0! | #DIV/0! | #DIV/0! | #DIV/0! |  |  |  | 80.6 | #DIV/0! | #DIV/0! | #DIV/0! | #DIV/0! | #DIV/0! | #DIV/0! | #DIV/0! | #DIV/0! | #DIV/0! | #DIV/0! | #DIV/0! | #DIV/0! | #DIV/0! |  |  |  | 80.6 | #DIV/0! | #DIV/0! | #DIV/0! | #DIV/0! | #DIV/0! | #DIV/0! | #DIV/0! | #DIV/0! | #DIV/0! | #DIV/0! | #DIV/0! | #DIV/0! | #DIV/0! |  |  |  | 80.6 | #DIV/0! | #DIV/0! | #DIV/0! | #DIV/0! | #DIV/0! | #DIV/0! | #DIV/0! | #DIV/0! | #DIV/0! | #DIV/0! | #DIV/0! | #DIV/0! | #DIV/0!
[15 empty] | 80.7 | 90.0607 | 14.748 | 3396.62 | 4184.8567 | 3396.62 | 4184.8567 | 30.3767 | 28.0695 | 1 | 1 | 3396.62 | 4184.8567 |  |  |  |  | 80.7 | #DIV/0! | #DIV/0! | #DIV/0! | #DIV/0! | #DIV/0! | #DIV/0! | #DIV/0! | #DIV/0! | #DIV/0! | #DIV/0! | #DIV/0! | #DIV/0! | #DIV/0! |  |  |  | 80.7 | #DIV/0! | #DIV/0! | #DIV/0! | #DIV/0! | #DIV/0! | #DIV/0! | #DIV/0! | #DIV/0! | #DIV/0! | #DIV/0! | #DIV/0! | #DIV/0! | #DIV/0! |  |  |  | 80.7 | #DIV/0! | #DIV/0! | #DIV/0! | #DIV/0! | #DIV/0! | #DIV/0! | #DIV/0! | #DIV/0! | #DIV/0! | #DIV/0! | #DIV/0! | #DIV/0! | #DIV/0! |  |  |  | 80.7 | #DIV/0! | #DIV/0! | #DIV/0! | #DIV/0! | #DIV/0! | #DIV/0! | #DIV/0! | #DIV/0! | #DIV/0! | #DIV/0! | #DIV/0! | #DIV/0! | #DIV/0! |  |  |  | 80.7 | #DIV/0! | #DIV/0! | #DIV/0! | #DIV/0! | #DIV/0! | #DIV/0! | #DIV/0! | #DIV/0! | #DIV/0! | #DIV/0! | #DIV/0! | #DIV/0! | #DIV/0! |  |  |  | 80.7 | #DIV/0! | #DIV/0! | #DIV/0! | #DIV/0! | #DIV/0! | #DIV/0! | #DIV/0! | #DIV/0! | #DIV/0! | #DIV/0! | #DIV/0! | #DIV/0! | #DIV/0! |  |  |  | 80.7 | #DIV/0! | #DIV/0! | #DIV/0! | #DIV/0! | #DIV/0! | #DIV/0! | #DIV/0! | #DIV/0! | #DIV/0! | #DIV/0! | #DIV/0! | #DIV/0! | #DIV/0!
[15 empty] | 80.8 | 90.0863 | 14.5908 | 3397.8703 | 4183.5069 | 3397.8703 | 4183.5069 | 30.3965 | 28.0685 | 1 | 1 | 3397.8703 | 4183.5069 |  |  |  |  | 80.8 | #DIV/0! | #DIV/0! | #DIV/0! | #DIV/0! | #DIV/0! | #DIV/0! | #DIV/0! | #DIV/0! | #DIV/0! | #DIV/0! | #DIV/0! | #DIV/0! | #DIV/0! |  |  |  | 80.8 | #DIV/0! | #DIV/0! | #DIV/0! | #DIV/0! | #DIV/0! | #DIV/0! | #DIV/0! | #DIV/0! | #DIV/0! | #DIV/0! | #DIV/0! | #DIV/0! | #DIV/0! |  |  |  | 80.8 | #DIV/0! | #DIV/0! | #DIV/0! | #DIV/0! | #DIV/0! | #DIV/0! | #DIV/0! | #DIV/0! | #DIV/0! | #DIV/0! | #DIV/0! | #DIV/0! | #DIV/0! |  |  |  | 80.8 | #DIV/0! | #DIV/0! | #DIV/0! | #DIV/0! | #DIV/0! | #DIV/0! | #DIV/0! | #DIV/0! | #DIV/0! | #DIV/0! | #DIV/0! | #DIV/0! | #DIV/0! |  |  |  | 80.8 | #DIV/0! | #DIV/0! | #DIV/0! | #DIV/0! | #DIV/0! | #DIV/0! | #DIV/0! | #DIV/0! | #DIV/0! | #DIV/0! | #DIV/0! | #DIV/0! | #DIV/0! |  |  |  | 80.8 | #DIV/0! | #DIV/0! | #DIV/0! | #DIV/0! | #DIV/0! | #DIV/0! | #DIV/0! | #DIV/0! | #DIV/0! | #DIV/0! | #DIV/0! | #DIV/0! | #DIV/0! |  |  |  | 80.8 | #DIV/0! | #DIV/0! | #DIV/0! | #DIV/0! | #DIV/0! | #DIV/0! | #DIV/0! | #DIV/0! | #DIV/0! | #DIV/0! | #DIV/0! | #DIV/0! | #DIV/0!
[15 empty] | 80.9 | 90.1116 | 14.4335 | 3399.1214 | 4182.1572 | 3399.1214 | 4182.1572 | 30.4162 | 28.0673 | 1 | 1 | 3399.1214 | 4182.1572 |  |  |  |  | 80.9 | #DIV/0! | #DIV/0! | #DIV/0! | #DIV/0! | #DIV/0! | #DIV/0! | #DIV/0! | #DIV/0! | #DIV/0! | #DIV/0! | #DIV/0! | #DIV/0! | #DIV/0! |  |  |  | 80.9 | #DIV/0! | #DIV/0! | #DIV/0! | #DIV/0! | #DIV/0! | #DIV/0! | #DIV/0! | #DIV/0! | #DIV/0! | #DIV/0! | #DIV/0! | #DIV/0! | #DIV/0! |  |  |  | 80.9 | #DIV/0! | #DIV/0! | #DIV/0! | #DIV/0! | #DIV/0! | #DIV/0! | #DIV/0! | #DIV/0! | #DIV/0! | #DIV/0! | #DIV/0! | #DIV/0! | #DIV/0! |  |  |  | 80.9 | #DIV/0! | #DIV/0! | #DIV/0! | #DIV/0! | #DIV/0! | #DIV/0! | #DIV/0! | #DIV/0! | #DIV/0! | #DIV/0! | #DIV/0! | #DIV/0! | #DIV/0! |  |  |  | 80.9 | #DIV/0! | #DIV/0! | #DIV/0! | #DIV/0! | #DIV/0! | #DIV/0! | #DIV/0! | #DIV/0! | #DIV/0! | #DIV/0! | #DIV/0! | #DIV/0! | #DIV/0! |  |  |  | 80.9 | #DIV/0! | #DIV/0! | #DIV/0! | #DIV/0! | #DIV/0! | #DIV/0! | #DIV/0! | #DIV/0! | #DIV/0! | #DIV/0! | #DIV/0! | #DIV/0! | #DIV/0! |  |  |  | 80.9 | #DIV/0! | #DIV/0! | #DIV/0! | #DIV/0! | #DIV/0! | #DIV/0! | #DIV/0! | #DIV/0! | #DIV/0! | #DIV/0! | #DIV/0! | #DIV/0! | #DIV/0!
[15 empty] | 81 | 90.1367 | 14.2762 | 3400.3735 | 4180.8076 | 3400.3735 | 4180.8076 | 30.4359 | 28.066 | 1 | 1 | 3400.3735 | 4180.8076 |  |  |  |  | 81 | #DIV/0! | #DIV/0! | #DIV/0! | #DIV/0! | #DIV/0! | #DIV/0! | #DIV/0! | #DIV/0! | #DIV/0! | #DIV/0! | #DIV/0! | #DIV/0! | #DIV/0! |  |  |  | 81 | #DIV/0! | #DIV/0! | #DIV/0! | #DIV/0! | #DIV/0! | #DIV/0! | #DIV/0! | #DIV/0! | #DIV/0! | #DIV/0! | #DIV/0! | #DIV/0! | #DIV/0! |  |  |  | 81 | #DIV/0! | #DIV/0! | #DIV/0! | #DIV/0! | #DIV/0! | #DIV/0! | #DIV/0! | #DIV/0! | #DIV/0! | #DIV/0! | #DIV/0! | #DIV/0! | #DIV/0! |  |  |  | 81 | #DIV/0! | #DIV/0! | #DIV/0! | #DIV/0! | #DIV/0! | #DIV/0! | #DIV/0! | #DIV/0! | #DIV/0! | #DIV/0! | #DIV/0! | #DIV/0! | #DIV/0! |  |  |  | 81 | #DIV/0! | #DIV/0! | #DIV/0! | #DIV/0! | #DIV/0! | #DIV/0! | #DIV/0! | #DIV/0! | #DIV/0! | #DIV/0! | #DIV/0! | #DIV/0! | #DIV/0! |  |  |  | 81 | #DIV/0! | #DIV/0! | #DIV/0! | #DIV/0! | #DIV/0! | #DIV/0! | #DIV/0! | #DIV/0! | #DIV/0! | #DIV/0! | #DIV/0! | #DIV/0! | #DIV/0! |  |  |  | 81 | #DIV/0! | #DIV/0! | #DIV/0! | #DIV/0! | #DIV/0! | #DIV/0! | #DIV/0! | #DIV/0! | #DIV/0! | #DIV/0! | #DIV/0! | #DIV/0! | #DIV/0!
[15 empty] | 81.1 | 90.1615 | 14.1189 | 3401.6264 | 4179.4581 | 3401.6264 | 4179.4581 | 30.4555 | 28.0647 | 1 | 1 | 3401.6264 | 4179.4581 |  |  |  |  | 81.1 | #DIV/0! | #DIV/0! | #DIV/0! | #DIV/0! | #DIV/0! | #DIV/0! | #DIV/0! | #DIV/0! | #DIV/0! | #DIV/0! | #DIV/0! | #DIV/0! | #DIV/0! |  |  |  | 81.1 | #DIV/0! | #DIV/0! | #DIV/0! | #DIV/0! | #DIV/0! | #DIV/0! | #DIV/0! | #DIV/0! | #DIV/0! | #DIV/0! | #DIV/0! | #DIV/0! | #DIV/0! |  |  |  | 81.1 | #DIV/0! | #DIV/0! | #DIV/0! | #DIV/0! | #DIV/0! | #DIV/0! | #DIV/0! | #DIV/0! | #DIV/0! | #DIV/0! | #DIV/0! | #DIV/0! | #DIV/0! |  |  |  | 81.1 | #DIV/0! | #DIV/0! | #DIV/0! | #DIV/0! | #DIV/0! | #DIV/0! | #DIV/0! | #DIV/0! | #DIV/0! | #DIV/0! | #DIV/0! | #DIV/0! | #DIV/0! |  |  |  | 81.1 | #DIV/0! | #DIV/0! | #DIV/0! | #DIV/0! | #DIV/0! | #DIV/0! | #DIV/0! | #DIV/0! | #DIV/0! | #DIV/0! | #DIV/0! | #DIV/0! | #DIV/0! |  |  |  | 81.1 | #DIV/0! | #DIV/0! | #DIV/0! | #DIV/0! | #DIV/0! | #DIV/0! | #DIV/0! | #DIV/0! | #DIV/0! | #DIV/0! | #DIV/0! | #DIV/0! | #DIV/0! |  |  |  | 81.1 | #DIV/0! | #DIV/0! | #DIV/0! | #DIV/0! | #DIV/0! | #DIV/0! | #DIV/0! | #DIV/0! | #DIV/0! | #DIV/0! | #DIV/0! | #DIV/0! | #DIV/0!
[15 empty] | 81.2 | 90.186 | 13.9615 | 3402.8803 | 4178.1088 | 3402.8803 | 4178.1088 | 30.475 | 28.0632 | 1 | 1 | 3402.8803 | 4178.1088 |  |  |  |  | 81.2 | #DIV/0! | #DIV/0! | #DIV/0! | #DIV/0! | #DIV/0! | #DIV/0! | #DIV/0! | #DIV/0! | #DIV/0! | #DIV/0! | #DIV/0! | #DIV/0! | #DIV/0! |  |  |  | 81.2 | #DIV/0! | #DIV/0! | #DIV/0! | #DIV/0! | #DIV/0! | #DIV/0! | #DIV/0! | #DIV/0! | #DIV/0! | #DIV/0! | #DIV/0! | #DIV/0! | #DIV/0! |  |  |  | 81.2 | #DIV/0! | #DIV/0! | #DIV/0! | #DIV/0! | #DIV/0! | #DIV/0! | #DIV/0! | #DIV/0! | #DIV/0! | #DIV/0! | #DIV/0! | #DIV/0! | #DIV/0! |  |  |  | 81.2 | #DIV/0! | #DIV/0! | #DIV/0! | #DIV/0! | #DIV/0! | #DIV/0! | #DIV/0! | #DIV/0! | #DIV/0! | #DIV/0! | #DIV/0! | #DIV/0! | #DIV/0! |  |  |  | 81.2 | #DIV/0! | #DIV/0! | #DIV/0! | #DIV/0! | #DIV/0! | #DIV/0! | #DIV/0! | #DIV/0! | #DIV/0! | #DIV/0! | #DIV/0! | #DIV/0! | #DIV/0! |  |  |  | 81.2 | #DIV/0! | #DIV/0! | #DIV/0! | #DIV/0! | #DIV/0! | #DIV/0! | #DIV/0! | #DIV/0! | #DIV/0! | #DIV/0! | #DIV/0! | #DIV/0! | #DIV/0! |  |  |  | 81.2 | #DIV/0! | #DIV/0! | #DIV/0! | #DIV/0! | #DIV/0! | #DIV/0! | #DIV/0! | #DIV/0! | #DIV/0! | #DIV/0! | #DIV/0! | #DIV/0! | #DIV/0!
[15 empty] | 81.3 | 90.2102 | 13.8041 | 3404.1351 | 4176.7596 | 3404.1351 | 4176.7596 | 30.4944 | 28.0617 | 1 | 1 | 3404.1351 | 4176.7596 |  |  |  |  | 81.3 | #DIV/0! | #DIV/0! | #DIV/0! | #DIV/0! | #DIV/0! | #DIV/0! | #DIV/0! | #DIV/0! | #DIV/0! | #DIV/0! | #DIV/0! | #DIV/0! | #DIV/0! |  |  |  | 81.3 | #DIV/0! | #DIV/0! | #DIV/0! | #DIV/0! | #DIV/0! | #DIV/0! | #DIV/0! | #DIV/0! | #DIV/0! | #DIV/0! | #DIV/0! | #DIV/0! | #DIV/0! |  |  |  | 81.3 | #DIV/0! | #DIV/0! | #DIV/0! | #DIV/0! | #DIV/0! | #DIV/0! | #DIV/0! | #DIV/0! | #DIV/0! | #DIV/0! | #DIV/0! | #DIV/0! | #DIV/0! |  |  |  | 81.3 | #DIV/0! | #DIV/0! | #DIV/0! | #DIV/0! | #DIV/0! | #DIV/0! | #DIV/0! | #DIV/0! | #DIV/0! | #DIV/0! | #DIV/0! | #DIV/0! | #DIV/0! |  |  |  | 81.3 | #DIV/0! | #DIV/0! | #DIV/0! | #DIV/0! | #DIV/0! | #DIV/0! | #DIV/0! | #DIV/0! | #DIV/0! | #DIV/0! | #DIV/0! | #DIV/0! | #DIV/0! |  |  |  | 81.3 | #DIV/0! | #DIV/0! | #DIV/0! | #DIV/0! | #DIV/0! | #DIV/0! | #DIV/0! | #DIV/0! | #DIV/0! | #DIV/0! | #DIV/0! | #DIV/0! | #DIV/0! |  |  |  | 81.3 | #DIV/0! | #DIV/0! | #DIV/0! | #DIV/0! | #DIV/0! | #DIV/0! | #DIV/0! | #DIV/0! | #DIV/0! | #DIV/0! | #DIV/0! | #DIV/0! | #DIV/0!
[15 empty] | 81.4 | 90.2342 | 13.6466 | 3405.3909 | 4175.4105 | 3405.3909 | 4175.4105 | 30.5138 | 28.0601 | 1 | 1 | 3405.3909 | 4175.4105 |  |  |  |  | 81.4 | #DIV/0! | #DIV/0! | #DIV/0! | #DIV/0! | #DIV/0! | #DIV/0! | #DIV/0! | #DIV/0! | #DIV/0! | #DIV/0! | #DIV/0! | #DIV/0! | #DIV/0! |  |  |  | 81.4 | #DIV/0! | #DIV/0! | #DIV/0! | #DIV/0! | #DIV/0! | #DIV/0! | #DIV/0! | #DIV/0! | #DIV/0! | #DIV/0! | #DIV/0! | #DIV/0! | #DIV/0! |  |  |  | 81.4 | #DIV/0! | #DIV/0! | #DIV/0! | #DIV/0! | #DIV/0! | #DIV/0! | #DIV/0! | #DIV/0! | #DIV/0! | #DIV/0! | #DIV/0! | #DIV/0! | #DIV/0! |  |  |  | 81.4 | #DIV/0! | #DIV/0! | #DIV/0! | #DIV/0! | #DIV/0! | #DIV/0! | #DIV/0! | #DIV/0! | #DIV/0! | #DIV/0! | #DIV/0! | #DIV/0! | #DIV/0! |  |  |  | 81.4 | #DIV/0! | #DIV/0! | #DIV/0! | #DIV/0! | #DIV/0! | #DIV/0! | #DIV/0! | #DIV/0! | #DIV/0! | #DIV/0! | #DIV/0! | #DIV/0! | #DIV/0! |  |  |  | 81.4 | #DIV/0! | #DIV/0! | #DIV/0! | #DIV/0! | #DIV/0! | #DIV/0! | #DIV/0! | #DIV/0! | #DIV/0! | #DIV/0! | #DIV/0! | #DIV/0! | #DIV/0! |  |  |  | 81.4 | #DIV/0! | #DIV/0! | #DIV/0! | #DIV/0! | #DIV/0! | #DIV/0! | #DIV/0! | #DIV/0! | #DIV/0! | #DIV/0! | #DIV/0! | #DIV/0! | #DIV/0!
[15 empty] | 81.5 | 90.2578 | 13.4891 | 3406.6475 | 4174.0615 | 3406.6475 | 4174.0615 | 30.533 | 28.0584 | 1 | 1 | 3406.6475 | 4174.0615 |  |  |  |  | 81.5 | #DIV/0! | #DIV/0! | #DIV/0! | #DIV/0! | #DIV/0! | #DIV/0! | #DIV/0! | #DIV/0! | #DIV/0! | #DIV/0! | #DIV/0! | #DIV/0! | #DIV/0! |  |  |  | 81.5 | #DIV/0! | #DIV/0! | #DIV/0! | #DIV/0! | #DIV/0! | #DIV/0! | #DIV/0! | #DIV/0! | #DIV/0! | #DIV/0! | #DIV/0! | #DIV/0! | #DIV/0! |  |  |  | 81.5 | #DIV/0! | #DIV/0! | #DIV/0! | #DIV/0! | #DIV/0! | #DIV/0! | #DIV/0! | #DIV/0! | #DIV/0! | #DIV/0! | #DIV/0! | #DIV/0! | #DIV/0! |  |  |  | 81.5 | #DIV/0! | #DIV/0! | #DIV/0! | #DIV/0! | #DIV/0! | #DIV/0! | #DIV/0! | #DIV/0! | #DIV/0! | #DIV/0! | #DIV/0! | #DIV/0! | #DIV/0! |  |  |  | 81.5 | #DIV/0! | #DIV/0! | #DIV/0! | #DIV/0! | #DIV/0! | #DIV/0! | #DIV/0! | #DIV/0! | #DIV/0! | #DIV/0! | #DIV/0! | #DIV/0! | #DIV/0! |  |  |  | 81.5 | #DIV/0! | #DIV/0! | #DIV/0! | #DIV/0! | #DIV/0! | #DIV/0! | #DIV/0! | #DIV/0! | #DIV/0! | #DIV/0! | #DIV/0! | #DIV/0! | #DIV/0! |  |  |  | 81.5 | #DIV/0! | #DIV/0! | #DIV/0! | #DIV/0! | #DIV/0! | #DIV/0! | #DIV/0! | #DIV/0! | #DIV/0! | #DIV/0! | #DIV/0! | #DIV/0! | #DIV/0!
[15 empty] | 81.6 | 90.2812 | 13.3316 | 3407.905 | 4172.7127 | 3407.905 | 4172.7127 | 30.5522 | 28.0566 | 1 | 1 | 3407.905 | 4172.7127 |  |  |  |  | 81.6 | #DIV/0! | #DIV/0! | #DIV/0! | #DIV/0! | #DIV/0! | #DIV/0! | #DIV/0! | #DIV/0! | #DIV/0! | #DIV/0! | #DIV/0! | #DIV/0! | #DIV/0! |  |  |  | 81.6 | #DIV/0! | #DIV/0! | #DIV/0! | #DIV/0! | #DIV/0! | #DIV/0! | #DIV/0! | #DIV/0! | #DIV/0! | #DIV/0! | #DIV/0! | #DIV/0! | #DIV/0! |  |  |  | 81.6 | #DIV/0! | #DIV/0! | #DIV/0! | #DIV/0! | #DIV/0! | #DIV/0! | #DIV/0! | #DIV/0! | #DIV/0! | #DIV/0! | #DIV/0! | #DIV/0! | #DIV/0! |  |  |  | 81.6 | #DIV/0! | #DIV/0! | #DIV/0! | #DIV/0! | #DIV/0! | #DIV/0! | #DIV/0! | #DIV/0! | #DIV/0! | #DIV/0! | #DIV/0! | #DIV/0! | #DIV/0! |  |  |  | 81.6 | #DIV/0! | #DIV/0! | #DIV/0! | #DIV/0! | #DIV/0! | #DIV/0! | #DIV/0! | #DIV/0! | #DIV/0! | #DIV/0! | #DIV/0! | #DIV/0! | #DIV/0! |  |  |  | 81.6 | #DIV/0! | #DIV/0! | #DIV/0! | #DIV/0! | #DIV/0! | #DIV/0! | #DIV/0! | #DIV/0! | #DIV/0! | #DIV/0! | #DIV/0! | #DIV/0! | #DIV/0! |  |  |  | 81.6 | #DIV/0! | #DIV/0! | #DIV/0! | #DIV/0! | #DIV/0! | #DIV/0! | #DIV/0! | #DIV/0! | #DIV/0! | #DIV/0! | #DIV/0! | #DIV/0! | #DIV/0!
[15 empty] | 81.7 | 90.3044 | 13.174 | 3409.1634 | 4171.3641 | 3409.1634 | 4171.3641 | 30.5713 | 28.0547 | 1 | 1 | 3409.1634 | 4171.3641 |  |  |  |  | 81.7 | #DIV/0! | #DIV/0! | #DIV/0! | #DIV/0! | #DIV/0! | #DIV/0! | #DIV/0! | #DIV/0! | #DIV/0! | #DIV/0! | #DIV/0! | #DIV/0! | #DIV/0! |  |  |  | 81.7 | #DIV/0! | #DIV/0! | #DIV/0! | #DIV/0! | #DIV/0! | #DIV/0! | #DIV/0! | #DIV/0! | #DIV/0! | #DIV/0! | #DIV/0! | #DIV/0! | #DIV/0! |  |  |  | 81.7 | #DIV/0! | #DIV/0! | #DIV/0! | #DIV/0! | #DIV/0! | #DIV/0! | #DIV/0! | #DIV/0! | #DIV/0! | #DIV/0! | #DIV/0! | #DIV/0! | #DIV/0! |  |  |  | 81.7 | #DIV/0! | #DIV/0! | #DIV/0! | #DIV/0! | #DIV/0! | #DIV/0! | #DIV/0! | #DIV/0! | #DIV/0! | #DIV/0! | #DIV/0! | #DIV/0! | #DIV/0! |  |  |  | 81.7 | #DIV/0! | #DIV/0! | #DIV/0! | #DIV/0! | #DIV/0! | #DIV/0! | #DIV/0! | #DIV/0! | #DIV/0! | #DIV/0! | #DIV/0! | #DIV/0! | #DIV/0! |  |  |  | 81.7 | #DIV/0! | #DIV/0! | #DIV/0! | #DIV/0! | #DIV/0! | #DIV/0! | #DIV/0! | #DIV/0! | #DIV/0! | #DIV/0! | #DIV/0! | #DIV/0! | #DIV/0! |  |  |  | 81.7 | #DIV/0! | #DIV/0! | #DIV/0! | #DIV/0! | #DIV/0! | #DIV/0! | #DIV/0! | #DIV/0! | #DIV/0! | #DIV/0! | #DIV/0! | #DIV/0! | #DIV/0!
[15 empty] | 81.8 | 90.3272 | 13.0164 | 3410.4227 | 4170.0156 | 3410.4227 | 4170.0156 | 30.5904 | 28.0528 | 1 | 1 | 3410.4227 | 4170.0156 |  |  |  |  | 81.8 | #DIV/0! | #DIV/0! | #DIV/0! | #DIV/0! | #DIV/0! | #DIV/0! | #DIV/0! | #DIV/0! | #DIV/0! | #DIV/0! | #DIV/0! | #DIV/0! | #DIV/0! |  |  |  | 81.8 | #DIV/0! | #DIV/0! | #DIV/0! | #DIV/0! | #DIV/0! | #DIV/0! | #DIV/0! | #DIV/0! | #DIV/0! | #DIV/0! | #DIV/0! | #DIV/0! | #DIV/0! |  |  |  | 81.8 | #DIV/0! | #DIV/0! | #DIV/0! | #DIV/0! | #DIV/0! | #DIV/0! | #DIV/0! | #DIV/0! | #DIV/0! | #DIV/0! | #DIV/0! | #DIV/0! | #DIV/0! |  |  |  | 81.8 | #DIV/0! | #DIV/0! | #DIV/0! | #DIV/0! | #DIV/0! | #DIV/0! | #DIV/0! | #DIV/0! | #DIV/0! | #DIV/0! | #DIV/0! | #DIV/0! | #DIV/0! |  |  |  | 81.8 | #DIV/0! | #DIV/0! | #DIV/0! | #DIV/0! | #DIV/0! | #DIV/0! | #DIV/0! | #DIV/0! | #DIV/0! | #DIV/0! | #DIV/0! | #DIV/0! | #DIV/0! |  |  |  | 81.8 | #DIV/0! | #DIV/0! | #DIV/0! | #DIV/0! | #DIV/0! | #DIV/0! | #DIV/0! | #DIV/0! | #DIV/0! | #DIV/0! | #DIV/0! | #DIV/0! | #DIV/0! |  |  |  | 81.8 | #DIV/0! | #DIV/0! | #DIV/0! | #DIV/0! | #DIV/0! | #DIV/0! | #DIV/0! | #DIV/0! | #DIV/0! | #DIV/0! | #DIV/0! | #DIV/0! | #DIV/0!
[15 empty] | 81.9 | 90.3498 | 12.8587 | 3411.6829 | 4168.6673 | 3411.6829 | 4168.6673 | 30.6093 | 28.0507 | 1 | 1 | 3411.6829 | 4168.6673 |  |  |  |  | 81.9 | #DIV/0! | #DIV/0! | #DIV/0! | #DIV/0! | #DIV/0! | #DIV/0! | #DIV/0! | #DIV/0! | #DIV/0! | #DIV/0! | #DIV/0! | #DIV/0! | #DIV/0! |  |  |  | 81.9 | #DIV/0! | #DIV/0! | #DIV/0! | #DIV/0! | #DIV/0! | #DIV/0! | #DIV/0! | #DIV/0! | #DIV/0! | #DIV/0! | #DIV/0! | #DIV/0! | #DIV/0! |  |  |  | 81.9 | #DIV/0! | #DIV/0! | #DIV/0! | #DIV/0! | #DIV/0! | #DIV/0! | #DIV/0! | #DIV/0! | #DIV/0! | #DIV/0! | #DIV/0! | #DIV/0! | #DIV/0! |  |  |  | 81.9 | #DIV/0! | #DIV/0! | #DIV/0! | #DIV/0! | #DIV/0! | #DIV/0! | #DIV/0! | #DIV/0! | #DIV/0! | #DIV/0! | #DIV/0! | #DIV/0! | #DIV/0! |  |  |  | 81.9 | #DIV/0! | #DIV/0! | #DIV/0! | #DIV/0! | #DIV/0! | #DIV/0! | #DIV/0! | #DIV/0! | #DIV/0! | #DIV/0! | #DIV/0! | #DIV/0! | #DIV/0! |  |  |  | 81.9 | #DIV/0! | #DIV/0! | #DIV/0! | #DIV/0! | #DIV/0! | #DIV/0! | #DIV/0! | #DIV/0! | #DIV/0! | #DIV/0! | #DIV/0! | #DIV/0! | #DIV/0! |  |  |  | 81.9 | #DIV/0! | #DIV/0! | #DIV/0! | #DIV/0! | #DIV/0! | #DIV/0! | #DIV/0! | #DIV/0! | #DIV/0! | #DIV/0! | #DIV/0! | #DIV/0! | #DIV/0!
[15 empty] | 82 | 90.3721 | 12.701 | 3412.944 | 4167.3191 | 3412.944 | 4167.3191 | 30.6282 | 28.0485 | 1 | 1 | 3412.944 | 4167.3191 |  |  |  |  | 82 | #DIV/0! | #DIV/0! | #DIV/0! | #DIV/0! | #DIV/0! | #DIV/0! | #DIV/0! | #DIV/0! | #DIV/0! | #DIV/0! | #DIV/0! | #DIV/0! | #DIV/0! |  |  |  | 82 | #DIV/0! | #DIV/0! | #DIV/0! | #DIV/0! | #DIV/0! | #DIV/0! | #DIV/0! | #DIV/0! | #DIV/0! | #DIV/0! | #DIV/0! | #DIV/0! | #DIV/0! |  |  |  | 82 | #DIV/0! | #DIV/0! | #DIV/0! | #DIV/0! | #DIV/0! | #DIV/0! | #DIV/0! | #DIV/0! | #DIV/0! | #DIV/0! | #DIV/0! | #DIV/0! | #DIV/0! |  |  |  | 82 | #DIV/0! | #DIV/0! | #DIV/0! | #DIV/0! | #DIV/0! | #DIV/0! | #DIV/0! | #DIV/0! | #DIV/0! | #DIV/0! | #DIV/0! | #DIV/0! | #DIV/0! |  |  |  | 82 | #DIV/0! | #DIV/0! | #DIV/0! | #DIV/0! | #DIV/0! | #DIV/0! | #DIV/0! | #DIV/0! | #DIV/0! | #DIV/0! | #DIV/0! | #DIV/0! | #DIV/0! |  |  |  | 82 | #DIV/0! | #DIV/0! | #DIV/0! | #DIV/0! | #DIV/0! | #DIV/0! | #DIV/0! | #DIV/0! | #DIV/0! | #DIV/0! | #DIV/0! | #DIV/0! | #DIV/0! |  |  |  | 82 | #DIV/0! | #DIV/0! | #DIV/0! | #DIV/0! | #DIV/0! | #DIV/0! | #DIV/0! | #DIV/0! | #DIV/0! | #DIV/0! | #DIV/0! | #DIV/0! | #DIV/0!
[15 empty] | 82.1 | 90.3942 | 12.5432 | 3414.206 | 4165.9711 | 3414.206 | 4165.9711 | 30.647 | 28.0463 | 1 | 1 | 3414.206 | 4165.9711 |  |  |  |  | 82.1 | #DIV/0! | #DIV/0! | #DIV/0! | #DIV/0! | #DIV/0! | #DIV/0! | #DIV/0! | #DIV/0! | #DIV/0! | #DIV/0! | #DIV/0! | #DIV/0! | #DIV/0! |  |  |  | 82.1 | #DIV/0! | #DIV/0! | #DIV/0! | #DIV/0! | #DIV/0! | #DIV/0! | #DIV/0! | #DIV/0! | #DIV/0! | #DIV/0! | #DIV/0! | #DIV/0! | #DIV/0! |  |  |  | 82.1 | #DIV/0! | #DIV/0! | #DIV/0! | #DIV/0! | #DIV/0! | #DIV/0! | #DIV/0! | #DIV/0! | #DIV/0! | #DIV/0! | #DIV/0! | #DIV/0! | #DIV/0! |  |  |  | 82.1 | #DIV/0! | #DIV/0! | #DIV/0! | #DIV/0! | #DIV/0! | #DIV/0! | #DIV/0! | #DIV/0! | #DIV/0! | #DIV/0! | #DIV/0! | #DIV/0! | #DIV/0! |  |  |  | 82.1 | #DIV/0! | #DIV/0! | #DIV/0! | #DIV/0! | #DIV/0! | #DIV/0! | #DIV/0! | #DIV/0! | #DIV/0! | #DIV/0! | #DIV/0! | #DIV/0! | #DIV/0! |  |  |  | 82.1 | #DIV/0! | #DIV/0! | #DIV/0! | #DIV/0! | #DIV/0! | #DIV/0! | #DIV/0! | #DIV/0! | #DIV/0! | #DIV/0! | #DIV/0! | #DIV/0! | #DIV/0! |  |  |  | 82.1 | #DIV/0! | #DIV/0! | #DIV/0! | #DIV/0! | #DIV/0! | #DIV/0! | #DIV/0! | #DIV/0! | #DIV/0! | #DIV/0! | #DIV/0! | #DIV/0! | #DIV/0!
[15 empty] | 82.2 | 90.4159 | 12.3854 | 3415.4689 | 4164.6233 | 3415.4689 | 4164.6233 | 30.6657 | 28.044 | 1 | 1 | 3415.4689 | 4164.6233 |  |  |  |  | 82.2 | #DIV/0! | #DIV/0! | #DIV/0! | #DIV/0! | #DIV/0! | #DIV/0! | #DIV/0! | #DIV/0! | #DIV/0! | #DIV/0! | #DIV/0! | #DIV/0! | #DIV/0! |  |  |  | 82.2 | #DIV/0! | #DIV/0! | #DIV/0! | #DIV/0! | #DIV/0! | #DIV/0! | #DIV/0! | #DIV/0! | #DIV/0! | #DIV/0! | #DIV/0! | #DIV/0! | #DIV/0! |  |  |  | 82.2 | #DIV/0! | #DIV/0! | #DIV/0! | #DIV/0! | #DIV/0! | #DIV/0! | #DIV/0! | #DIV/0! | #DIV/0! | #DIV/0! | #DIV/0! | #DIV/0! | #DIV/0! |  |  |  | 82.2 | #DIV/0! | #DIV/0! | #DIV/0! | #DIV/0! | #DIV/0! | #DIV/0! | #DIV/0! | #DIV/0! | #DIV/0! | #DIV/0! | #DIV/0! | #DIV/0! | #DIV/0! |  |  |  | 82.2 | #DIV/0! | #DIV/0! | #DIV/0! | #DIV/0! | #DIV/0! | #DIV/0! | #DIV/0! | #DIV/0! | #DIV/0! | #DIV/0! | #DIV/0! | #DIV/0! | #DIV/0! |  |  |  | 82.2 | #DIV/0! | #DIV/0! | #DIV/0! | #DIV/0! | #DIV/0! | #DIV/0! | #DIV/0! | #DIV/0! | #DIV/0! | #DIV/0! | #DIV/0! | #DIV/0! | #DIV/0! |  |  |  | 82.2 | #DIV/0! | #DIV/0! | #DIV/0! | #DIV/0! | #DIV/0! | #DIV/0! | #DIV/0! | #DIV/0! | #DIV/0! | #DIV/0! | #DIV/0! | #DIV/0! | #DIV/0!
[15 empty] | 82.3 | 90.4374 | 12.2276 | 3416.7326 | 4163.2756 | 3416.7326 | 4163.2756 | 30.6843 | 28.0416 | 1 | 1 | 3416.7326 | 4163.2756 |  |  |  |  | 82.3 | #DIV/0! | #DIV/0! | #DIV/0! | #DIV/0! | #DIV/0! | #DIV/0! | #DIV/0! | #DIV/0! | #DIV/0! | #DIV/0! | #DIV/0! | #DIV/0! | #DIV/0! |  |  |  | 82.3 | #DIV/0! | #DIV/0! | #DIV/0! | #DIV/0! | #DIV/0! | #DIV/0! | #DIV/0! | #DIV/0! | #DIV/0! | #DIV/0! | #DIV/0! | #DIV/0! | #DIV/0! |  |  |  | 82.3 | #DIV/0! | #DIV/0! | #DIV/0! | #DIV/0! | #DIV/0! | #DIV/0! | #DIV/0! | #DIV/0! | #DIV/0! | #DIV/0! | #DIV/0! | #DIV/0! | #DIV/0! |  |  |  | 82.3 | #DIV/0! | #DIV/0! | #DIV/0! | #DIV/0! | #DIV/0! | #DIV/0! | #DIV/0! | #DIV/0! | #DIV/0! | #DIV/0! | #DIV/0! | #DIV/0! | #DIV/0! |  |  |  | 82.3 | #DIV/0! | #DIV/0! | #DIV/0! | #DIV/0! | #DIV/0! | #DIV/0! | #DIV/0! | #DIV/0! | #DIV/0! | #DIV/0! | #DIV/0! | #DIV/0! | #DIV/0! |  |  |  | 82.3 | #DIV/0! | #DIV/0! | #DIV/0! | #DIV/0! | #DIV/0! | #DIV/0! | #DIV/0! | #DIV/0! | #DIV/0! | #DIV/0! | #DIV/0! | #DIV/0! | #DIV/0! |  |  |  | 82.3 | #DIV/0! | #DIV/0! | #DIV/0! | #DIV/0! | #DIV/0! | #DIV/0! | #DIV/0! | #DIV/0! | #DIV/0! | #DIV/0! | #DIV/0! | #DIV/0! | #DIV/0!
[15 empty] | 82.4 | 90.4586 | 12.0698 | 3417.9972 | 4161.9281 | 3417.9972 | 4161.9281 | 30.7029 | 28.0391 | 1 | 1 | 3417.9972 | 4161.9281 |  |  |  |  | 82.4 | #DIV/0! | #DIV/0! | #DIV/0! | #DIV/0! | #DIV/0! | #DIV/0! | #DIV/0! | #DIV/0! | #DIV/0! | #DIV/0! | #DIV/0! | #DIV/0! | #DIV/0! |  |  |  | 82.4 | #DIV/0! | #DIV/0! | #DIV/0! | #DIV/0! | #DIV/0! | #DIV/0! | #DIV/0! | #DIV/0! | #DIV/0! | #DIV/0! | #DIV/0! | #DIV/0! | #DIV/0! |  |  |  | 82.4 | #DIV/0! | #DIV/0! | #DIV/0! | #DIV/0! | #DIV/0! | #DIV/0! | #DIV/0! | #DIV/0! | #DIV/0! | #DIV/0! | #DIV/0! | #DIV/0! | #DIV/0! |  |  |  | 82.4 | #DIV/0! | #DIV/0! | #DIV/0! | #DIV/0! | #DIV/0! | #DIV/0! | #DIV/0! | #DIV/0! | #DIV/0! | #DIV/0! | #DIV/0! | #DIV/0! | #DIV/0! |  |  |  | 82.4 | #DIV/0! | #DIV/0! | #DIV/0! | #DIV/0! | #DIV/0! | #DIV/0! | #DIV/0! | #DIV/0! | #DIV/0! | #DIV/0! | #DIV/0! | #DIV/0! | #DIV/0! |  |  |  | 82.4 | #DIV/0! | #DIV/0! | #DIV/0! | #DIV/0! | #DIV/0! | #DIV/0! | #DIV/0! | #DIV/0! | #DIV/0! | #DIV/0! | #DIV/0! | #DIV/0! | #DIV/0! |  |  |  | 82.4 | #DIV/0! | #DIV/0! | #DIV/0! | #DIV/0! | #DIV/0! | #DIV/0! | #DIV/0! | #DIV/0! | #DIV/0! | #DIV/0! | #DIV/0! | #DIV/0! | #DIV/0!
[15 empty] | 82.5 | 90.4795 | 11.9119 | 3419.2627 | 4160.5809 | 3419.2627 | 4160.5809 | 30.7214 | 28.0365 | 1 | 1 | 3419.2627 | 4160.5809 |  |  |  |  | 82.5 | #DIV/0! | #DIV/0! | #DIV/0! | #DIV/0! | #DIV/0! | #DIV/0! | #DIV/0! | #DIV/0! | #DIV/0! | #DIV/0! | #DIV/0! | #DIV/0! | #DIV/0! |  |  |  | 82.5 | #DIV/0! | #DIV/0! | #DIV/0! | #DIV/0! | #DIV/0! | #DIV/0! | #DIV/0! | #DIV/0! | #DIV/0! | #DIV/0! | #DIV/0! | #DIV/0! | #DIV/0! |  |  |  | 82.5 | #DIV/0! | #DIV/0! | #DIV/0! | #DIV/0! | #DIV/0! | #DIV/0! | #DIV/0! | #DIV/0! | #DIV/0! | #DIV/0! | #DIV/0! | #DIV/0! | #DIV/0! |  |  |  | 82.5 | #DIV/0! | #DIV/0! | #DIV/0! | #DIV/0! | #DIV/0! | #DIV/0! | #DIV/0! | #DIV/0! | #DIV/0! | #DIV/0! | #DIV/0! | #DIV/0! | #DIV/0! |  |  |  | 82.5 | #DIV/0! | #DIV/0! | #DIV/0! | #DIV/0! | #DIV/0! | #DIV/0! | #DIV/0! | #DIV/0! | #DIV/0! | #DIV/0! | #DIV/0! | #DIV/0! | #DIV/0! |  |  |  | 82.5 | #DIV/0! | #DIV/0! | #DIV/0! | #DIV/0! | #DIV/0! | #DIV/0! | #DIV/0! | #DIV/0! | #DIV/0! | #DIV/0! | #DIV/0! | #DIV/0! | #DIV/0! |  |  |  | 82.5 | #DIV/0! | #DIV/0! | #DIV/0! | #DIV/0! | #DIV/0! | #DIV/0! | #DIV/0! | #DIV/0! | #DIV/0! | #DIV/0! | #DIV/0! | #DIV/0! | #DIV/0!
[15 empty] | 82.6 | 90.5002 | 11.7539 | 3420.5291 | 4159.2338 | 3420.5291 | 4159.2338 | 30.7398 | 28.0338 | 1 | 1 | 3420.5291 | 4159.2338 |  |  |  |  | 82.6 | #DIV/0! | #DIV/0! | #DIV/0! | #DIV/0! | #DIV/0! | #DIV/0! | #DIV/0! | #DIV/0! | #DIV/0! | #DIV/0! | #DIV/0! | #DIV/0! | #DIV/0! |  |  |  | 82.6 | #DIV/0! | #DIV/0! | #DIV/0! | #DIV/0! | #DIV/0! | #DIV/0! | #DIV/0! | #DIV/0! | #DIV/0! | #DIV/0! | #DIV/0! | #DIV/0! | #DIV/0! |  |  |  | 82.6 | #DIV/0! | #DIV/0! | #DIV/0! | #DIV/0! | #DIV/0! | #DIV/0! | #DIV/0! | #DIV/0! | #DIV/0! | #DIV/0! | #DIV/0! | #DIV/0! | #DIV/0! |  |  |  | 82.6 | #DIV/0! | #DIV/0! | #DIV/0! | #DIV/0! | #DIV/0! | #DIV/0! | #DIV/0! | #DIV/0! | #DIV/0! | #DIV/0! | #DIV/0! | #DIV/0! | #DIV/0! |  |  |  | 82.6 | #DIV/0! | #DIV/0! | #DIV/0! | #DIV/0! | #DIV/0! | #DIV/0! | #DIV/0! | #DIV/0! | #DIV/0! | #DIV/0! | #DIV/0! | #DIV/0! | #DIV/0! |  |  |  | 82.6 | #DIV/0! | #DIV/0! | #DIV/0! | #DIV/0! | #DIV/0! | #DIV/0! | #DIV/0! | #DIV/0! | #DIV/0! | #DIV/0! | #DIV/0! | #DIV/0! | #DIV/0! |  |  |  | 82.6 | #DIV/0! | #DIV/0! | #DIV/0! | #DIV/0! | #DIV/0! | #DIV/0! | #DIV/0! | #DIV/0! | #DIV/0! | #DIV/0! | #DIV/0! | #DIV/0! | #DIV/0!
[15 empty] | 82.7 | 90.5205 | 11.5959 | 3421.7963 | 4157.8869 | 3421.7963 | 4157.8869 | 30.7581 | 28.031 | 1 | 1 | 3421.7963 | 4157.8869 |  |  |  |  | 82.7 | #DIV/0! | #DIV/0! | #DIV/0! | #DIV/0! | #DIV/0! | #DIV/0! | #DIV/0! | #DIV/0! | #DIV/0! | #DIV/0! | #DIV/0! | #DIV/0! | #DIV/0! |  |  |  | 82.7 | #DIV/0! | #DIV/0! | #DIV/0! | #DIV/0! | #DIV/0! | #DIV/0! | #DIV/0! | #DIV/0! | #DIV/0! | #DIV/0! | #DIV/0! | #DIV/0! | #DIV/0! |  |  |  | 82.7 | #DIV/0! | #DIV/0! | #DIV/0! | #DIV/0! | #DIV/0! | #DIV/0! | #DIV/0! | #DIV/0! | #DIV/0! | #DIV/0! | #DIV/0! | #DIV/0! | #DIV/0! |  |  |  | 82.7 | #DIV/0! | #DIV/0! | #DIV/0! | #DIV/0! | #DIV/0! | #DIV/0! | #DIV/0! | #DIV/0! | #DIV/0! | #DIV/0! | #DIV/0! | #DIV/0! | #DIV/0! |  |  |  | 82.7 | #DIV/0! | #DIV/0! | #DIV/0! | #DIV/0! | #DIV/0! | #DIV/0! | #DIV/0! | #DIV/0! | #DIV/0! | #DIV/0! | #DIV/0! | #DIV/0! | #DIV/0! |  |  |  | 82.7 | #DIV/0! | #DIV/0! | #DIV/0! | #DIV/0! | #DIV/0! | #DIV/0! | #DIV/0! | #DIV/0! | #DIV/0! | #DIV/0! | #DIV/0! | #DIV/0! | #DIV/0! |  |  |  | 82.7 | #DIV/0! | #DIV/0! | #DIV/0! | #DIV/0! | #DIV/0! | #DIV/0! | #DIV/0! | #DIV/0! | #DIV/0! | #DIV/0! | #DIV/0! | #DIV/0! | #DIV/0!
[15 empty] | 82.8 | 90.5406 | 11.4379 | 3423.0643 | 4156.5402 | 3423.0643 | 4156.5402 | 30.7763 | 28.0282 | 1 | 1 | 3423.0643 | 4156.5402 |  |  |  |  | 82.8 | #DIV/0! | #DIV/0! | #DIV/0! | #DIV/0! | #DIV/0! | #DIV/0! | #DIV/0! | #DIV/0! | #DIV/0! | #DIV/0! | #DIV/0! | #DIV/0! | #DIV/0! |  |  |  | 82.8 | #DIV/0! | #DIV/0! | #DIV/0! | #DIV/0! | #DIV/0! | #DIV/0! | #DIV/0! | #DIV/0! | #DIV/0! | #DIV/0! | #DIV/0! | #DIV/0! | #DIV/0! |  |  |  | 82.8 | #DIV/0! | #DIV/0! | #DIV/0! | #DIV/0! | #DIV/0! | #DIV/0! | #DIV/0! | #DIV/0! | #DIV/0! | #DIV/0! | #DIV/0! | #DIV/0! | #DIV/0! |  |  |  | 82.8 | #DIV/0! | #DIV/0! | #DIV/0! | #DIV/0! | #DIV/0! | #DIV/0! | #DIV/0! | #DIV/0! | #DIV/0! | #DIV/0! | #DIV/0! | #DIV/0! | #DIV/0! |  |  |  | 82.8 | #DIV/0! | #DIV/0! | #DIV/0! | #DIV/0! | #DIV/0! | #DIV/0! | #DIV/0! | #DIV/0! | #DIV/0! | #DIV/0! | #DIV/0! | #DIV/0! | #DIV/0! |  |  |  | 82.8 | #DIV/0! | #DIV/0! | #DIV/0! | #DIV/0! | #DIV/0! | #DIV/0! | #DIV/0! | #DIV/0! | #DIV/0! | #DIV/0! | #DIV/0! | #DIV/0! | #DIV/0! |  |  |  | 82.8 | #DIV/0! | #DIV/0! | #DIV/0! | #DIV/0! | #DIV/0! | #DIV/0! | #DIV/0! | #DIV/0! | #DIV/0! | #DIV/0! | #DIV/0! | #DIV/0! | #DIV/0!
[15 empty] | 82.9 | 90.5605 | 11.2799 | 3424.3333 | 4155.1937 | 3424.3333 | 4155.1937 | 30.7945 | 28.0252 | 1 | 1 | 3424.3333 | 4155.1937 |  |  |  |  | 82.9 | #DIV/0! | #DIV/0! | #DIV/0! | #DIV/0! | #DIV/0! | #DIV/0! | #DIV/0! | #DIV/0! | #DIV/0! | #DIV/0! | #DIV/0! | #DIV/0! | #DIV/0! |  |  |  | 82.9 | #DIV/0! | #DIV/0! | #DIV/0! | #DIV/0! | #DIV/0! | #DIV/0! | #DIV/0! | #DIV/0! | #DIV/0! | #DIV/0! | #DIV/0! | #DIV/0! | #DIV/0! |  |  |  | 82.9 | #DIV/0! | #DIV/0! | #DIV/0! | #DIV/0! | #DIV/0! | #DIV/0! | #DIV/0! | #DIV/0! | #DIV/0! | #DIV/0! | #DIV/0! | #DIV/0! | #DIV/0! |  |  |  | 82.9 | #DIV/0! | #DIV/0! | #DIV/0! | #DIV/0! | #DIV/0! | #DIV/0! | #DIV/0! | #DIV/0! | #DIV/0! | #DIV/0! | #DIV/0! | #DIV/0! | #DIV/0! |  |  |  | 82.9 | #DIV/0! | #DIV/0! | #DIV/0! | #DIV/0! | #DIV/0! | #DIV/0! | #DIV/0! | #DIV/0! | #DIV/0! | #DIV/0! | #DIV/0! | #DIV/0! | #DIV/0! |  |  |  | 82.9 | #DIV/0! | #DIV/0! | #DIV/0! | #DIV/0! | #DIV/0! | #DIV/0! | #DIV/0! | #DIV/0! | #DIV/0! | #DIV/0! | #DIV/0! | #DIV/0! | #DIV/0! |  |  |  | 82.9 | #DIV/0! | #DIV/0! | #DIV/0! | #DIV/0! | #DIV/0! | #DIV/0! | #DIV/0! | #DIV/0! | #DIV/0! | #DIV/0! | #DIV/0! | #DIV/0! | #DIV/0!
[15 empty] | 83 | 90.58 | 11.1218 | 3425.6031 | 4153.8474 | 3425.6031 | 4153.8474 | 30.8125 | 28.0222 | 1 | 1 | 3425.6031 | 4153.8474 |  |  |  |  | 83 | #DIV/0! | #DIV/0! | #DIV/0! | #DIV/0! | #DIV/0! | #DIV/0! | #DIV/0! | #DIV/0! | #DIV/0! | #DIV/0! | #DIV/0! | #DIV/0! | #DIV/0! |  |  |  | 83 | #DIV/0! | #DIV/0! | #DIV/0! | #DIV/0! | #DIV/0! | #DIV/0! | #DIV/0! | #DIV/0! | #DIV/0! | #DIV/0! | #DIV/0! | #DIV/0! | #DIV/0! |  |  |  | 83 | #DIV/0! | #DIV/0! | #DIV/0! | #DIV/0! | #DIV/0! | #DIV/0! | #DIV/0! | #DIV/0! | #DIV/0! | #DIV/0! | #DIV/0! | #DIV/0! | #DIV/0! |  |  |  | 83 | #DIV/0! | #DIV/0! | #DIV/0! | #DIV/0! | #DIV/0! | #DIV/0! | #DIV/0! | #DIV/0! | #DIV/0! | #DIV/0! | #DIV/0! | #DIV/0! | #DIV/0! |  |  |  | 83 | #DIV/0! | #DIV/0! | #DIV/0! | #DIV/0! | #DIV/0! | #DIV/0! | #DIV/0! | #DIV/0! | #DIV/0! | #DIV/0! | #DIV/0! | #DIV/0! | #DIV/0! |  |  |  | 83 | #DIV/0! | #DIV/0! | #DIV/0! | #DIV/0! | #DIV/0! | #DIV/0! | #DIV/0! | #DIV/0! | #DIV/0! | #DIV/0! | #DIV/0! | #DIV/0! | #DIV/0! |  |  |  | 83 | #DIV/0! | #DIV/0! | #DIV/0! | #DIV/0! | #DIV/0! | #DIV/0! | #DIV/0! | #DIV/0! | #DIV/0! | #DIV/0! | #DIV/0! | #DIV/0! | #DIV/0!
[15 empty] | 83.1 | 90.5993 | 10.9637 | 3426.8737 | 4152.5013 | 3426.8737 | 4152.5013 | 30.8305 | 28.0191 | 1 | 1 | 3426.8737 | 4152.5013 |  |  |  |  | 83.1 | #DIV/0! | #DIV/0! | #DIV/0! | #DIV/0! | #DIV/0! | #DIV/0! | #DIV/0! | #DIV/0! | #DIV/0! | #DIV/0! | #DIV/0! | #DIV/0! | #DIV/0! |  |  |  | 83.1 | #DIV/0! | #DIV/0! | #DIV/0! | #DIV/0! | #DIV/0! | #DIV/0! | #DIV/0! | #DIV/0! | #DIV/0! | #DIV/0! | #DIV/0! | #DIV/0! | #DIV/0! |  |  |  | 83.1 | #DIV/0! | #DIV/0! | #DIV/0! | #DIV/0! | #DIV/0! | #DIV/0! | #DIV/0! | #DIV/0! | #DIV/0! | #DIV/0! | #DIV/0! | #DIV/0! | #DIV/0! |  |  |  | 83.1 | #DIV/0! | #DIV/0! | #DIV/0! | #DIV/0! | #DIV/0! | #DIV/0! | #DIV/0! | #DIV/0! | #DIV/0! | #DIV/0! | #DIV/0! | #DIV/0! | #DIV/0! |  |  |  | 83.1 | #DIV/0! | #DIV/0! | #DIV/0! | #DIV/0! | #DIV/0! | #DIV/0! | #DIV/0! | #DIV/0! | #DIV/0! | #DIV/0! | #DIV/0! | #DIV/0! | #DIV/0! |  |  |  | 83.1 | #DIV/0! | #DIV/0! | #DIV/0! | #DIV/0! | #DIV/0! | #DIV/0! | #DIV/0! | #DIV/0! | #DIV/0! | #DIV/0! | #DIV/0! | #DIV/0! | #DIV/0! |  |  |  | 83.1 | #DIV/0! | #DIV/0! | #DIV/0! | #DIV/0! | #DIV/0! | #DIV/0! | #DIV/0! | #DIV/0! | #DIV/0! | #DIV/0! | #DIV/0! | #DIV/0! | #DIV/0!
[15 empty] | 83.2 | 90.6183 | 10.8056 | 3428.1452 | 4151.1554 | 3428.1452 | 4151.1554 | 30.8484 | 28.0159 | 1 | 1 | 3428.1452 | 4151.1554 |  |  |  |  | 83.2 | #DIV/0! | #DIV/0! | #DIV/0! | #DIV/0! | #DIV/0! | #DIV/0! | #DIV/0! | #DIV/0! | #DIV/0! | #DIV/0! | #DIV/0! | #DIV/0! | #DIV/0! |  |  |  | 83.2 | #DIV/0! | #DIV/0! | #DIV/0! | #DIV/0! | #DIV/0! | #DIV/0! | #DIV/0! | #DIV/0! | #DIV/0! | #DIV/0! | #DIV/0! | #DIV/0! | #DIV/0! |  |  |  | 83.2 | #DIV/0! | #DIV/0! | #DIV/0! | #DIV/0! | #DIV/0! | #DIV/0! | #DIV/0! | #DIV/0! | #DIV/0! | #DIV/0! | #DIV/0! | #DIV/0! | #DIV/0! |  |  |  | 83.2 | #DIV/0! | #DIV/0! | #DIV/0! | #DIV/0! | #DIV/0! | #DIV/0! | #DIV/0! | #DIV/0! | #DIV/0! | #DIV/0! | #DIV/0! | #DIV/0! | #DIV/0! |  |  |  | 83.2 | #DIV/0! | #DIV/0! | #DIV/0! | #DIV/0! | #DIV/0! | #DIV/0! | #DIV/0! | #DIV/0! | #DIV/0! | #DIV/0! | #DIV/0! | #DIV/0! | #DIV/0! |  |  |  | 83.2 | #DIV/0! | #DIV/0! | #DIV/0! | #DIV/0! | #DIV/0! | #DIV/0! | #DIV/0! | #DIV/0! | #DIV/0! | #DIV/0! | #DIV/0! | #DIV/0! | #DIV/0! |  |  |  | 83.2 | #DIV/0! | #DIV/0! | #DIV/0! | #DIV/0! | #DIV/0! | #DIV/0! | #DIV/0! | #DIV/0! | #DIV/0! | #DIV/0! | #DIV/0! | #DIV/0! | #DIV/0!
[15 empty] | 83.3 | 90.637 | 10.6474 | 3429.4175 | 4149.8098 | 3429.4175 | 4149.8098 | 30.8662 | 28.0126 | 1 | 1 | 3429.4175 | 4149.8098 |  |  |  |  | 83.3 | #DIV/0! | #DIV/0! | #DIV/0! | #DIV/0! | #DIV/0! | #DIV/0! | #DIV/0! | #DIV/0! | #DIV/0! | #DIV/0! | #DIV/0! | #DIV/0! | #DIV/0! |  |  |  | 83.3 | #DIV/0! | #DIV/0! | #DIV/0! | #DIV/0! | #DIV/0! | #DIV/0! | #DIV/0! | #DIV/0! | #DIV/0! | #DIV/0! | #DIV/0! | #DIV/0! | #DIV/0! |  |  |  | 83.3 | #DIV/0! | #DIV/0! | #DIV/0! | #DIV/0! | #DIV/0! | #DIV/0! | #DIV/0! | #DIV/0! | #DIV/0! | #DIV/0! | #DIV/0! | #DIV/0! | #DIV/0! |  |  |  | 83.3 | #DIV/0! | #DIV/0! | #DIV/0! | #DIV/0! | #DIV/0! | #DIV/0! | #DIV/0! | #DIV/0! | #DIV/0! | #DIV/0! | #DIV/0! | #DIV/0! | #DIV/0! |  |  |  | 83.3 | #DIV/0! | #DIV/0! | #DIV/0! | #DIV/0! | #DIV/0! | #DIV/0! | #DIV/0! | #DIV/0! | #DIV/0! | #DIV/0! | #DIV/0! | #DIV/0! | #DIV/0! |  |  |  | 83.3 | #DIV/0! | #DIV/0! | #DIV/0! | #DIV/0! | #DIV/0! | #DIV/0! | #DIV/0! | #DIV/0! | #DIV/0! | #DIV/0! | #DIV/0! | #DIV/0! | #DIV/0! |  |  |  | 83.3 | #DIV/0! | #DIV/0! | #DIV/0! | #DIV/0! | #DIV/0! | #DIV/0! | #DIV/0! | #DIV/0! | #DIV/0! | #DIV/0! | #DIV/0! | #DIV/0! | #DIV/0!
[15 empty] | 83.4 | 90.6555 | 10.4892 | 3430.6907 | 4148.4644 | 3430.6907 | 4148.4644 | 30.884 | 28.0092 | 1 | 1 | 3430.6907 | 4148.4644 |  |  |  |  | 83.4 | #DIV/0! | #DIV/0! | #DIV/0! | #DIV/0! | #DIV/0! | #DIV/0! | #DIV/0! | #DIV/0! | #DIV/0! | #DIV/0! | #DIV/0! | #DIV/0! | #DIV/0! |  |  |  | 83.4 | #DIV/0! | #DIV/0! | #DIV/0! | #DIV/0! | #DIV/0! | #DIV/0! | #DIV/0! | #DIV/0! | #DIV/0! | #DIV/0! | #DIV/0! | #DIV/0! | #DIV/0! |  |  |  | 83.4 | #DIV/0! | #DIV/0! | #DIV/0! | #DIV/0! | #DIV/0! | #DIV/0! | #DIV/0! | #DIV/0! | #DIV/0! | #DIV/0! | #DIV/0! | #DIV/0! | #DIV/0! |  |  |  | 83.4 | #DIV/0! | #DIV/0! | #DIV/0! | #DIV/0! | #DIV/0! | #DIV/0! | #DIV/0! | #DIV/0! | #DIV/0! | #DIV/0! | #DIV/0! | #DIV/0! | #DIV/0! |  |  |  | 83.4 | #DIV/0! | #DIV/0! | #DIV/0! | #DIV/0! | #DIV/0! | #DIV/0! | #DIV/0! | #DIV/0! | #DIV/0! | #DIV/0! | #DIV/0! | #DIV/0! | #DIV/0! |  |  |  | 83.4 | #DIV/0! | #DIV/0! | #DIV/0! | #DIV/0! | #DIV/0! | #DIV/0! | #DIV/0! | #DIV/0! | #DIV/0! | #DIV/0! | #DIV/0! | #DIV/0! | #DIV/0! |  |  |  | 83.4 | #DIV/0! | #DIV/0! | #DIV/0! | #DIV/0! | #DIV/0! | #DIV/0! | #DIV/0! | #DIV/0! | #DIV/0! | #DIV/0! | #DIV/0! | #DIV/0! | #DIV/0!
[15 empty] | 83.5 | 90.6736 | 10.331 | 3431.9647 | 4147.1192 | 3431.9647 | 4147.1192 | 30.9017 | 28.0057 | 1 | 1 | 3431.9647 | 4147.1192 |  |  |  |  | 83.5 | #DIV/0! | #DIV/0! | #DIV/0! | #DIV/0! | #DIV/0! | #DIV/0! | #DIV/0! | #DIV/0! | #DIV/0! | #DIV/0! | #DIV/0! | #DIV/0! | #DIV/0! |  |  |  | 83.5 | #DIV/0! | #DIV/0! | #DIV/0! | #DIV/0! | #DIV/0! | #DIV/0! | #DIV/0! | #DIV/0! | #DIV/0! | #DIV/0! | #DIV/0! | #DIV/0! | #DIV/0! |  |  |  | 83.5 | #DIV/0! | #DIV/0! | #DIV/0! | #DIV/0! | #DIV/0! | #DIV/0! | #DIV/0! | #DIV/0! | #DIV/0! | #DIV/0! | #DIV/0! | #DIV/0! | #DIV/0! |  |  |  | 83.5 | #DIV/0! | #DIV/0! | #DIV/0! | #DIV/0! | #DIV/0! | #DIV/0! | #DIV/0! | #DIV/0! | #DIV/0! | #DIV/0! | #DIV/0! | #DIV/0! | #DIV/0! |  |  |  | 83.5 | #DIV/0! | #DIV/0! | #DIV/0! | #DIV/0! | #DIV/0! | #DIV/0! | #DIV/0! | #DIV/0! | #DIV/0! | #DIV/0! | #DIV/0! | #DIV/0! | #DIV/0! |  |  |  | 83.5 | #DIV/0! | #DIV/0! | #DIV/0! | #DIV/0! | #DIV/0! | #DIV/0! | #DIV/0! | #DIV/0! | #DIV/0! | #DIV/0! | #DIV/0! | #DIV/0! | #DIV/0! |  |  |  | 83.5 | #DIV/0! | #DIV/0! | #DIV/0! | #DIV/0! | #DIV/0! | #DIV/0! | #DIV/0! | #DIV/0! | #DIV/0! | #DIV/0! | #DIV/0! | #DIV/0! | #DIV/0!
[15 empty] | 83.6 | 90.6915 | 10.1727 | 3433.2395 | 4145.7742 | 3433.2395 | 4145.7742 | 30.9192 | 28.0022 | 1 | 1 | 3433.2395 | 4145.7742 |  |  |  |  | 83.6 | #DIV/0! | #DIV/0! | #DIV/0! | #DIV/0! | #DIV/0! | #DIV/0! | #DIV/0! | #DIV/0! | #DIV/0! | #DIV/0! | #DIV/0! | #DIV/0! | #DIV/0! |  |  |  | 83.6 | #DIV/0! | #DIV/0! | #DIV/0! | #DIV/0! | #DIV/0! | #DIV/0! | #DIV/0! | #DIV/0! | #DIV/0! | #DIV/0! | #DIV/0! | #DIV/0! | #DIV/0! |  |  |  | 83.6 | #DIV/0! | #DIV/0! | #DIV/0! | #DIV/0! | #DIV/0! | #DIV/0! | #DIV/0! | #DIV/0! | #DIV/0! | #DIV/0! | #DIV/0! | #DIV/0! | #DIV/0! |  |  |  | 83.6 | #DIV/0! | #DIV/0! | #DIV/0! | #DIV/0! | #DIV/0! | #DIV/0! | #DIV/0! | #DIV/0! | #DIV/0! | #DIV/0! | #DIV/0! | #DIV/0! | #DIV/0! |  |  |  | 83.6 | #DIV/0! | #DIV/0! | #DIV/0! | #DIV/0! | #DIV/0! | #DIV/0! | #DIV/0! | #DIV/0! | #DIV/0! | #DIV/0! | #DIV/0! | #DIV/0! | #DIV/0! |  |  |  | 83.6 | #DIV/0! | #DIV/0! | #DIV/0! | #DIV/0! | #DIV/0! | #DIV/0! | #DIV/0! | #DIV/0! | #DIV/0! | #DIV/0! | #DIV/0! | #DIV/0! | #DIV/0! |  |  |  | 83.6 | #DIV/0! | #DIV/0! | #DIV/0! | #DIV/0! | #DIV/0! | #DIV/0! | #DIV/0! | #DIV/0! | #DIV/0! | #DIV/0! | #DIV/0! | #DIV/0! | #DIV/0!
[15 empty] | 83.7 | 90.7091 | 10.0144 | 3434.5152 | 4144.4295 | 3434.5152 | 4144.4295 | 30.9367 | 27.9985 | 1 | 1 | 3434.5152 | 4144.4295 |  |  |  |  | 83.7 | #DIV/0! | #DIV/0! | #DIV/0! | #DIV/0! | #DIV/0! | #DIV/0! | #DIV/0! | #DIV/0! | #DIV/0! | #DIV/0! | #DIV/0! | #DIV/0! | #DIV/0! |  |  |  | 83.7 | #DIV/0! | #DIV/0! | #DIV/0! | #DIV/0! | #DIV/0! | #DIV/0! | #DIV/0! | #DIV/0! | #DIV/0! | #DIV/0! | #DIV/0! | #DIV/0! | #DIV/0! |  |  |  | 83.7 | #DIV/0! | #DIV/0! | #DIV/0! | #DIV/0! | #DIV/0! | #DIV/0! | #DIV/0! | #DIV/0! | #DIV/0! | #DIV/0! | #DIV/0! | #DIV/0! | #DIV/0! |  |  |  | 83.7 | #DIV/0! | #DIV/0! | #DIV/0! | #DIV/0! | #DIV/0! | #DIV/0! | #DIV/0! | #DIV/0! | #DIV/0! | #DIV/0! | #DIV/0! | #DIV/0! | #DIV/0! |  |  |  | 83.7 | #DIV/0! | #DIV/0! | #DIV/0! | #DIV/0! | #DIV/0! | #DIV/0! | #DIV/0! | #DIV/0! | #DIV/0! | #DIV/0! | #DIV/0! | #DIV/0! | #DIV/0! |  |  |  | 83.7 | #DIV/0! | #DIV/0! | #DIV/0! | #DIV/0! | #DIV/0! | #DIV/0! | #DIV/0! | #DIV/0! | #DIV/0! | #DIV/0! | #DIV/0! | #DIV/0! | #DIV/0! |  |  |  | 83.7 | #DIV/0! | #DIV/0! | #DIV/0! | #DIV/0! | #DIV/0! | #DIV/0! | #DIV/0! | #DIV/0! | #DIV/0! | #DIV/0! | #DIV/0! | #DIV/0! | #DIV/0!
[15 empty] | 83.8 | 90.7265 | 9.856 | 3435.7917 | 4143.0851 | 3435.7917 | 4143.0851 | 30.9541 | 27.9948 | 1 | 1 | 3435.7917 | 4143.0851 |  |  |  |  | 83.8 | #DIV/0! | #DIV/0! | #DIV/0! | #DIV/0! | #DIV/0! | #DIV/0! | #DIV/0! | #DIV/0! | #DIV/0! | #DIV/0! | #DIV/0! | #DIV/0! | #DIV/0! |  |  |  | 83.8 | #DIV/0! | #DIV/0! | #DIV/0! | #DIV/0! | #DIV/0! | #DIV/0! | #DIV/0! | #DIV/0! | #DIV/0! | #DIV/0! | #DIV/0! | #DIV/0! | #DIV/0! |  |  |  | 83.8 | #DIV/0! | #DIV/0! | #DIV/0! | #DIV/0! | #DIV/0! | #DIV/0! | #DIV/0! | #DIV/0! | #DIV/0! | #DIV/0! | #DIV/0! | #DIV/0! | #DIV/0! |  |  |  | 83.8 | #DIV/0! | #DIV/0! | #DIV/0! | #DIV/0! | #DIV/0! | #DIV/0! | #DIV/0! | #DIV/0! | #DIV/0! | #DIV/0! | #DIV/0! | #DIV/0! | #DIV/0! |  |  |  | 83.8 | #DIV/0! | #DIV/0! | #DIV/0! | #DIV/0! | #DIV/0! | #DIV/0! | #DIV/0! | #DIV/0! | #DIV/0! | #DIV/0! | #DIV/0! | #DIV/0! | #DIV/0! |  |  |  | 83.8 | #DIV/0! | #DIV/0! | #DIV/0! | #DIV/0! | #DIV/0! | #DIV/0! | #DIV/0! | #DIV/0! | #DIV/0! | #DIV/0! | #DIV/0! | #DIV/0! | #DIV/0! |  |  |  | 83.8 | #DIV/0! | #DIV/0! | #DIV/0! | #DIV/0! | #DIV/0! | #DIV/0! | #DIV/0! | #DIV/0! | #DIV/0! | #DIV/0! | #DIV/0! | #DIV/0! | #DIV/0!
[15 empty] | 83.9 | 90.7435 | 9.6977 | 3437.069 | 4141.7408 | 3437.069 | 4141.7408 | 30.9715 | 27.991 | 1 | 1 | 3437.069 | 4141.7408 |  |  |  |  | 83.9 | #DIV/0! | #DIV/0! | #DIV/0! | #DIV/0! | #DIV/0! | #DIV/0! | #DIV/0! | #DIV/0! | #DIV/0! | #DIV/0! | #DIV/0! | #DIV/0! | #DIV/0! |  |  |  | 83.9 | #DIV/0! | #DIV/0! | #DIV/0! | #DIV/0! | #DIV/0! | #DIV/0! | #DIV/0! | #DIV/0! | #DIV/0! | #DIV/0! | #DIV/0! | #DIV/0! | #DIV/0! |  |  |  | 83.9 | #DIV/0! | #DIV/0! | #DIV/0! | #DIV/0! | #DIV/0! | #DIV/0! | #DIV/0! | #DIV/0! | #DIV/0! | #DIV/0! | #DIV/0! | #DIV/0! | #DIV/0! |  |  |  | 83.9 | #DIV/0! | #DIV/0! | #DIV/0! | #DIV/0! | #DIV/0! | #DIV/0! | #DIV/0! | #DIV/0! | #DIV/0! | #DIV/0! | #DIV/0! | #DIV/0! | #DIV/0! |  |  |  | 83.9 | #DIV/0! | #DIV/0! | #DIV/0! | #DIV/0! | #DIV/0! | #DIV/0! | #DIV/0! | #DIV/0! | #DIV/0! | #DIV/0! | #DIV/0! | #DIV/0! | #DIV/0! |  |  |  | 83.9 | #DIV/0! | #DIV/0! | #DIV/0! | #DIV/0! | #DIV/0! | #DIV/0! | #DIV/0! | #DIV/0! | #DIV/0! | #DIV/0! | #DIV/0! | #DIV/0! | #DIV/0! |  |  |  | 83.9 | #DIV/0! | #DIV/0! | #DIV/0! | #DIV/0! | #DIV/0! | #DIV/0! | #DIV/0! | #DIV/0! | #DIV/0! | #DIV/0! | #DIV/0! | #DIV/0! | #DIV/0!
[15 empty] | 84 | 90.7603 | 9.5393 | 3438.3471 | 4140.3969 | 3438.3471 | 4140.3969 | 30.9887 | 27.9871 | 1 | 1 | 3438.3471 | 4140.3969 |  |  |  |  | 84 | #DIV/0! | #DIV/0! | #DIV/0! | #DIV/0! | #DIV/0! | #DIV/0! | #DIV/0! | #DIV/0! | #DIV/0! | #DIV/0! | #DIV/0! | #DIV/0! | #DIV/0! |  |  |  | 84 | #DIV/0! | #DIV/0! | #DIV/0! | #DIV/0! | #DIV/0! | #DIV/0! | #DIV/0! | #DIV/0! | #DIV/0! | #DIV/0! | #DIV/0! | #DIV/0! | #DIV/0! |  |  |  | 84 | #DIV/0! | #DIV/0! | #DIV/0! | #DIV/0! | #DIV/0! | #DIV/0! | #DIV/0! | #DIV/0! | #DIV/0! | #DIV/0! | #DIV/0! | #DIV/0! | #DIV/0! |  |  |  | 84 | #DIV/0! | #DIV/0! | #DIV/0! | #DIV/0! | #DIV/0! | #DIV/0! | #DIV/0! | #DIV/0! | #DIV/0! | #DIV/0! | #DIV/0! | #DIV/0! | #DIV/0! |  |  |  | 84 | #DIV/0! | #DIV/0! | #DIV/0! | #DIV/0! | #DIV/0! | #DIV/0! | #DIV/0! | #DIV/0! | #DIV/0! | #DIV/0! | #DIV/0! | #DIV/0! | #DIV/0! |  |  |  | 84 | #DIV/0! | #DIV/0! | #DIV/0! | #DIV/0! | #DIV/0! | #DIV/0! | #DIV/0! | #DIV/0! | #DIV/0! | #DIV/0! | #DIV/0! | #DIV/0! | #DIV/0! |  |  |  | 84 | #DIV/0! | #DIV/0! | #DIV/0! | #DIV/0! | #DIV/0! | #DIV/0! | #DIV/0! | #DIV/0! | #DIV/0! | #DIV/0! | #DIV/0! | #DIV/0! | #DIV/0!
[15 empty] | 84.1 | 90.7768 | 9.3809 | 3439.6261 | 4139.0532 | 3439.6261 | 4139.0532 | 31.0059 | 27.9831 | 1 | 1 | 3439.6261 | 4139.0532 |  |  |  |  | 84.1 | #DIV/0! | #DIV/0! | #DIV/0! | #DIV/0! | #DIV/0! | #DIV/0! | #DIV/0! | #DIV/0! | #DIV/0! | #DIV/0! | #DIV/0! | #DIV/0! | #DIV/0! |  |  |  | 84.1 | #DIV/0! | #DIV/0! | #DIV/0! | #DIV/0! | #DIV/0! | #DIV/0! | #DIV/0! | #DIV/0! | #DIV/0! | #DIV/0! | #DIV/0! | #DIV/0! | #DIV/0! |  |  |  | 84.1 | #DIV/0! | #DIV/0! | #DIV/0! | #DIV/0! | #DIV/0! | #DIV/0! | #DIV/0! | #DIV/0! | #DIV/0! | #DIV/0! | #DIV/0! | #DIV/0! | #DIV/0! |  |  |  | 84.1 | #DIV/0! | #DIV/0! | #DIV/0! | #DIV/0! | #DIV/0! | #DIV/0! | #DIV/0! | #DIV/0! | #DIV/0! | #DIV/0! | #DIV/0! | #DIV/0! | #DIV/0! |  |  |  | 84.1 | #DIV/0! | #DIV/0! | #DIV/0! | #DIV/0! | #DIV/0! | #DIV/0! | #DIV/0! | #DIV/0! | #DIV/0! | #DIV/0! | #DIV/0! | #DIV/0! | #DIV/0! |  |  |  | 84.1 | #DIV/0! | #DIV/0! | #DIV/0! | #DIV/0! | #DIV/0! | #DIV/0! | #DIV/0! | #DIV/0! | #DIV/0! | #DIV/0! | #DIV/0! | #DIV/0! | #DIV/0! |  |  |  | 84.1 | #DIV/0! | #DIV/0! | #DIV/0! | #DIV/0! | #DIV/0! | #DIV/0! | #DIV/0! | #DIV/0! | #DIV/0! | #DIV/0! | #DIV/0! | #DIV/0! | #DIV/0!
[15 empty] | 84.2 | 90.7931 | 9.2224 | 3440.9058 | 4137.7097 | 3440.9058 | 4137.7097 | 31.023 | 27.979 | 1 | 1 | 3440.9058 | 4137.7097 |  |  |  |  | 84.2 | #DIV/0! | #DIV/0! | #DIV/0! | #DIV/0! | #DIV/0! | #DIV/0! | #DIV/0! | #DIV/0! | #DIV/0! | #DIV/0! | #DIV/0! | #DIV/0! | #DIV/0! |  |  |  | 84.2 | #DIV/0! | #DIV/0! | #DIV/0! | #DIV/0! | #DIV/0! | #DIV/0! | #DIV/0! | #DIV/0! | #DIV/0! | #DIV/0! | #DIV/0! | #DIV/0! | #DIV/0! |  |  |  | 84.2 | #DIV/0! | #DIV/0! | #DIV/0! | #DIV/0! | #DIV/0! | #DIV/0! | #DIV/0! | #DIV/0! | #DIV/0! | #DIV/0! | #DIV/0! | #DIV/0! | #DIV/0! |  |  |  | 84.2 | #DIV/0! | #DIV/0! | #DIV/0! | #DIV/0! | #DIV/0! | #DIV/0! | #DIV/0! | #DIV/0! | #DIV/0! | #DIV/0! | #DIV/0! | #DIV/0! | #DIV/0! |  |  |  | 84.2 | #DIV/0! | #DIV/0! | #DIV/0! | #DIV/0! | #DIV/0! | #DIV/0! | #DIV/0! | #DIV/0! | #DIV/0! | #DIV/0! | #DIV/0! | #DIV/0! | #DIV/0! |  |  |  | 84.2 | #DIV/0! | #DIV/0! | #DIV/0! | #DIV/0! | #DIV/0! | #DIV/0! | #DIV/0! | #DIV/0! | #DIV/0! | #DIV/0! | #DIV/0! | #DIV/0! | #DIV/0! |  |  |  | 84.2 | #DIV/0! | #DIV/0! | #DIV/0! | #DIV/0! | #DIV/0! | #DIV/0! | #DIV/0! | #DIV/0! | #DIV/0! | #DIV/0! | #DIV/0! | #DIV/0! | #DIV/0!
[15 empty] | 84.3 | 90.809 | 9.0639 | 3442.1864 | 4136.3665 | 3442.1864 | 4136.3665 | 31.04 | 27.9748 | 1 | 1 | 3442.1864 | 4136.3665 |  |  |  |  | 84.3 | #DIV/0! | #DIV/0! | #DIV/0! | #DIV/0! | #DIV/0! | #DIV/0! | #DIV/0! | #DIV/0! | #DIV/0! | #DIV/0! | #DIV/0! | #DIV/0! | #DIV/0! |  |  |  | 84.3 | #DIV/0! | #DIV/0! | #DIV/0! | #DIV/0! | #DIV/0! | #DIV/0! | #DIV/0! | #DIV/0! | #DIV/0! | #DIV/0! | #DIV/0! | #DIV/0! | #DIV/0! |  |  |  | 84.3 | #DIV/0! | #DIV/0! | #DIV/0! | #DIV/0! | #DIV/0! | #DIV/0! | #DIV/0! | #DIV/0! | #DIV/0! | #DIV/0! | #DIV/0! | #DIV/0! | #DIV/0! |  |  |  | 84.3 | #DIV/0! | #DIV/0! | #DIV/0! | #DIV/0! | #DIV/0! | #DIV/0! | #DIV/0! | #DIV/0! | #DIV/0! | #DIV/0! | #DIV/0! | #DIV/0! | #DIV/0! |  |  |  | 84.3 | #DIV/0! | #DIV/0! | #DIV/0! | #DIV/0! | #DIV/0! | #DIV/0! | #DIV/0! | #DIV/0! | #DIV/0! | #DIV/0! | #DIV/0! | #DIV/0! | #DIV/0! |  |  |  | 84.3 | #DIV/0! | #DIV/0! | #DIV/0! | #DIV/0! | #DIV/0! | #DIV/0! | #DIV/0! | #DIV/0! | #DIV/0! | #DIV/0! | #DIV/0! | #DIV/0! | #DIV/0! |  |  |  | 84.3 | #DIV/0! | #DIV/0! | #DIV/0! | #DIV/0! | #DIV/0! | #DIV/0! | #DIV/0! | #DIV/0! | #DIV/0! | #DIV/0! | #DIV/0! | #DIV/0! | #DIV/0!
[15 empty] | 84.4 | 90.8247 | 8.9054 | 3443.4678 | 4135.0236 | 3443.4678 | 4135.0236 | 31.0569 | 27.9706 | 1 | 1 | 3443.4678 | 4135.0236 |  |  |  |  | 84.4 | #DIV/0! | #DIV/0! | #DIV/0! | #DIV/0! | #DIV/0! | #DIV/0! | #DIV/0! | #DIV/0! | #DIV/0! | #DIV/0! | #DIV/0! | #DIV/0! | #DIV/0! |  |  |  | 84.4 | #DIV/0! | #DIV/0! | #DIV/0! | #DIV/0! | #DIV/0! | #DIV/0! | #DIV/0! | #DIV/0! | #DIV/0! | #DIV/0! | #DIV/0! | #DIV/0! | #DIV/0! |  |  |  | 84.4 | #DIV/0! | #DIV/0! | #DIV/0! | #DIV/0! | #DIV/0! | #DIV/0! | #DIV/0! | #DIV/0! | #DIV/0! | #DIV/0! | #DIV/0! | #DIV/0! | #DIV/0! |  |  |  | 84.4 | #DIV/0! | #DIV/0! | #DIV/0! | #DIV/0! | #DIV/0! | #DIV/0! | #DIV/0! | #DIV/0! | #DIV/0! | #DIV/0! | #DIV/0! | #DIV/0! | #DIV/0! |  |  |  | 84.4 | #DIV/0! | #DIV/0! | #DIV/0! | #DIV/0! | #DIV/0! | #DIV/0! | #DIV/0! | #DIV/0! | #DIV/0! | #DIV/0! | #DIV/0! | #DIV/0! | #DIV/0! |  |  |  | 84.4 | #DIV/0! | #DIV/0! | #DIV/0! | #DIV/0! | #DIV/0! | #DIV/0! | #DIV/0! | #DIV/0! | #DIV/0! | #DIV/0! | #DIV/0! | #DIV/0! | #DIV/0! |  |  |  | 84.4 | #DIV/0! | #DIV/0! | #DIV/0! | #DIV/0! | #DIV/0! | #DIV/0! | #DIV/0! | #DIV/0! | #DIV/0! | #DIV/0! | #DIV/0! | #DIV/0! | #DIV/0!
[15 empty] | 84.5 | 90.8401 | 8.7469 | 3444.7499 | 4133.681 | 3444.7499 | 4133.681 | 31.0737 | 27.9662 | 1 | 1 | 3444.7499 | 4133.681 |  |  |  |  | 84.5 | #DIV/0! | #DIV/0! | #DIV/0! | #DIV/0! | #DIV/0! | #DIV/0! | #DIV/0! | #DIV/0! | #DIV/0! | #DIV/0! | #DIV/0! | #DIV/0! | #DIV/0! |  |  |  | 84.5 | #DIV/0! | #DIV/0! | #DIV/0! | #DIV/0! | #DIV/0! | #DIV/0! | #DIV/0! | #DIV/0! | #DIV/0! | #DIV/0! | #DIV/0! | #DIV/0! | #DIV/0! |  |  |  | 84.5 | #DIV/0! | #DIV/0! | #DIV/0! | #DIV/0! | #DIV/0! | #DIV/0! | #DIV/0! | #DIV/0! | #DIV/0! | #DIV/0! | #DIV/0! | #DIV/0! | #DIV/0! |  |  |  | 84.5 | #DIV/0! | #DIV/0! | #DIV/0! | #DIV/0! | #DIV/0! | #DIV/0! | #DIV/0! | #DIV/0! | #DIV/0! | #DIV/0! | #DIV/0! | #DIV/0! | #DIV/0! |  |  |  | 84.5 | #DIV/0! | #DIV/0! | #DIV/0! | #DIV/0! | #DIV/0! | #DIV/0! | #DIV/0! | #DIV/0! | #DIV/0! | #DIV/0! | #DIV/0! | #DIV/0! | #DIV/0! |  |  |  | 84.5 | #DIV/0! | #DIV/0! | #DIV/0! | #DIV/0! | #DIV/0! | #DIV/0! | #DIV/0! | #DIV/0! | #DIV/0! | #DIV/0! | #DIV/0! | #DIV/0! | #DIV/0! |  |  |  | 84.5 | #DIV/0! | #DIV/0! | #DIV/0! | #DIV/0! | #DIV/0! | #DIV/0! | #DIV/0! | #DIV/0! | #DIV/0! | #DIV/0! | #DIV/0! | #DIV/0! | #DIV/0!
[15 empty] | 84.6 | 90.8552 | 8.5883 | 3446.0329 | 4132.3386 | 3446.0329 | 4132.3386 | 31.0905 | 27.9618 | 1 | 1 | 3446.0329 | 4132.3386 |  |  |  |  | 84.6 | #DIV/0! | #DIV/0! | #DIV/0! | #DIV/0! | #DIV/0! | #DIV/0! | #DIV/0! | #DIV/0! | #DIV/0! | #DIV/0! | #DIV/0! | #DIV/0! | #DIV/0! |  |  |  | 84.6 | #DIV/0! | #DIV/0! | #DIV/0! | #DIV/0! | #DIV/0! | #DIV/0! | #DIV/0! | #DIV/0! | #DIV/0! | #DIV/0! | #DIV/0! | #DIV/0! | #DIV/0! |  |  |  | 84.6 | #DIV/0! | #DIV/0! | #DIV/0! | #DIV/0! | #DIV/0! | #DIV/0! | #DIV/0! | #DIV/0! | #DIV/0! | #DIV/0! | #DIV/0! | #DIV/0! | #DIV/0! |  |  |  | 84.6 | #DIV/0! | #DIV/0! | #DIV/0! | #DIV/0! | #DIV/0! | #DIV/0! | #DIV/0! | #DIV/0! | #DIV/0! | #DIV/0! | #DIV/0! | #DIV/0! | #DIV/0! |  |  |  | 84.6 | #DIV/0! | #DIV/0! | #DIV/0! | #DIV/0! | #DIV/0! | #DIV/0! | #DIV/0! | #DIV/0! | #DIV/0! | #DIV/0! | #DIV/0! | #DIV/0! | #DIV/0! |  |  |  | 84.6 | #DIV/0! | #DIV/0! | #DIV/0! | #DIV/0! | #DIV/0! | #DIV/0! | #DIV/0! | #DIV/0! | #DIV/0! | #DIV/0! | #DIV/0! | #DIV/0! | #DIV/0! |  |  |  | 84.6 | #DIV/0! | #DIV/0! | #DIV/0! | #DIV/0! | #DIV/0! | #DIV/0! | #DIV/0! | #DIV/0! | #DIV/0! | #DIV/0! | #DIV/0! | #DIV/0! | #DIV/0!
[15 empty] | 84.7 | 90.8701 | 8.4298 | 3447.3167 | 4130.9965 | 3447.3167 | 4130.9965 | 31.1071 | 27.9573 | 1 | 1 | 3447.3167 | 4130.9965 |  |  |  |  | 84.7 | #DIV/0! | #DIV/0! | #DIV/0! | #DIV/0! | #DIV/0! | #DIV/0! | #DIV/0! | #DIV/0! | #DIV/0! | #DIV/0! | #DIV/0! | #DIV/0! | #DIV/0! |  |  |  | 84.7 | #DIV/0! | #DIV/0! | #DIV/0! | #DIV/0! | #DIV/0! | #DIV/0! | #DIV/0! | #DIV/0! | #DIV/0! | #DIV/0! | #DIV/0! | #DIV/0! | #DIV/0! |  |  |  | 84.7 | #DIV/0! | #DIV/0! | #DIV/0! | #DIV/0! | #DIV/0! | #DIV/0! | #DIV/0! | #DIV/0! | #DIV/0! | #DIV/0! | #DIV/0! | #DIV/0! | #DIV/0! |  |  |  | 84.7 | #DIV/0! | #DIV/0! | #DIV/0! | #DIV/0! | #DIV/0! | #DIV/0! | #DIV/0! | #DIV/0! | #DIV/0! | #DIV/0! | #DIV/0! | #DIV/0! | #DIV/0! |  |  |  | 84.7 | #DIV/0! | #DIV/0! | #DIV/0! | #DIV/0! | #DIV/0! | #DIV/0! | #DIV/0! | #DIV/0! | #DIV/0! | #DIV/0! | #DIV/0! | #DIV/0! | #DIV/0! |  |  |  | 84.7 | #DIV/0! | #DIV/0! | #DIV/0! | #DIV/0! | #DIV/0! | #DIV/0! | #DIV/0! | #DIV/0! | #DIV/0! | #DIV/0! | #DIV/0! | #DIV/0! | #DIV/0! |  |  |  | 84.7 | #DIV/0! | #DIV/0! | #DIV/0! | #DIV/0! | #DIV/0! | #DIV/0! | #DIV/0! | #DIV/0! | #DIV/0! | #DIV/0! | #DIV/0! | #DIV/0! | #DIV/0!
[15 empty] | 84.8 | 90.8847 | 8.2712 | 3448.6012 | 4129.6547 | 3448.6012 | 4129.6547 | 31.1237 | 27.9527 | 1 | 1 | 3448.6012 | 4129.6547 |  |  |  |  | 84.8 | #DIV/0! | #DIV/0! | #DIV/0! | #DIV/0! | #DIV/0! | #DIV/0! | #DIV/0! | #DIV/0! | #DIV/0! | #DIV/0! | #DIV/0! | #DIV/0! | #DIV/0! |  |  |  | 84.8 | #DIV/0! | #DIV/0! | #DIV/0! | #DIV/0! | #DIV/0! | #DIV/0! | #DIV/0! | #DIV/0! | #DIV/0! | #DIV/0! | #DIV/0! | #DIV/0! | #DIV/0! |  |  |  | 84.8 | #DIV/0! | #DIV/0! | #DIV/0! | #DIV/0! | #DIV/0! | #DIV/0! | #DIV/0! | #DIV/0! | #DIV/0! | #DIV/0! | #DIV/0! | #DIV/0! | #DIV/0! |  |  |  | 84.8 | #DIV/0! | #DIV/0! | #DIV/0! | #DIV/0! | #DIV/0! | #DIV/0! | #DIV/0! | #DIV/0! | #DIV/0! | #DIV/0! | #DIV/0! | #DIV/0! | #DIV/0! |  |  |  | 84.8 | #DIV/0! | #DIV/0! | #DIV/0! | #DIV/0! | #DIV/0! | #DIV/0! | #DIV/0! | #DIV/0! | #DIV/0! | #DIV/0! | #DIV/0! | #DIV/0! | #DIV/0! |  |  |  | 84.8 | #DIV/0! | #DIV/0! | #DIV/0! | #DIV/0! | #DIV/0! | #DIV/0! | #DIV/0! | #DIV/0! | #DIV/0! | #DIV/0! | #DIV/0! | #DIV/0! | #DIV/0! |  |  |  | 84.8 | #DIV/0! | #DIV/0! | #DIV/0! | #DIV/0! | #DIV/0! | #DIV/0! | #DIV/0! | #DIV/0! | #DIV/0! | #DIV/0! | #DIV/0! | #DIV/0! | #DIV/0!
[15 empty] | 84.9 | 90.899 | 8.1125 | 3449.8866 | 4128.3132 | 3449.8866 | 4128.3132 | 31.1402 | 27.948 | 1 | 1 | 3449.8866 | 4128.3132 |  |  |  |  | 84.9 | #DIV/0! | #DIV/0! | #DIV/0! | #DIV/0! | #DIV/0! | #DIV/0! | #DIV/0! | #DIV/0! | #DIV/0! | #DIV/0! | #DIV/0! | #DIV/0! | #DIV/0! |  |  |  | 84.9 | #DIV/0! | #DIV/0! | #DIV/0! | #DIV/0! | #DIV/0! | #DIV/0! | #DIV/0! | #DIV/0! | #DIV/0! | #DIV/0! | #DIV/0! | #DIV/0! | #DIV/0! |  |  |  | 84.9 | #DIV/0! | #DIV/0! | #DIV/0! | #DIV/0! | #DIV/0! | #DIV/0! | #DIV/0! | #DIV/0! | #DIV/0! | #DIV/0! | #DIV/0! | #DIV/0! | #DIV/0! |  |  |  | 84.9 | #DIV/0! | #DIV/0! | #DIV/0! | #DIV/0! | #DIV/0! | #DIV/0! | #DIV/0! | #DIV/0! | #DIV/0! | #DIV/0! | #DIV/0! | #DIV/0! | #DIV/0! |  |  |  | 84.9 | #DIV/0! | #DIV/0! | #DIV/0! | #DIV/0! | #DIV/0! | #DIV/0! | #DIV/0! | #DIV/0! | #DIV/0! | #DIV/0! | #DIV/0! | #DIV/0! | #DIV/0! |  |  |  | 84.9 | #DIV/0! | #DIV/0! | #DIV/0! | #DIV/0! | #DIV/0! | #DIV/0! | #DIV/0! | #DIV/0! | #DIV/0! | #DIV/0! | #DIV/0! | #DIV/0! | #DIV/0! |  |  |  | 84.9 | #DIV/0! | #DIV/0! | #DIV/0! | #DIV/0! | #DIV/0! | #DIV/0! | #DIV/0! | #DIV/0! | #DIV/0! | #DIV/0! | #DIV/0! | #DIV/0! | #DIV/0!
[15 empty] | 85 | 90.913 | 7.9539 | 3451.1727 | 4126.972 | 3451.1727 | 4126.972 | 31.1566 | 27.9432 | 1 | 1 | 3451.1727 | 4126.972 |  |  |  |  | 85 | #DIV/0! | #DIV/0! | #DIV/0! | #DIV/0! | #DIV/0! | #DIV/0! | #DIV/0! | #DIV/0! | #DIV/0! | #DIV/0! | #DIV/0! | #DIV/0! | #DIV/0! |  |  |  | 85 | #DIV/0! | #DIV/0! | #DIV/0! | #DIV/0! | #DIV/0! | #DIV/0! | #DIV/0! | #DIV/0! | #DIV/0! | #DIV/0! | #DIV/0! | #DIV/0! | #DIV/0! |  |  |  | 85 | #DIV/0! | #DIV/0! | #DIV/0! | #DIV/0! | #DIV/0! | #DIV/0! | #DIV/0! | #DIV/0! | #DIV/0! | #DIV/0! | #DIV/0! | #DIV/0! | #DIV/0! |  |  |  | 85 | #DIV/0! | #DIV/0! | #DIV/0! | #DIV/0! | #DIV/0! | #DIV/0! | #DIV/0! | #DIV/0! | #DIV/0! | #DIV/0! | #DIV/0! | #DIV/0! | #DIV/0! |  |  |  | 85 | #DIV/0! | #DIV/0! | #DIV/0! | #DIV/0! | #DIV/0! | #DIV/0! | #DIV/0! | #DIV/0! | #DIV/0! | #DIV/0! | #DIV/0! | #DIV/0! | #DIV/0! |  |  |  | 85 | #DIV/0! | #DIV/0! | #DIV/0! | #DIV/0! | #DIV/0! | #DIV/0! | #DIV/0! | #DIV/0! | #DIV/0! | #DIV/0! | #DIV/0! | #DIV/0! | #DIV/0! |  |  |  | 85 | #DIV/0! | #DIV/0! | #DIV/0! | #DIV/0! | #DIV/0! | #DIV/0! | #DIV/0! | #DIV/0! | #DIV/0! | #DIV/0! | #DIV/0! | #DIV/0! | #DIV/0!
[15 empty] | 85.1 | 90.9267 | 7.7952 | 3452.4596 | 4125.6311 | 3452.4596 | 4125.6311 | 31.173 | 27.9384 | 1 | 1 | 3452.4596 | 4125.6311 |  |  |  |  | 85.1 | #DIV/0! | #DIV/0! | #DIV/0! | #DIV/0! | #DIV/0! | #DIV/0! | #DIV/0! | #DIV/0! | #DIV/0! | #DIV/0! | #DIV/0! | #DIV/0! | #DIV/0! |  |  |  | 85.1 | #DIV/0! | #DIV/0! | #DIV/0! | #DIV/0! | #DIV/0! | #DIV/0! | #DIV/0! | #DIV/0! | #DIV/0! | #DIV/0! | #DIV/0! | #DIV/0! | #DIV/0! |  |  |  | 85.1 | #DIV/0! | #DIV/0! | #DIV/0! | #DIV/0! | #DIV/0! | #DIV/0! | #DIV/0! | #DIV/0! | #DIV/0! | #DIV/0! | #DIV/0! | #DIV/0! | #DIV/0! |  |  |  | 85.1 | #DIV/0! | #DIV/0! | #DIV/0! | #DIV/0! | #DIV/0! | #DIV/0! | #DIV/0! | #DIV/0! | #DIV/0! | #DIV/0! | #DIV/0! | #DIV/0! | #DIV/0! |  |  |  | 85.1 | #DIV/0! | #DIV/0! | #DIV/0! | #DIV/0! | #DIV/0! | #DIV/0! | #DIV/0! | #DIV/0! | #DIV/0! | #DIV/0! | #DIV/0! | #DIV/0! | #DIV/0! |  |  |  | 85.1 | #DIV/0! | #DIV/0! | #DIV/0! | #DIV/0! | #DIV/0! | #DIV/0! | #DIV/0! | #DIV/0! | #DIV/0! | #DIV/0! | #DIV/0! | #DIV/0! | #DIV/0! |  |  |  | 85.1 | #DIV/0! | #DIV/0! | #DIV/0! | #DIV/0! | #DIV/0! | #DIV/0! | #DIV/0! | #DIV/0! | #DIV/0! | #DIV/0! | #DIV/0! | #DIV/0! | #DIV/0!
[15 empty] | 85.2 | 90.9402 | 7.6365 | 3453.7473 | 4124.2905 | 3453.7473 | 4124.2905 | 31.1892 | 27.9334 | 1 | 1 | 3453.7473 | 4124.2905 |  |  |  |  | 85.2 | #DIV/0! | #DIV/0! | #DIV/0! | #DIV/0! | #DIV/0! | #DIV/0! | #DIV/0! | #DIV/0! | #DIV/0! | #DIV/0! | #DIV/0! | #DIV/0! | #DIV/0! |  |  |  | 85.2 | #DIV/0! | #DIV/0! | #DIV/0! | #DIV/0! | #DIV/0! | #DIV/0! | #DIV/0! | #DIV/0! | #DIV/0! | #DIV/0! | #DIV/0! | #DIV/0! | #DIV/0! |  |  |  | 85.2 | #DIV/0! | #DIV/0! | #DIV/0! | #DIV/0! | #DIV/0! | #DIV/0! | #DIV/0! | #DIV/0! | #DIV/0! | #DIV/0! | #DIV/0! | #DIV/0! | #DIV/0! |  |  |  | 85.2 | #DIV/0! | #DIV/0! | #DIV/0! | #DIV/0! | #DIV/0! | #DIV/0! | #DIV/0! | #DIV/0! | #DIV/0! | #DIV/0! | #DIV/0! | #DIV/0! | #DIV/0! |  |  |  | 85.2 | #DIV/0! | #DIV/0! | #DIV/0! | #DIV/0! | #DIV/0! | #DIV/0! | #DIV/0! | #DIV/0! | #DIV/0! | #DIV/0! | #DIV/0! | #DIV/0! | #DIV/0! |  |  |  | 85.2 | #DIV/0! | #DIV/0! | #DIV/0! | #DIV/0! | #DIV/0! | #DIV/0! | #DIV/0! | #DIV/0! | #DIV/0! | #DIV/0! | #DIV/0! | #DIV/0! | #DIV/0! |  |  |  | 85.2 | #DIV/0! | #DIV/0! | #DIV/0! | #DIV/0! | #DIV/0! | #DIV/0! | #DIV/0! | #DIV/0! | #DIV/0! | #DIV/0! | #DIV/0! | #DIV/0! | #DIV/0!
[15 empty] | 85.3 | 90.9534 | 7.4777 | 3455.0357 | 4122.9502 | 3455.0357 | 4122.9502 | 31.2054 | 27.9284 | 1 | 1 | 3455.0357 | 4122.9502 |  |  |  |  | 85.3 | #DIV/0! | #DIV/0! | #DIV/0! | #DIV/0! | #DIV/0! | #DIV/0! | #DIV/0! | #DIV/0! | #DIV/0! | #DIV/0! | #DIV/0! | #DIV/0! | #DIV/0! |  |  |  | 85.3 | #DIV/0! | #DIV/0! | #DIV/0! | #DIV/0! | #DIV/0! | #DIV/0! | #DIV/0! | #DIV/0! | #DIV/0! | #DIV/0! | #DIV/0! | #DIV/0! | #DIV/0! |  |  |  | 85.3 | #DIV/0! | #DIV/0! | #DIV/0! | #DIV/0! | #DIV/0! | #DIV/0! | #DIV/0! | #DIV/0! | #DIV/0! | #DIV/0! | #DIV/0! | #DIV/0! | #DIV/0! |  |  |  | 85.3 | #DIV/0! | #DIV/0! | #DIV/0! | #DIV/0! | #DIV/0! | #DIV/0! | #DIV/0! | #DIV/0! | #DIV/0! | #DIV/0! | #DIV/0! | #DIV/0! | #DIV/0! |  |  |  | 85.3 | #DIV/0! | #DIV/0! | #DIV/0! | #DIV/0! | #DIV/0! | #DIV/0! | #DIV/0! | #DIV/0! | #DIV/0! | #DIV/0! | #DIV/0! | #DIV/0! | #DIV/0! |  |  |  | 85.3 | #DIV/0! | #DIV/0! | #DIV/0! | #DIV/0! | #DIV/0! | #DIV/0! | #DIV/0! | #DIV/0! | #DIV/0! | #DIV/0! | #DIV/0! | #DIV/0! | #DIV/0! |  |  |  | 85.3 | #DIV/0! | #DIV/0! | #DIV/0! | #DIV/0! | #DIV/0! | #DIV/0! | #DIV/0! | #DIV/0! | #DIV/0! | #DIV/0! | #DIV/0! | #DIV/0! | #DIV/0!
[15 empty] | 85.4 | 90.9663 | 7.319 | 3456.3249 | 4121.6102 | 3456.3249 | 4121.6102 | 31.2214 | 27.9233 | 1 | 1 | 3456.3249 | 4121.6102 |  |  |  |  | 85.4 | #DIV/0! | #DIV/0! | #DIV/0! | #DIV/0! | #DIV/0! | #DIV/0! | #DIV/0! | #DIV/0! | #DIV/0! | #DIV/0! | #DIV/0! | #DIV/0! | #DIV/0! |  |  |  | 85.4 | #DIV/0! | #DIV/0! | #DIV/0! | #DIV/0! | #DIV/0! | #DIV/0! | #DIV/0! | #DIV/0! | #DIV/0! | #DIV/0! | #DIV/0! | #DIV/0! | #DIV/0! |  |  |  | 85.4 | #DIV/0! | #DIV/0! | #DIV/0! | #DIV/0! | #DIV/0! | #DIV/0! | #DIV/0! | #DIV/0! | #DIV/0! | #DIV/0! | #DIV/0! | #DIV/0! | #DIV/0! |  |  |  | 85.4 | #DIV/0! | #DIV/0! | #DIV/0! | #DIV/0! | #DIV/0! | #DIV/0! | #DIV/0! | #DIV/0! | #DIV/0! | #DIV/0! | #DIV/0! | #DIV/0! | #DIV/0! |  |  |  | 85.4 | #DIV/0! | #DIV/0! | #DIV/0! | #DIV/0! | #DIV/0! | #DIV/0! | #DIV/0! | #DIV/0! | #DIV/0! | #DIV/0! | #DIV/0! | #DIV/0! | #DIV/0! |  |  |  | 85.4 | #DIV/0! | #DIV/0! | #DIV/0! | #DIV/0! | #DIV/0! | #DIV/0! | #DIV/0! | #DIV/0! | #DIV/0! | #DIV/0! | #DIV/0! | #DIV/0! | #DIV/0! |  |  |  | 85.4 | #DIV/0! | #DIV/0! | #DIV/0! | #DIV/0! | #DIV/0! | #DIV/0! | #DIV/0! | #DIV/0! | #DIV/0! | #DIV/0! | #DIV/0! | #DIV/0! | #DIV/0!
[15 empty] | 85.5 | 90.9789 | 7.1602 | 3457.6149 | 4120.2706 | 3457.6149 | 4120.2706 | 31.2374 | 27.9181 | 1 | 1 | 3457.6149 | 4120.2706 |  |  |  |  | 85.5 | #DIV/0! | #DIV/0! | #DIV/0! | #DIV/0! | #DIV/0! | #DIV/0! | #DIV/0! | #DIV/0! | #DIV/0! | #DIV/0! | #DIV/0! | #DIV/0! | #DIV/0! |  |  |  | 85.5 | #DIV/0! | #DIV/0! | #DIV/0! | #DIV/0! | #DIV/0! | #DIV/0! | #DIV/0! | #DIV/0! | #DIV/0! | #DIV/0! | #DIV/0! | #DIV/0! | #DIV/0! |  |  |  | 85.5 | #DIV/0! | #DIV/0! | #DIV/0! | #DIV/0! | #DIV/0! | #DIV/0! | #DIV/0! | #DIV/0! | #DIV/0! | #DIV/0! | #DIV/0! | #DIV/0! | #DIV/0! |  |  |  | 85.5 | #DIV/0! | #DIV/0! | #DIV/0! | #DIV/0! | #DIV/0! | #DIV/0! | #DIV/0! | #DIV/0! | #DIV/0! | #DIV/0! | #DIV/0! | #DIV/0! | #DIV/0! |  |  |  | 85.5 | #DIV/0! | #DIV/0! | #DIV/0! | #DIV/0! | #DIV/0! | #DIV/0! | #DIV/0! | #DIV/0! | #DIV/0! | #DIV/0! | #DIV/0! | #DIV/0! | #DIV/0! |  |  |  | 85.5 | #DIV/0! | #DIV/0! | #DIV/0! | #DIV/0! | #DIV/0! | #DIV/0! | #DIV/0! | #DIV/0! | #DIV/0! | #DIV/0! | #DIV/0! | #DIV/0! | #DIV/0! |  |  |  | 85.5 | #DIV/0! | #DIV/0! | #DIV/0! | #DIV/0! | #DIV/0! | #DIV/0! | #DIV/0! | #DIV/0! | #DIV/0! | #DIV/0! | #DIV/0! | #DIV/0! | #DIV/0!
[15 empty] | 85.6 | 90.9913 | 7.0014 | 3458.9057 | 4118.9312 | 3458.9057 | 4118.9312 | 31.2533 | 27.9128 | 1 | 1 | 3458.9057 | 4118.9312 |  |  |  |  | 85.6 | #DIV/0! | #DIV/0! | #DIV/0! | #DIV/0! | #DIV/0! | #DIV/0! | #DIV/0! | #DIV/0! | #DIV/0! | #DIV/0! | #DIV/0! | #DIV/0! | #DIV/0! |  |  |  | 85.6 | #DIV/0! | #DIV/0! | #DIV/0! | #DIV/0! | #DIV/0! | #DIV/0! | #DIV/0! | #DIV/0! | #DIV/0! | #DIV/0! | #DIV/0! | #DIV/0! | #DIV/0! |  |  |  | 85.6 | #DIV/0! | #DIV/0! | #DIV/0! | #DIV/0! | #DIV/0! | #DIV/0! | #DIV/0! | #DIV/0! | #DIV/0! | #DIV/0! | #DIV/0! | #DIV/0! | #DIV/0! |  |  |  | 85.6 | #DIV/0! | #DIV/0! | #DIV/0! | #DIV/0! | #DIV/0! | #DIV/0! | #DIV/0! | #DIV/0! | #DIV/0! | #DIV/0! | #DIV/0! | #DIV/0! | #DIV/0! |  |  |  | 85.6 | #DIV/0! | #DIV/0! | #DIV/0! | #DIV/0! | #DIV/0! | #DIV/0! | #DIV/0! | #DIV/0! | #DIV/0! | #DIV/0! | #DIV/0! | #DIV/0! | #DIV/0! |  |  |  | 85.6 | #DIV/0! | #DIV/0! | #DIV/0! | #DIV/0! | #DIV/0! | #DIV/0! | #DIV/0! | #DIV/0! | #DIV/0! | #DIV/0! | #DIV/0! | #DIV/0! | #DIV/0! |  |  |  | 85.6 | #DIV/0! | #DIV/0! | #DIV/0! | #DIV/0! | #DIV/0! | #DIV/0! | #DIV/0! | #DIV/0! | #DIV/0! | #DIV/0! | #DIV/0! | #DIV/0! | #DIV/0!
[15 empty] | 85.7 | 91.0034 | 6.8426 | 3460.1972 | 4117.5922 | 3460.1972 | 4117.5922 | 31.2692 | 27.9074 | 1 | 1 | 3460.1972 | 4117.5922 |  |  |  |  | 85.7 | #DIV/0! | #DIV/0! | #DIV/0! | #DIV/0! | #DIV/0! | #DIV/0! | #DIV/0! | #DIV/0! | #DIV/0! | #DIV/0! | #DIV/0! | #DIV/0! | #DIV/0! |  |  |  | 85.7 | #DIV/0! | #DIV/0! | #DIV/0! | #DIV/0! | #DIV/0! | #DIV/0! | #DIV/0! | #DIV/0! | #DIV/0! | #DIV/0! | #DIV/0! | #DIV/0! | #DIV/0! |  |  |  | 85.7 | #DIV/0! | #DIV/0! | #DIV/0! | #DIV/0! | #DIV/0! | #DIV/0! | #DIV/0! | #DIV/0! | #DIV/0! | #DIV/0! | #DIV/0! | #DIV/0! | #DIV/0! |  |  |  | 85.7 | #DIV/0! | #DIV/0! | #DIV/0! | #DIV/0! | #DIV/0! | #DIV/0! | #DIV/0! | #DIV/0! | #DIV/0! | #DIV/0! | #DIV/0! | #DIV/0! | #DIV/0! |  |  |  | 85.7 | #DIV/0! | #DIV/0! | #DIV/0! | #DIV/0! | #DIV/0! | #DIV/0! | #DIV/0! | #DIV/0! | #DIV/0! | #DIV/0! | #DIV/0! | #DIV/0! | #DIV/0! |  |  |  | 85.7 | #DIV/0! | #DIV/0! | #DIV/0! | #DIV/0! | #DIV/0! | #DIV/0! | #DIV/0! | #DIV/0! | #DIV/0! | #DIV/0! | #DIV/0! | #DIV/0! | #DIV/0! |  |  |  | 85.7 | #DIV/0! | #DIV/0! | #DIV/0! | #DIV/0! | #DIV/0! | #DIV/0! | #DIV/0! | #DIV/0! | #DIV/0! | #DIV/0! | #DIV/0! | #DIV/0! | #DIV/0!
[15 empty] | 85.8 | 91.0152 | 6.6837 | 3461.4894 | 4116.2535 | 3461.4894 | 4116.2535 | 31.2849 | 27.902 | 1 | 1 | 3461.4894 | 4116.2535 |  |  |  |  | 85.8 | #DIV/0! | #DIV/0! | #DIV/0! | #DIV/0! | #DIV/0! | #DIV/0! | #DIV/0! | #DIV/0! | #DIV/0! | #DIV/0! | #DIV/0! | #DIV/0! | #DIV/0! |  |  |  | 85.8 | #DIV/0! | #DIV/0! | #DIV/0! | #DIV/0! | #DIV/0! | #DIV/0! | #DIV/0! | #DIV/0! | #DIV/0! | #DIV/0! | #DIV/0! | #DIV/0! | #DIV/0! |  |  |  | 85.8 | #DIV/0! | #DIV/0! | #DIV/0! | #DIV/0! | #DIV/0! | #DIV/0! | #DIV/0! | #DIV/0! | #DIV/0! | #DIV/0! | #DIV/0! | #DIV/0! | #DIV/0! |  |  |  | 85.8 | #DIV/0! | #DIV/0! | #DIV/0! | #DIV/0! | #DIV/0! | #DIV/0! | #DIV/0! | #DIV/0! | #DIV/0! | #DIV/0! | #DIV/0! | #DIV/0! | #DIV/0! |  |  |  | 85.8 | #DIV/0! | #DIV/0! | #DIV/0! | #DIV/0! | #DIV/0! | #DIV/0! | #DIV/0! | #DIV/0! | #DIV/0! | #DIV/0! | #DIV/0! | #DIV/0! | #DIV/0! |  |  |  | 85.8 | #DIV/0! | #DIV/0! | #DIV/0! | #DIV/0! | #DIV/0! | #DIV/0! | #DIV/0! | #DIV/0! | #DIV/0! | #DIV/0! | #DIV/0! | #DIV/0! | #DIV/0! |  |  |  | 85.8 | #DIV/0! | #DIV/0! | #DIV/0! | #DIV/0! | #DIV/0! | #DIV/0! | #DIV/0! | #DIV/0! | #DIV/0! | #DIV/0! | #DIV/0! | #DIV/0! | #DIV/0!
[15 empty] | 85.9 | 91.0267 | 6.5249 | 3462.7824 | 4114.9152 | 3462.7824 | 4114.9152 | 31.3005 | 27.8964 | 1 | 1 | 3462.7824 | 4114.9152 |  |  |  |  | 85.9 | #DIV/0! | #DIV/0! | #DIV/0! | #DIV/0! | #DIV/0! | #DIV/0! | #DIV/0! | #DIV/0! | #DIV/0! | #DIV/0! | #DIV/0! | #DIV/0! | #DIV/0! |  |  |  | 85.9 | #DIV/0! | #DIV/0! | #DIV/0! | #DIV/0! | #DIV/0! | #DIV/0! | #DIV/0! | #DIV/0! | #DIV/0! | #DIV/0! | #DIV/0! | #DIV/0! | #DIV/0! |  |  |  | 85.9 | #DIV/0! | #DIV/0! | #DIV/0! | #DIV/0! | #DIV/0! | #DIV/0! | #DIV/0! | #DIV/0! | #DIV/0! | #DIV/0! | #DIV/0! | #DIV/0! | #DIV/0! |  |  |  | 85.9 | #DIV/0! | #DIV/0! | #DIV/0! | #DIV/0! | #DIV/0! | #DIV/0! | #DIV/0! | #DIV/0! | #DIV/0! | #DIV/0! | #DIV/0! | #DIV/0! | #DIV/0! |  |  |  | 85.9 | #DIV/0! | #DIV/0! | #DIV/0! | #DIV/0! | #DIV/0! | #DIV/0! | #DIV/0! | #DIV/0! | #DIV/0! | #DIV/0! | #DIV/0! | #DIV/0! | #DIV/0! |  |  |  | 85.9 | #DIV/0! | #DIV/0! | #DIV/0! | #DIV/0! | #DIV/0! | #DIV/0! | #DIV/0! | #DIV/0! | #DIV/0! | #DIV/0! | #DIV/0! | #DIV/0! | #DIV/0! |  |  |  | 85.9 | #DIV/0! | #DIV/0! | #DIV/0! | #DIV/0! | #DIV/0! | #DIV/0! | #DIV/0! | #DIV/0! | #DIV/0! | #DIV/0! | #DIV/0! | #DIV/0! | #DIV/0!
[15 empty] | 86 | 91.038 | 6.366 | 3464.0762 | 4113.5772 | 3464.0762 | 4113.5772 | 31.3161 | 27.8908 | 1 | 1 | 3464.0762 | 4113.5772 |  |  |  |  | 86 | #DIV/0! | #DIV/0! | #DIV/0! | #DIV/0! | #DIV/0! | #DIV/0! | #DIV/0! | #DIV/0! | #DIV/0! | #DIV/0! | #DIV/0! | #DIV/0! | #DIV/0! |  |  |  | 86 | #DIV/0! | #DIV/0! | #DIV/0! | #DIV/0! | #DIV/0! | #DIV/0! | #DIV/0! | #DIV/0! | #DIV/0! | #DIV/0! | #DIV/0! | #DIV/0! | #DIV/0! |  |  |  | 86 | #DIV/0! | #DIV/0! | #DIV/0! | #DIV/0! | #DIV/0! | #DIV/0! | #DIV/0! | #DIV/0! | #DIV/0! | #DIV/0! | #DIV/0! | #DIV/0! | #DIV/0! |  |  |  | 86 | #DIV/0! | #DIV/0! | #DIV/0! | #DIV/0! | #DIV/0! | #DIV/0! | #DIV/0! | #DIV/0! | #DIV/0! | #DIV/0! | #DIV/0! | #DIV/0! | #DIV/0! |  |  |  | 86 | #DIV/0! | #DIV/0! | #DIV/0! | #DIV/0! | #DIV/0! | #DIV/0! | #DIV/0! | #DIV/0! | #DIV/0! | #DIV/0! | #DIV/0! | #DIV/0! | #DIV/0! |  |  |  | 86 | #DIV/0! | #DIV/0! | #DIV/0! | #DIV/0! | #DIV/0! | #DIV/0! | #DIV/0! | #DIV/0! | #DIV/0! | #DIV/0! | #DIV/0! | #DIV/0! | #DIV/0! |  |  |  | 86 | #DIV/0! | #DIV/0! | #DIV/0! | #DIV/0! | #DIV/0! | #DIV/0! | #DIV/0! | #DIV/0! | #DIV/0! | #DIV/0! | #DIV/0! | #DIV/0! | #DIV/0!
[15 empty] | 86.1 | 91.0489 | 6.2071 | 3465.3707 | 4112.2395 | 3465.3707 | 4112.2395 | 31.3316 | 27.8851 | 1 | 1 | 3465.3707 | 4112.2395 |  |  |  |  | 86.1 | #DIV/0! | #DIV/0! | #DIV/0! | #DIV/0! | #DIV/0! | #DIV/0! | #DIV/0! | #DIV/0! | #DIV/0! | #DIV/0! | #DIV/0! | #DIV/0! | #DIV/0! |  |  |  | 86.1 | #DIV/0! | #DIV/0! | #DIV/0! | #DIV/0! | #DIV/0! | #DIV/0! | #DIV/0! | #DIV/0! | #DIV/0! | #DIV/0! | #DIV/0! | #DIV/0! | #DIV/0! |  |  |  | 86.1 | #DIV/0! | #DIV/0! | #DIV/0! | #DIV/0! | #DIV/0! | #DIV/0! | #DIV/0! | #DIV/0! | #DIV/0! | #DIV/0! | #DIV/0! | #DIV/0! | #DIV/0! |  |  |  | 86.1 | #DIV/0! | #DIV/0! | #DIV/0! | #DIV/0! | #DIV/0! | #DIV/0! | #DIV/0! | #DIV/0! | #DIV/0! | #DIV/0! | #DIV/0! | #DIV/0! | #DIV/0! |  |  |  | 86.1 | #DIV/0! | #DIV/0! | #DIV/0! | #DIV/0! | #DIV/0! | #DIV/0! | #DIV/0! | #DIV/0! | #DIV/0! | #DIV/0! | #DIV/0! | #DIV/0! | #DIV/0! |  |  |  | 86.1 | #DIV/0! | #DIV/0! | #DIV/0! | #DIV/0! | #DIV/0! | #DIV/0! | #DIV/0! | #DIV/0! | #DIV/0! | #DIV/0! | #DIV/0! | #DIV/0! | #DIV/0! |  |  |  | 86.1 | #DIV/0! | #DIV/0! | #DIV/0! | #DIV/0! | #DIV/0! | #DIV/0! | #DIV/0! | #DIV/0! | #DIV/0! | #DIV/0! | #DIV/0! | #DIV/0! | #DIV/0!
[15 empty] | 86.2 | 91.0596 | 6.0482 | 3466.6659 | 4110.9022 | 3466.6659 | 4110.9022 | 31.347 | 27.8793 | 1 | 1 | 3466.6659 | 4110.9022 |  |  |  |  | 86.2 | #DIV/0! | #DIV/0! | #DIV/0! | #DIV/0! | #DIV/0! | #DIV/0! | #DIV/0! | #DIV/0! | #DIV/0! | #DIV/0! | #DIV/0! | #DIV/0! | #DIV/0! |  |  |  | 86.2 | #DIV/0! | #DIV/0! | #DIV/0! | #DIV/0! | #DIV/0! | #DIV/0! | #DIV/0! | #DIV/0! | #DIV/0! | #DIV/0! | #DIV/0! | #DIV/0! | #DIV/0! |  |  |  | 86.2 | #DIV/0! | #DIV/0! | #DIV/0! | #DIV/0! | #DIV/0! | #DIV/0! | #DIV/0! | #DIV/0! | #DIV/0! | #DIV/0! | #DIV/0! | #DIV/0! | #DIV/0! |  |  |  | 86.2 | #DIV/0! | #DIV/0! | #DIV/0! | #DIV/0! | #DIV/0! | #DIV/0! | #DIV/0! | #DIV/0! | #DIV/0! | #DIV/0! | #DIV/0! | #DIV/0! | #DIV/0! |  |  |  | 86.2 | #DIV/0! | #DIV/0! | #DIV/0! | #DIV/0! | #DIV/0! | #DIV/0! | #DIV/0! | #DIV/0! | #DIV/0! | #DIV/0! | #DIV/0! | #DIV/0! | #DIV/0! |  |  |  | 86.2 | #DIV/0! | #DIV/0! | #DIV/0! | #DIV/0! | #DIV/0! | #DIV/0! | #DIV/0! | #DIV/0! | #DIV/0! | #DIV/0! | #DIV/0! | #DIV/0! | #DIV/0! |  |  |  | 86.2 | #DIV/0! | #DIV/0! | #DIV/0! | #DIV/0! | #DIV/0! | #DIV/0! | #DIV/0! | #DIV/0! | #DIV/0! | #DIV/0! | #DIV/0! | #DIV/0! | #DIV/0!
[15 empty] | 86.3 | 91.07 | 5.8892 | 3467.9619 | 4109.5652 | 3467.9619 | 4109.5652 | 31.3623 | 27.8734 | 1 | 1 | 3467.9619 | 4109.5652 |  |  |  |  | 86.3 | #DIV/0! | #DIV/0! | #DIV/0! | #DIV/0! | #DIV/0! | #DIV/0! | #DIV/0! | #DIV/0! | #DIV/0! | #DIV/0! | #DIV/0! | #DIV/0! | #DIV/0! |  |  |  | 86.3 | #DIV/0! | #DIV/0! | #DIV/0! | #DIV/0! | #DIV/0! | #DIV/0! | #DIV/0! | #DIV/0! | #DIV/0! | #DIV/0! | #DIV/0! | #DIV/0! | #DIV/0! |  |  |  | 86.3 | #DIV/0! | #DIV/0! | #DIV/0! | #DIV/0! | #DIV/0! | #DIV/0! | #DIV/0! | #DIV/0! | #DIV/0! | #DIV/0! | #DIV/0! | #DIV/0! | #DIV/0! |  |  |  | 86.3 | #DIV/0! | #DIV/0! | #DIV/0! | #DIV/0! | #DIV/0! | #DIV/0! | #DIV/0! | #DIV/0! | #DIV/0! | #DIV/0! | #DIV/0! | #DIV/0! | #DIV/0! |  |  |  | 86.3 | #DIV/0! | #DIV/0! | #DIV/0! | #DIV/0! | #DIV/0! | #DIV/0! | #DIV/0! | #DIV/0! | #DIV/0! | #DIV/0! | #DIV/0! | #DIV/0! | #DIV/0! |  |  |  | 86.3 | #DIV/0! | #DIV/0! | #DIV/0! | #DIV/0! | #DIV/0! | #DIV/0! | #DIV/0! | #DIV/0! | #DIV/0! | #DIV/0! | #DIV/0! | #DIV/0! | #DIV/0! |  |  |  | 86.3 | #DIV/0! | #DIV/0! | #DIV/0! | #DIV/0! | #DIV/0! | #DIV/0! | #DIV/0! | #DIV/0! | #DIV/0! | #DIV/0! | #DIV/0! | #DIV/0! | #DIV/0!
[15 empty] | 86.4 | 91.0802 | 5.7303 | 3469.2586 | 4108.2286 | 3469.2586 | 4108.2286 | 31.3775 | 27.8675 | 1 | 1 | 3469.2586 | 4108.2286 |  |  |  |  | 86.4 | #DIV/0! | #DIV/0! | #DIV/0! | #DIV/0! | #DIV/0! | #DIV/0! | #DIV/0! | #DIV/0! | #DIV/0! | #DIV/0! | #DIV/0! | #DIV/0! | #DIV/0! |  |  |  | 86.4 | #DIV/0! | #DIV/0! | #DIV/0! | #DIV/0! | #DIV/0! | #DIV/0! | #DIV/0! | #DIV/0! | #DIV/0! | #DIV/0! | #DIV/0! | #DIV/0! | #DIV/0! |  |  |  | 86.4 | #DIV/0! | #DIV/0! | #DIV/0! | #DIV/0! | #DIV/0! | #DIV/0! | #DIV/0! | #DIV/0! | #DIV/0! | #DIV/0! | #DIV/0! | #DIV/0! | #DIV/0! |  |  |  | 86.4 | #DIV/0! | #DIV/0! | #DIV/0! | #DIV/0! | #DIV/0! | #DIV/0! | #DIV/0! | #DIV/0! | #DIV/0! | #DIV/0! | #DIV/0! | #DIV/0! | #DIV/0! |  |  |  | 86.4 | #DIV/0! | #DIV/0! | #DIV/0! | #DIV/0! | #DIV/0! | #DIV/0! | #DIV/0! | #DIV/0! | #DIV/0! | #DIV/0! | #DIV/0! | #DIV/0! | #DIV/0! |  |  |  | 86.4 | #DIV/0! | #DIV/0! | #DIV/0! | #DIV/0! | #DIV/0! | #DIV/0! | #DIV/0! | #DIV/0! | #DIV/0! | #DIV/0! | #DIV/0! | #DIV/0! | #DIV/0! |  |  |  | 86.4 | #DIV/0! | #DIV/0! | #DIV/0! | #DIV/0! | #DIV/0! | #DIV/0! | #DIV/0! | #DIV/0! | #DIV/0! | #DIV/0! | #DIV/0! | #DIV/0! | #DIV/0!
[15 empty] | 86.5 | 91.09 | 5.5713 | 3470.556 | 4106.8923 | 3470.556 | 4106.8923 | 31.3926 | 27.8614 | 1 | 1 | 3470.556 | 4106.8923 |  |  |  |  | 86.5 | #DIV/0! | #DIV/0! | #DIV/0! | #DIV/0! | #DIV/0! | #DIV/0! | #DIV/0! | #DIV/0! | #DIV/0! | #DIV/0! | #DIV/0! | #DIV/0! | #DIV/0! |  |  |  | 86.5 | #DIV/0! | #DIV/0! | #DIV/0! | #DIV/0! | #DIV/0! | #DIV/0! | #DIV/0! | #DIV/0! | #DIV/0! | #DIV/0! | #DIV/0! | #DIV/0! | #DIV/0! |  |  |  | 86.5 | #DIV/0! | #DIV/0! | #DIV/0! | #DIV/0! | #DIV/0! | #DIV/0! | #DIV/0! | #DIV/0! | #DIV/0! | #DIV/0! | #DIV/0! | #DIV/0! | #DIV/0! |  |  |  | 86.5 | #DIV/0! | #DIV/0! | #DIV/0! | #DIV/0! | #DIV/0! | #DIV/0! | #DIV/0! | #DIV/0! | #DIV/0! | #DIV/0! | #DIV/0! | #DIV/0! | #DIV/0! |  |  |  | 86.5 | #DIV/0! | #DIV/0! | #DIV/0! | #DIV/0! | #DIV/0! | #DIV/0! | #DIV/0! | #DIV/0! | #DIV/0! | #DIV/0! | #DIV/0! | #DIV/0! | #DIV/0! |  |  |  | 86.5 | #DIV/0! | #DIV/0! | #DIV/0! | #DIV/0! | #DIV/0! | #DIV/0! | #DIV/0! | #DIV/0! | #DIV/0! | #DIV/0! | #DIV/0! | #DIV/0! | #DIV/0! |  |  |  | 86.5 | #DIV/0! | #DIV/0! | #DIV/0! | #DIV/0! | #DIV/0! | #DIV/0! | #DIV/0! | #DIV/0! | #DIV/0! | #DIV/0! | #DIV/0! | #DIV/0! | #DIV/0!
[15 empty] | 86.6 | 91.0996 | 5.4123 | 3471.8542 | 4105.5564 | 3471.8542 | 4105.5564 | 31.4077 | 27.8553 | 1 | 1 | 3471.8542 | 4105.5564 |  |  |  |  | 86.6 | #DIV/0! | #DIV/0! | #DIV/0! | #DIV/0! | #DIV/0! | #DIV/0! | #DIV/0! | #DIV/0! | #DIV/0! | #DIV/0! | #DIV/0! | #DIV/0! | #DIV/0! |  |  |  | 86.6 | #DIV/0! | #DIV/0! | #DIV/0! | #DIV/0! | #DIV/0! | #DIV/0! | #DIV/0! | #DIV/0! | #DIV/0! | #DIV/0! | #DIV/0! | #DIV/0! | #DIV/0! |  |  |  | 86.6 | #DIV/0! | #DIV/0! | #DIV/0! | #DIV/0! | #DIV/0! | #DIV/0! | #DIV/0! | #DIV/0! | #DIV/0! | #DIV/0! | #DIV/0! | #DIV/0! | #DIV/0! |  |  |  | 86.6 | #DIV/0! | #DIV/0! | #DIV/0! | #DIV/0! | #DIV/0! | #DIV/0! | #DIV/0! | #DIV/0! | #DIV/0! | #DIV/0! | #DIV/0! | #DIV/0! | #DIV/0! |  |  |  | 86.6 | #DIV/0! | #DIV/0! | #DIV/0! | #DIV/0! | #DIV/0! | #DIV/0! | #DIV/0! | #DIV/0! | #DIV/0! | #DIV/0! | #DIV/0! | #DIV/0! | #DIV/0! |  |  |  | 86.6 | #DIV/0! | #DIV/0! | #DIV/0! | #DIV/0! | #DIV/0! | #DIV/0! | #DIV/0! | #DIV/0! | #DIV/0! | #DIV/0! | #DIV/0! | #DIV/0! | #DIV/0! |  |  |  | 86.6 | #DIV/0! | #DIV/0! | #DIV/0! | #DIV/0! | #DIV/0! | #DIV/0! | #DIV/0! | #DIV/0! | #DIV/0! | #DIV/0! | #DIV/0! | #DIV/0! | #DIV/0!
[15 empty] | 86.7 | 91.1089 | 5.2533 | 3473.153 | 4104.2209 | 3473.153 | 4104.2209 | 31.4226 | 27.8491 | 1 | 1 | 3473.153 | 4104.2209 |  |  |  |  | 86.7 | #DIV/0! | #DIV/0! | #DIV/0! | #DIV/0! | #DIV/0! | #DIV/0! | #DIV/0! | #DIV/0! | #DIV/0! | #DIV/0! | #DIV/0! | #DIV/0! | #DIV/0! |  |  |  | 86.7 | #DIV/0! | #DIV/0! | #DIV/0! | #DIV/0! | #DIV/0! | #DIV/0! | #DIV/0! | #DIV/0! | #DIV/0! | #DIV/0! | #DIV/0! | #DIV/0! | #DIV/0! |  |  |  | 86.7 | #DIV/0! | #DIV/0! | #DIV/0! | #DIV/0! | #DIV/0! | #DIV/0! | #DIV/0! | #DIV/0! | #DIV/0! | #DIV/0! | #DIV/0! | #DIV/0! | #DIV/0! |  |  |  | 86.7 | #DIV/0! | #DIV/0! | #DIV/0! | #DIV/0! | #DIV/0! | #DIV/0! | #DIV/0! | #DIV/0! | #DIV/0! | #DIV/0! | #DIV/0! | #DIV/0! | #DIV/0! |  |  |  | 86.7 | #DIV/0! | #DIV/0! | #DIV/0! | #DIV/0! | #DIV/0! | #DIV/0! | #DIV/0! | #DIV/0! | #DIV/0! | #DIV/0! | #DIV/0! | #DIV/0! | #DIV/0! |  |  |  | 86.7 | #DIV/0! | #DIV/0! | #DIV/0! | #DIV/0! | #DIV/0! | #DIV/0! | #DIV/0! | #DIV/0! | #DIV/0! | #DIV/0! | #DIV/0! | #DIV/0! | #DIV/0! |  |  |  | 86.7 | #DIV/0! | #DIV/0! | #DIV/0! | #DIV/0! | #DIV/0! | #DIV/0! | #DIV/0! | #DIV/0! | #DIV/0! | #DIV/0! | #DIV/0! | #DIV/0! | #DIV/0!
[15 empty] | 86.8 | 91.118 | 5.0943 | 3474.4526 | 4102.8858 | 3474.4526 | 4102.8858 | 31.4375 | 27.8428 | 1 | 1 | 3474.4526 | 4102.8858 |  |  |  |  | 86.8 | #DIV/0! | #DIV/0! | #DIV/0! | #DIV/0! | #DIV/0! | #DIV/0! | #DIV/0! | #DIV/0! | #DIV/0! | #DIV/0! | #DIV/0! | #DIV/0! | #DIV/0! |  |  |  | 86.8 | #DIV/0! | #DIV/0! | #DIV/0! | #DIV/0! | #DIV/0! | #DIV/0! | #DIV/0! | #DIV/0! | #DIV/0! | #DIV/0! | #DIV/0! | #DIV/0! | #DIV/0! |  |  |  | 86.8 | #DIV/0! | #DIV/0! | #DIV/0! | #DIV/0! | #DIV/0! | #DIV/0! | #DIV/0! | #DIV/0! | #DIV/0! | #DIV/0! | #DIV/0! | #DIV/0! | #DIV/0! |  |  |  | 86.8 | #DIV/0! | #DIV/0! | #DIV/0! | #DIV/0! | #DIV/0! | #DIV/0! | #DIV/0! | #DIV/0! | #DIV/0! | #DIV/0! | #DIV/0! | #DIV/0! | #DIV/0! |  |  |  | 86.8 | #DIV/0! | #DIV/0! | #DIV/0! | #DIV/0! | #DIV/0! | #DIV/0! | #DIV/0! | #DIV/0! | #DIV/0! | #DIV/0! | #DIV/0! | #DIV/0! | #DIV/0! |  |  |  | 86.8 | #DIV/0! | #DIV/0! | #DIV/0! | #DIV/0! | #DIV/0! | #DIV/0! | #DIV/0! | #DIV/0! | #DIV/0! | #DIV/0! | #DIV/0! | #DIV/0! | #DIV/0! |  |  |  | 86.8 | #DIV/0! | #DIV/0! | #DIV/0! | #DIV/0! | #DIV/0! | #DIV/0! | #DIV/0! | #DIV/0! | #DIV/0! | #DIV/0! | #DIV/0! | #DIV/0! | #DIV/0!
[15 empty] | 86.9 | 91.1267 | 4.9352 | 3475.7529 | 4101.551 | 3475.7529 | 4101.551 | 31.4523 | 27.8364 | 1 | 1 | 3475.7529 | 4101.551 |  |  |  |  | 86.9 | #DIV/0! | #DIV/0! | #DIV/0! | #DIV/0! | #DIV/0! | #DIV/0! | #DIV/0! | #DIV/0! | #DIV/0! | #DIV/0! | #DIV/0! | #DIV/0! | #DIV/0! |  |  |  | 86.9 | #DIV/0! | #DIV/0! | #DIV/0! | #DIV/0! | #DIV/0! | #DIV/0! | #DIV/0! | #DIV/0! | #DIV/0! | #DIV/0! | #DIV/0! | #DIV/0! | #DIV/0! |  |  |  | 86.9 | #DIV/0! | #DIV/0! | #DIV/0! | #DIV/0! | #DIV/0! | #DIV/0! | #DIV/0! | #DIV/0! | #DIV/0! | #DIV/0! | #DIV/0! | #DIV/0! | #DIV/0! |  |  |  | 86.9 | #DIV/0! | #DIV/0! | #DIV/0! | #DIV/0! | #DIV/0! | #DIV/0! | #DIV/0! | #DIV/0! | #DIV/0! | #DIV/0! | #DIV/0! | #DIV/0! | #DIV/0! |  |  |  | 86.9 | #DIV/0! | #DIV/0! | #DIV/0! | #DIV/0! | #DIV/0! | #DIV/0! | #DIV/0! | #DIV/0! | #DIV/0! | #DIV/0! | #DIV/0! | #DIV/0! | #DIV/0! |  |  |  | 86.9 | #DIV/0! | #DIV/0! | #DIV/0! | #DIV/0! | #DIV/0! | #DIV/0! | #DIV/0! | #DIV/0! | #DIV/0! | #DIV/0! | #DIV/0! | #DIV/0! | #DIV/0! |  |  |  | 86.9 | #DIV/0! | #DIV/0! | #DIV/0! | #DIV/0! | #DIV/0! | #DIV/0! | #DIV/0! | #DIV/0! | #DIV/0! | #DIV/0! | #DIV/0! | #DIV/0! | #DIV/0!
[15 empty] | 87 | 91.1352 | 4.7762 | 3477.0539 | 4100.2166 | 3477.0539 | 4100.2166 | 31.467 | 27.8299 | 1 | 1 | 3477.0539 | 4100.2166 |  |  |  |  | 87 | #DIV/0! | #DIV/0! | #DIV/0! | #DIV/0! | #DIV/0! | #DIV/0! | #DIV/0! | #DIV/0! | #DIV/0! | #DIV/0! | #DIV/0! | #DIV/0! | #DIV/0! |  |  |  | 87 | #DIV/0! | #DIV/0! | #DIV/0! | #DIV/0! | #DIV/0! | #DIV/0! | #DIV/0! | #DIV/0! | #DIV/0! | #DIV/0! | #DIV/0! | #DIV/0! | #DIV/0! |  |  |  | 87 | #DIV/0! | #DIV/0! | #DIV/0! | #DIV/0! | #DIV/0! | #DIV/0! | #DIV/0! | #DIV/0! | #DIV/0! | #DIV/0! | #DIV/0! | #DIV/0! | #DIV/0! |  |  |  | 87 | #DIV/0! | #DIV/0! | #DIV/0! | #DIV/0! | #DIV/0! | #DIV/0! | #DIV/0! | #DIV/0! | #DIV/0! | #DIV/0! | #DIV/0! | #DIV/0! | #DIV/0! |  |  |  | 87 | #DIV/0! | #DIV/0! | #DIV/0! | #DIV/0! | #DIV/0! | #DIV/0! | #DIV/0! | #DIV/0! | #DIV/0! | #DIV/0! | #DIV/0! | #DIV/0! | #DIV/0! |  |  |  | 87 | #DIV/0! | #DIV/0! | #DIV/0! | #DIV/0! | #DIV/0! | #DIV/0! | #DIV/0! | #DIV/0! | #DIV/0! | #DIV/0! | #DIV/0! | #DIV/0! | #DIV/0! |  |  |  | 87 | #DIV/0! | #DIV/0! | #DIV/0! | #DIV/0! | #DIV/0! | #DIV/0! | #DIV/0! | #DIV/0! | #DIV/0! | #DIV/0! | #DIV/0! | #DIV/0! | #DIV/0!
[15 empty] | 87.1 | 91.1434 | 4.6171 | 3478.3556 | 4098.8826 | 3478.3556 | 4098.8826 | 31.4816 | 27.8234 | 1 | 1 | 3478.3556 | 4098.8826 |  |  |  |  | 87.1 | #DIV/0! | #DIV/0! | #DIV/0! | #DIV/0! | #DIV/0! | #DIV/0! | #DIV/0! | #DIV/0! | #DIV/0! | #DIV/0! | #DIV/0! | #DIV/0! | #DIV/0! |  |  |  | 87.1 | #DIV/0! | #DIV/0! | #DIV/0! | #DIV/0! | #DIV/0! | #DIV/0! | #DIV/0! | #DIV/0! | #DIV/0! | #DIV/0! | #DIV/0! | #DIV/0! | #DIV/0! |  |  |  | 87.1 | #DIV/0! | #DIV/0! | #DIV/0! | #DIV/0! | #DIV/0! | #DIV/0! | #DIV/0! | #DIV/0! | #DIV/0! | #DIV/0! | #DIV/0! | #DIV/0! | #DIV/0! |  |  |  | 87.1 | #DIV/0! | #DIV/0! | #DIV/0! | #DIV/0! | #DIV/0! | #DIV/0! | #DIV/0! | #DIV/0! | #DIV/0! | #DIV/0! | #DIV/0! | #DIV/0! | #DIV/0! |  |  |  | 87.1 | #DIV/0! | #DIV/0! | #DIV/0! | #DIV/0! | #DIV/0! | #DIV/0! | #DIV/0! | #DIV/0! | #DIV/0! | #DIV/0! | #DIV/0! | #DIV/0! | #DIV/0! |  |  |  | 87.1 | #DIV/0! | #DIV/0! | #DIV/0! | #DIV/0! | #DIV/0! | #DIV/0! | #DIV/0! | #DIV/0! | #DIV/0! | #DIV/0! | #DIV/0! | #DIV/0! | #DIV/0! |  |  |  | 87.1 | #DIV/0! | #DIV/0! | #DIV/0! | #DIV/0! | #DIV/0! | #DIV/0! | #DIV/0! | #DIV/0! | #DIV/0! | #DIV/0! | #DIV/0! | #DIV/0! | #DIV/0!
[15 empty] | 87.2 | 91.1513 | 4.458 | 3479.658 | 4097.549 | 3479.658 | 4097.549 | 31.4961 | 27.8167 | 1 | 1 | 3479.658 | 4097.549 |  |  |  |  | 87.2 | #DIV/0! | #DIV/0! | #DIV/0! | #DIV/0! | #DIV/0! | #DIV/0! | #DIV/0! | #DIV/0! | #DIV/0! | #DIV/0! | #DIV/0! | #DIV/0! | #DIV/0! |  |  |  | 87.2 | #DIV/0! | #DIV/0! | #DIV/0! | #DIV/0! | #DIV/0! | #DIV/0! | #DIV/0! | #DIV/0! | #DIV/0! | #DIV/0! | #DIV/0! | #DIV/0! | #DIV/0! |  |  |  | 87.2 | #DIV/0! | #DIV/0! | #DIV/0! | #DIV/0! | #DIV/0! | #DIV/0! | #DIV/0! | #DIV/0! | #DIV/0! | #DIV/0! | #DIV/0! | #DIV/0! | #DIV/0! |  |  |  | 87.2 | #DIV/0! | #DIV/0! | #DIV/0! | #DIV/0! | #DIV/0! | #DIV/0! | #DIV/0! | #DIV/0! | #DIV/0! | #DIV/0! | #DIV/0! | #DIV/0! | #DIV/0! |  |  |  | 87.2 | #DIV/0! | #DIV/0! | #DIV/0! | #DIV/0! | #DIV/0! | #DIV/0! | #DIV/0! | #DIV/0! | #DIV/0! | #DIV/0! | #DIV/0! | #DIV/0! | #DIV/0! |  |  |  | 87.2 | #DIV/0! | #DIV/0! | #DIV/0! | #DIV/0! | #DIV/0! | #DIV/0! | #DIV/0! | #DIV/0! | #DIV/0! | #DIV/0! | #DIV/0! | #DIV/0! | #DIV/0! |  |  |  | 87.2 | #DIV/0! | #DIV/0! | #DIV/0! | #DIV/0! | #DIV/0! | #DIV/0! | #DIV/0! | #DIV/0! | #DIV/0! | #DIV/0! | #DIV/0! | #DIV/0! | #DIV/0!
[15 empty] | 87.3 | 91.1589 | 4.2989 | 3480.9612 | 4096.2157 | 3480.9612 | 4096.2157 | 31.5106 | 27.81 | 1 | 1 | 3480.9612 | 4096.2157 |  |  |  |  | 87.3 | #DIV/0! | #DIV/0! | #DIV/0! | #DIV/0! | #DIV/0! | #DIV/0! | #DIV/0! | #DIV/0! | #DIV/0! | #DIV/0! | #DIV/0! | #DIV/0! | #DIV/0! |  |  |  | 87.3 | #DIV/0! | #DIV/0! | #DIV/0! | #DIV/0! | #DIV/0! | #DIV/0! | #DIV/0! | #DIV/0! | #DIV/0! | #DIV/0! | #DIV/0! | #DIV/0! | #DIV/0! |  |  |  | 87.3 | #DIV/0! | #DIV/0! | #DIV/0! | #DIV/0! | #DIV/0! | #DIV/0! | #DIV/0! | #DIV/0! | #DIV/0! | #DIV/0! | #DIV/0! | #DIV/0! | #DIV/0! |  |  |  | 87.3 | #DIV/0! | #DIV/0! | #DIV/0! | #DIV/0! | #DIV/0! | #DIV/0! | #DIV/0! | #DIV/0! | #DIV/0! | #DIV/0! | #DIV/0! | #DIV/0! | #DIV/0! |  |  |  | 87.3 | #DIV/0! | #DIV/0! | #DIV/0! | #DIV/0! | #DIV/0! | #DIV/0! | #DIV/0! | #DIV/0! | #DIV/0! | #DIV/0! | #DIV/0! | #DIV/0! | #DIV/0! |  |  |  | 87.3 | #DIV/0! | #DIV/0! | #DIV/0! | #DIV/0! | #DIV/0! | #DIV/0! | #DIV/0! | #DIV/0! | #DIV/0! | #DIV/0! | #DIV/0! | #DIV/0! | #DIV/0! |  |  |  | 87.3 | #DIV/0! | #DIV/0! | #DIV/0! | #DIV/0! | #DIV/0! | #DIV/0! | #DIV/0! | #DIV/0! | #DIV/0! | #DIV/0! | #DIV/0! | #DIV/0! | #DIV/0!
[15 empty] | 87.4 | 91.1663 | 4.1398 | 3482.265 | 4094.8829 | 3482.265 | 4094.8829 | 31.5249 | 27.8032 | 1 | 1 | 3482.265 | 4094.8829 |  |  |  |  | 87.4 | #DIV/0! | #DIV/0! | #DIV/0! | #DIV/0! | #DIV/0! | #DIV/0! | #DIV/0! | #DIV/0! | #DIV/0! | #DIV/0! | #DIV/0! | #DIV/0! | #DIV/0! |  |  |  | 87.4 | #DIV/0! | #DIV/0! | #DIV/0! | #DIV/0! | #DIV/0! | #DIV/0! | #DIV/0! | #DIV/0! | #DIV/0! | #DIV/0! | #DIV/0! | #DIV/0! | #DIV/0! |  |  |  | 87.4 | #DIV/0! | #DIV/0! | #DIV/0! | #DIV/0! | #DIV/0! | #DIV/0! | #DIV/0! | #DIV/0! | #DIV/0! | #DIV/0! | #DIV/0! | #DIV/0! | #DIV/0! |  |  |  | 87.4 | #DIV/0! | #DIV/0! | #DIV/0! | #DIV/0! | #DIV/0! | #DIV/0! | #DIV/0! | #DIV/0! | #DIV/0! | #DIV/0! | #DIV/0! | #DIV/0! | #DIV/0! |  |  |  | 87.4 | #DIV/0! | #DIV/0! | #DIV/0! | #DIV/0! | #DIV/0! | #DIV/0! | #DIV/0! | #DIV/0! | #DIV/0! | #DIV/0! | #DIV/0! | #DIV/0! | #DIV/0! |  |  |  | 87.4 | #DIV/0! | #DIV/0! | #DIV/0! | #DIV/0! | #DIV/0! | #DIV/0! | #DIV/0! | #DIV/0! | #DIV/0! | #DIV/0! | #DIV/0! | #DIV/0! | #DIV/0! |  |  |  | 87.4 | #DIV/0! | #DIV/0! | #DIV/0! | #DIV/0! | #DIV/0! | #DIV/0! | #DIV/0! | #DIV/0! | #DIV/0! | #DIV/0! | #DIV/0! | #DIV/0! | #DIV/0!
[15 empty] | 87.5 | 91.1734 | 3.9807 | 3483.5695 | 4093.5505 | 3483.5695 | 4093.5505 | 31.5392 | 27.7963 | 1 | 1 | 3483.5695 | 4093.5505 |  |  |  |  | 87.5 | #DIV/0! | #DIV/0! | #DIV/0! | #DIV/0! | #DIV/0! | #DIV/0! | #DIV/0! | #DIV/0! | #DIV/0! | #DIV/0! | #DIV/0! | #DIV/0! | #DIV/0! |  |  |  | 87.5 | #DIV/0! | #DIV/0! | #DIV/0! | #DIV/0! | #DIV/0! | #DIV/0! | #DIV/0! | #DIV/0! | #DIV/0! | #DIV/0! | #DIV/0! | #DIV/0! | #DIV/0! |  |  |  | 87.5 | #DIV/0! | #DIV/0! | #DIV/0! | #DIV/0! | #DIV/0! | #DIV/0! | #DIV/0! | #DIV/0! | #DIV/0! | #DIV/0! | #DIV/0! | #DIV/0! | #DIV/0! |  |  |  | 87.5 | #DIV/0! | #DIV/0! | #DIV/0! | #DIV/0! | #DIV/0! | #DIV/0! | #DIV/0! | #DIV/0! | #DIV/0! | #DIV/0! | #DIV/0! | #DIV/0! | #DIV/0! |  |  |  | 87.5 | #DIV/0! | #DIV/0! | #DIV/0! | #DIV/0! | #DIV/0! | #DIV/0! | #DIV/0! | #DIV/0! | #DIV/0! | #DIV/0! | #DIV/0! | #DIV/0! | #DIV/0! |  |  |  | 87.5 | #DIV/0! | #DIV/0! | #DIV/0! | #DIV/0! | #DIV/0! | #DIV/0! | #DIV/0! | #DIV/0! | #DIV/0! | #DIV/0! | #DIV/0! | #DIV/0! | #DIV/0! |  |  |  | 87.5 | #DIV/0! | #DIV/0! | #DIV/0! | #DIV/0! | #DIV/0! | #DIV/0! | #DIV/0! | #DIV/0! | #DIV/0! | #DIV/0! | #DIV/0! | #DIV/0! | #DIV/0!
[15 empty] | 87.6 | 91.1802 | 3.8216 | 3484.8746 | 4092.2185 | 3484.8746 | 4092.2185 | 31.5534 | 27.7894 | 1 | 1 | 3484.8746 | 4092.2185 |  |  |  |  | 87.6 | #DIV/0! | #DIV/0! | #DIV/0! | #DIV/0! | #DIV/0! | #DIV/0! | #DIV/0! | #DIV/0! | #DIV/0! | #DIV/0! | #DIV/0! | #DIV/0! | #DIV/0! |  |  |  | 87.6 | #DIV/0! | #DIV/0! | #DIV/0! | #DIV/0! | #DIV/0! | #DIV/0! | #DIV/0! | #DIV/0! | #DIV/0! | #DIV/0! | #DIV/0! | #DIV/0! | #DIV/0! |  |  |  | 87.6 | #DIV/0! | #DIV/0! | #DIV/0! | #DIV/0! | #DIV/0! | #DIV/0! | #DIV/0! | #DIV/0! | #DIV/0! | #DIV/0! | #DIV/0! | #DIV/0! | #DIV/0! |  |  |  | 87.6 | #DIV/0! | #DIV/0! | #DIV/0! | #DIV/0! | #DIV/0! | #DIV/0! | #DIV/0! | #DIV/0! | #DIV/0! | #DIV/0! | #DIV/0! | #DIV/0! | #DIV/0! |  |  |  | 87.6 | #DIV/0! | #DIV/0! | #DIV/0! | #DIV/0! | #DIV/0! | #DIV/0! | #DIV/0! | #DIV/0! | #DIV/0! | #DIV/0! | #DIV/0! | #DIV/0! | #DIV/0! |  |  |  | 87.6 | #DIV/0! | #DIV/0! | #DIV/0! | #DIV/0! | #DIV/0! | #DIV/0! | #DIV/0! | #DIV/0! | #DIV/0! | #DIV/0! | #DIV/0! | #DIV/0! | #DIV/0! |  |  |  | 87.6 | #DIV/0! | #DIV/0! | #DIV/0! | #DIV/0! | #DIV/0! | #DIV/0! | #DIV/0! | #DIV/0! | #DIV/0! | #DIV/0! | #DIV/0! | #DIV/0! | #DIV/0!
[15 empty] | 87.7 | 91.1867 | 3.6624 | 3486.1805 | 4090.8869 | 3486.1805 | 4090.8869 | 31.5674 | 27.7823 | 1 | 1 | 3486.1805 | 4090.8869 |  |  |  |  | 87.7 | #DIV/0! | #DIV/0! | #DIV/0! | #DIV/0! | #DIV/0! | #DIV/0! | #DIV/0! | #DIV/0! | #DIV/0! | #DIV/0! | #DIV/0! | #DIV/0! | #DIV/0! |  |  |  | 87.7 | #DIV/0! | #DIV/0! | #DIV/0! | #DIV/0! | #DIV/0! | #DIV/0! | #DIV/0! | #DIV/0! | #DIV/0! | #DIV/0! | #DIV/0! | #DIV/0! | #DIV/0! |  |  |  | 87.7 | #DIV/0! | #DIV/0! | #DIV/0! | #DIV/0! | #DIV/0! | #DIV/0! | #DIV/0! | #DIV/0! | #DIV/0! | #DIV/0! | #DIV/0! | #DIV/0! | #DIV/0! |  |  |  | 87.7 | #DIV/0! | #DIV/0! | #DIV/0! | #DIV/0! | #DIV/0! | #DIV/0! | #DIV/0! | #DIV/0! | #DIV/0! | #DIV/0! | #DIV/0! | #DIV/0! | #DIV/0! |  |  |  | 87.7 | #DIV/0! | #DIV/0! | #DIV/0! | #DIV/0! | #DIV/0! | #DIV/0! | #DIV/0! | #DIV/0! | #DIV/0! | #DIV/0! | #DIV/0! | #DIV/0! | #DIV/0! |  |  |  | 87.7 | #DIV/0! | #DIV/0! | #DIV/0! | #DIV/0! | #DIV/0! | #DIV/0! | #DIV/0! | #DIV/0! | #DIV/0! | #DIV/0! | #DIV/0! | #DIV/0! | #DIV/0! |  |  |  | 87.7 | #DIV/0! | #DIV/0! | #DIV/0! | #DIV/0! | #DIV/0! | #DIV/0! | #DIV/0! | #DIV/0! | #DIV/0! | #DIV/0! | #DIV/0! | #DIV/0! | #DIV/0!
[15 empty] | 87.8 | 91.193 | 3.5033 | 3487.487 | 4089.5557 | 3487.487 | 4089.5557 | 31.5814 | 27.7752 | 1 | 1 | 3487.487 | 4089.5557 |  |  |  |  | 87.8 | #DIV/0! | #DIV/0! | #DIV/0! | #DIV/0! | #DIV/0! | #DIV/0! | #DIV/0! | #DIV/0! | #DIV/0! | #DIV/0! | #DIV/0! | #DIV/0! | #DIV/0! |  |  |  | 87.8 | #DIV/0! | #DIV/0! | #DIV/0! | #DIV/0! | #DIV/0! | #DIV/0! | #DIV/0! | #DIV/0! | #DIV/0! | #DIV/0! | #DIV/0! | #DIV/0! | #DIV/0! |  |  |  | 87.8 | #DIV/0! | #DIV/0! | #DIV/0! | #DIV/0! | #DIV/0! | #DIV/0! | #DIV/0! | #DIV/0! | #DIV/0! | #DIV/0! | #DIV/0! | #DIV/0! | #DIV/0! |  |  |  | 87.8 | #DIV/0! | #DIV/0! | #DIV/0! | #DIV/0! | #DIV/0! | #DIV/0! | #DIV/0! | #DIV/0! | #DIV/0! | #DIV/0! | #DIV/0! | #DIV/0! | #DIV/0! |  |  |  | 87.8 | #DIV/0! | #DIV/0! | #DIV/0! | #DIV/0! | #DIV/0! | #DIV/0! | #DIV/0! | #DIV/0! | #DIV/0! | #DIV/0! | #DIV/0! | #DIV/0! | #DIV/0! |  |  |  | 87.8 | #DIV/0! | #DIV/0! | #DIV/0! | #DIV/0! | #DIV/0! | #DIV/0! | #DIV/0! | #DIV/0! | #DIV/0! | #DIV/0! | #DIV/0! | #DIV/0! | #DIV/0! |  |  |  | 87.8 | #DIV/0! | #DIV/0! | #DIV/0! | #DIV/0! | #DIV/0! | #DIV/0! | #DIV/0! | #DIV/0! | #DIV/0! | #DIV/0! | #DIV/0! | #DIV/0! | #DIV/0!
[15 empty] | 87.9 | 91.199 | 3.3441 | 3488.7943 | 4088.2249 | 3488.7943 | 4088.2249 | 31.5954 | 27.768 | 1 | 1 | 3488.7943 | 4088.2249 |  |  |  |  | 87.9 | #DIV/0! | #DIV/0! | #DIV/0! | #DIV/0! | #DIV/0! | #DIV/0! | #DIV/0! | #DIV/0! | #DIV/0! | #DIV/0! | #DIV/0! | #DIV/0! | #DIV/0! |  |  |  | 87.9 | #DIV/0! | #DIV/0! | #DIV/0! | #DIV/0! | #DIV/0! | #DIV/0! | #DIV/0! | #DIV/0! | #DIV/0! | #DIV/0! | #DIV/0! | #DIV/0! | #DIV/0! |  |  |  | 87.9 | #DIV/0! | #DIV/0! | #DIV/0! | #DIV/0! | #DIV/0! | #DIV/0! | #DIV/0! | #DIV/0! | #DIV/0! | #DIV/0! | #DIV/0! | #DIV/0! | #DIV/0! |  |  |  | 87.9 | #DIV/0! | #DIV/0! | #DIV/0! | #DIV/0! | #DIV/0! | #DIV/0! | #DIV/0! | #DIV/0! | #DIV/0! | #DIV/0! | #DIV/0! | #DIV/0! | #DIV/0! |  |  |  | 87.9 | #DIV/0! | #DIV/0! | #DIV/0! | #DIV/0! | #DIV/0! | #DIV/0! | #DIV/0! | #DIV/0! | #DIV/0! | #DIV/0! | #DIV/0! | #DIV/0! | #DIV/0! |  |  |  | 87.9 | #DIV/0! | #DIV/0! | #DIV/0! | #DIV/0! | #DIV/0! | #DIV/0! | #DIV/0! | #DIV/0! | #DIV/0! | #DIV/0! | #DIV/0! | #DIV/0! | #DIV/0! |  |  |  | 87.9 | #DIV/0! | #DIV/0! | #DIV/0! | #DIV/0! | #DIV/0! | #DIV/0! | #DIV/0! | #DIV/0! | #DIV/0! | #DIV/0! | #DIV/0! | #DIV/0! | #DIV/0!
[15 empty] | 88 | 91.2047 | 3.1849 | 3490.1021 | 4086.8946 | 3490.1021 | 4086.8946 | 31.6092 | 27.7607 | 1 | 1 | 3490.1021 | 4086.8946 |  |  |  |  | 88 | #DIV/0! | #DIV/0! | #DIV/0! | #DIV/0! | #DIV/0! | #DIV/0! | #DIV/0! | #DIV/0! | #DIV/0! | #DIV/0! | #DIV/0! | #DIV/0! | #DIV/0! |  |  |  | 88 | #DIV/0! | #DIV/0! | #DIV/0! | #DIV/0! | #DIV/0! | #DIV/0! | #DIV/0! | #DIV/0! | #DIV/0! | #DIV/0! | #DIV/0! | #DIV/0! | #DIV/0! |  |  |  | 88 | #DIV/0! | #DIV/0! | #DIV/0! | #DIV/0! | #DIV/0! | #DIV/0! | #DIV/0! | #DIV/0! | #DIV/0! | #DIV/0! | #DIV/0! | #DIV/0! | #DIV/0! |  |  |  | 88 | #DIV/0! | #DIV/0! | #DIV/0! | #DIV/0! | #DIV/0! | #DIV/0! | #DIV/0! | #DIV/0! | #DIV/0! | #DIV/0! | #DIV/0! | #DIV/0! | #DIV/0! |  |  |  | 88 | #DIV/0! | #DIV/0! | #DIV/0! | #DIV/0! | #DIV/0! | #DIV/0! | #DIV/0! | #DIV/0! | #DIV/0! | #DIV/0! | #DIV/0! | #DIV/0! | #DIV/0! |  |  |  | 88 | #DIV/0! | #DIV/0! | #DIV/0! | #DIV/0! | #DIV/0! | #DIV/0! | #DIV/0! | #DIV/0! | #DIV/0! | #DIV/0! | #DIV/0! | #DIV/0! | #DIV/0! |  |  |  | 88 | #DIV/0! | #DIV/0! | #DIV/0! | #DIV/0! | #DIV/0! | #DIV/0! | #DIV/0! | #DIV/0! | #DIV/0! | #DIV/0! | #DIV/0! | #DIV/0! | #DIV/0!
[15 empty] | 88.1 | 91.2101 | 3.0258 | 3491.4107 | 4085.5647 | 3491.4107 | 4085.5647 | 31.6229 | 27.7533 | 1 | 1 | 3491.4107 | 4085.5647 |  |  |  |  | 88.1 | #DIV/0! | #DIV/0! | #DIV/0! | #DIV/0! | #DIV/0! | #DIV/0! | #DIV/0! | #DIV/0! | #DIV/0! | #DIV/0! | #DIV/0! | #DIV/0! | #DIV/0! |  |  |  | 88.1 | #DIV/0! | #DIV/0! | #DIV/0! | #DIV/0! | #DIV/0! | #DIV/0! | #DIV/0! | #DIV/0! | #DIV/0! | #DIV/0! | #DIV/0! | #DIV/0! | #DIV/0! |  |  |  | 88.1 | #DIV/0! | #DIV/0! | #DIV/0! | #DIV/0! | #DIV/0! | #DIV/0! | #DIV/0! | #DIV/0! | #DIV/0! | #DIV/0! | #DIV/0! | #DIV/0! | #DIV/0! |  |  |  | 88.1 | #DIV/0! | #DIV/0! | #DIV/0! | #DIV/0! | #DIV/0! | #DIV/0! | #DIV/0! | #DIV/0! | #DIV/0! | #DIV/0! | #DIV/0! | #DIV/0! | #DIV/0! |  |  |  | 88.1 | #DIV/0! | #DIV/0! | #DIV/0! | #DIV/0! | #DIV/0! | #DIV/0! | #DIV/0! | #DIV/0! | #DIV/0! | #DIV/0! | #DIV/0! | #DIV/0! | #DIV/0! |  |  |  | 88.1 | #DIV/0! | #DIV/0! | #DIV/0! | #DIV/0! | #DIV/0! | #DIV/0! | #DIV/0! | #DIV/0! | #DIV/0! | #DIV/0! | #DIV/0! | #DIV/0! | #DIV/0! |  |  |  | 88.1 | #DIV/0! | #DIV/0! | #DIV/0! | #DIV/0! | #DIV/0! | #DIV/0! | #DIV/0! | #DIV/0! | #DIV/0! | #DIV/0! | #DIV/0! | #DIV/0! | #DIV/0!
[15 empty] | 88.2 | 91.2152 | 2.8666 | 3492.7199 | 4084.2352 | 3492.7199 | 4084.2352 | 31.6365 | 27.7458 | 1 | 1 | 3492.7199 | 4084.2352 |  |  |  |  | 88.2 | #DIV/0! | #DIV/0! | #DIV/0! | #DIV/0! | #DIV/0! | #DIV/0! | #DIV/0! | #DIV/0! | #DIV/0! | #DIV/0! | #DIV/0! | #DIV/0! | #DIV/0! |  |  |  | 88.2 | #DIV/0! | #DIV/0! | #DIV/0! | #DIV/0! | #DIV/0! | #DIV/0! | #DIV/0! | #DIV/0! | #DIV/0! | #DIV/0! | #DIV/0! | #DIV/0! | #DIV/0! |  |  |  | 88.2 | #DIV/0! | #DIV/0! | #DIV/0! | #DIV/0! | #DIV/0! | #DIV/0! | #DIV/0! | #DIV/0! | #DIV/0! | #DIV/0! | #DIV/0! | #DIV/0! | #DIV/0! |  |  |  | 88.2 | #DIV/0! | #DIV/0! | #DIV/0! | #DIV/0! | #DIV/0! | #DIV/0! | #DIV/0! | #DIV/0! | #DIV/0! | #DIV/0! | #DIV/0! | #DIV/0! | #DIV/0! |  |  |  | 88.2 | #DIV/0! | #DIV/0! | #DIV/0! | #DIV/0! | #DIV/0! | #DIV/0! | #DIV/0! | #DIV/0! | #DIV/0! | #DIV/0! | #DIV/0! | #DIV/0! | #DIV/0! |  |  |  | 88.2 | #DIV/0! | #DIV/0! | #DIV/0! | #DIV/0! | #DIV/0! | #DIV/0! | #DIV/0! | #DIV/0! | #DIV/0! | #DIV/0! | #DIV/0! | #DIV/0! | #DIV/0! |  |  |  | 88.2 | #DIV/0! | #DIV/0! | #DIV/0! | #DIV/0! | #DIV/0! | #DIV/0! | #DIV/0! | #DIV/0! | #DIV/0! | #DIV/0! | #DIV/0! | #DIV/0! | #DIV/0!
[15 empty] | 88.3 | 91.2201 | 2.7073 | 3494.0298 | 4082.9061 | 3494.0298 | 4082.9061 | 31.6501 | 27.7383 | 1 | 1 | 3494.0298 | 4082.9061 |  |  |  |  | 88.3 | #DIV/0! | #DIV/0! | #DIV/0! | #DIV/0! | #DIV/0! | #DIV/0! | #DIV/0! | #DIV/0! | #DIV/0! | #DIV/0! | #DIV/0! | #DIV/0! | #DIV/0! |  |  |  | 88.3 | #DIV/0! | #DIV/0! | #DIV/0! | #DIV/0! | #DIV/0! | #DIV/0! | #DIV/0! | #DIV/0! | #DIV/0! | #DIV/0! | #DIV/0! | #DIV/0! | #DIV/0! |  |  |  | 88.3 | #DIV/0! | #DIV/0! | #DIV/0! | #DIV/0! | #DIV/0! | #DIV/0! | #DIV/0! | #DIV/0! | #DIV/0! | #DIV/0! | #DIV/0! | #DIV/0! | #DIV/0! |  |  |  | 88.3 | #DIV/0! | #DIV/0! | #DIV/0! | #DIV/0! | #DIV/0! | #DIV/0! | #DIV/0! | #DIV/0! | #DIV/0! | #DIV/0! | #DIV/0! | #DIV/0! | #DIV/0! |  |  |  | 88.3 | #DIV/0! | #DIV/0! | #DIV/0! | #DIV/0! | #DIV/0! | #DIV/0! | #DIV/0! | #DIV/0! | #DIV/0! | #DIV/0! | #DIV/0! | #DIV/0! | #DIV/0! |  |  |  | 88.3 | #DIV/0! | #DIV/0! | #DIV/0! | #DIV/0! | #DIV/0! | #DIV/0! | #DIV/0! | #DIV/0! | #DIV/0! | #DIV/0! | #DIV/0! | #DIV/0! | #DIV/0! |  |  |  | 88.3 | #DIV/0! | #DIV/0! | #DIV/0! | #DIV/0! | #DIV/0! | #DIV/0! | #DIV/0! | #DIV/0! | #DIV/0! | #DIV/0! | #DIV/0! | #DIV/0! | #DIV/0!
[15 empty] | 88.4 | 91.2247 | 2.5481 | 3495.3403 | 4081.5775 | 3495.3403 | 4081.5775 | 31.6636 | 27.7306 | 1 | 1 | 3495.3403 | 4081.5775 |  |  |  |  | 88.4 | #DIV/0! | #DIV/0! | #DIV/0! | #DIV/0! | #DIV/0! | #DIV/0! | #DIV/0! | #DIV/0! | #DIV/0! | #DIV/0! | #DIV/0! | #DIV/0! | #DIV/0! |  |  |  | 88.4 | #DIV/0! | #DIV/0! | #DIV/0! | #DIV/0! | #DIV/0! | #DIV/0! | #DIV/0! | #DIV/0! | #DIV/0! | #DIV/0! | #DIV/0! | #DIV/0! | #DIV/0! |  |  |  | 88.4 | #DIV/0! | #DIV/0! | #DIV/0! | #DIV/0! | #DIV/0! | #DIV/0! | #DIV/0! | #DIV/0! | #DIV/0! | #DIV/0! | #DIV/0! | #DIV/0! | #DIV/0! |  |  |  | 88.4 | #DIV/0! | #DIV/0! | #DIV/0! | #DIV/0! | #DIV/0! | #DIV/0! | #DIV/0! | #DIV/0! | #DIV/0! | #DIV/0! | #DIV/0! | #DIV/0! | #DIV/0! |  |  |  | 88.4 | #DIV/0! | #DIV/0! | #DIV/0! | #DIV/0! | #DIV/0! | #DIV/0! | #DIV/0! | #DIV/0! | #DIV/0! | #DIV/0! | #DIV/0! | #DIV/0! | #DIV/0! |  |  |  | 88.4 | #DIV/0! | #DIV/0! | #DIV/0! | #DIV/0! | #DIV/0! | #DIV/0! | #DIV/0! | #DIV/0! | #DIV/0! | #DIV/0! | #DIV/0! | #DIV/0! | #DIV/0! |  |  |  | 88.4 | #DIV/0! | #DIV/0! | #DIV/0! | #DIV/0! | #DIV/0! | #DIV/0! | #DIV/0! | #DIV/0! | #DIV/0! | #DIV/0! | #DIV/0! | #DIV/0! | #DIV/0!
[15 empty] | 88.5 | 91.229 | 2.3889 | 3496.6515 | 4080.2493 | 3496.6515 | 4080.2493 | 31.6769 | 27.7229 | 1 | 1 | 3496.6515 | 4080.2493 |  |  |  |  | 88.5 | #DIV/0! | #DIV/0! | #DIV/0! | #DIV/0! | #DIV/0! | #DIV/0! | #DIV/0! | #DIV/0! | #DIV/0! | #DIV/0! | #DIV/0! | #DIV/0! | #DIV/0! |  |  |  | 88.5 | #DIV/0! | #DIV/0! | #DIV/0! | #DIV/0! | #DIV/0! | #DIV/0! | #DIV/0! | #DIV/0! | #DIV/0! | #DIV/0! | #DIV/0! | #DIV/0! | #DIV/0! |  |  |  | 88.5 | #DIV/0! | #DIV/0! | #DIV/0! | #DIV/0! | #DIV/0! | #DIV/0! | #DIV/0! | #DIV/0! | #DIV/0! | #DIV/0! | #DIV/0! | #DIV/0! | #DIV/0! |  |  |  | 88.5 | #DIV/0! | #DIV/0! | #DIV/0! | #DIV/0! | #DIV/0! | #DIV/0! | #DIV/0! | #DIV/0! | #DIV/0! | #DIV/0! | #DIV/0! | #DIV/0! | #DIV/0! |  |  |  | 88.5 | #DIV/0! | #DIV/0! | #DIV/0! | #DIV/0! | #DIV/0! | #DIV/0! | #DIV/0! | #DIV/0! | #DIV/0! | #DIV/0! | #DIV/0! | #DIV/0! | #DIV/0! |  |  |  | 88.5 | #DIV/0! | #DIV/0! | #DIV/0! | #DIV/0! | #DIV/0! | #DIV/0! | #DIV/0! | #DIV/0! | #DIV/0! | #DIV/0! | #DIV/0! | #DIV/0! | #DIV/0! |  |  |  | 88.5 | #DIV/0! | #DIV/0! | #DIV/0! | #DIV/0! | #DIV/0! | #DIV/0! | #DIV/0! | #DIV/0! | #DIV/0! | #DIV/0! | #DIV/0! | #DIV/0! | #DIV/0!
[15 empty] | 88.6 | 91.233 | 2.2297 | 3497.9633 | 4078.9216 | 3497.9633 | 4078.9216 | 31.6902 | 27.7151 | 1 | 1 | 3497.9633 | 4078.9216 |  |  |  |  | 88.6 | #DIV/0! | #DIV/0! | #DIV/0! | #DIV/0! | #DIV/0! | #DIV/0! | #DIV/0! | #DIV/0! | #DIV/0! | #DIV/0! | #DIV/0! | #DIV/0! | #DIV/0! |  |  |  | 88.6 | #DIV/0! | #DIV/0! | #DIV/0! | #DIV/0! | #DIV/0! | #DIV/0! | #DIV/0! | #DIV/0! | #DIV/0! | #DIV/0! | #DIV/0! | #DIV/0! | #DIV/0! |  |  |  | 88.6 | #DIV/0! | #DIV/0! | #DIV/0! | #DIV/0! | #DIV/0! | #DIV/0! | #DIV/0! | #DIV/0! | #DIV/0! | #DIV/0! | #DIV/0! | #DIV/0! | #DIV/0! |  |  |  | 88.6 | #DIV/0! | #DIV/0! | #DIV/0! | #DIV/0! | #DIV/0! | #DIV/0! | #DIV/0! | #DIV/0! | #DIV/0! | #DIV/0! | #DIV/0! | #DIV/0! | #DIV/0! |  |  |  | 88.6 | #DIV/0! | #DIV/0! | #DIV/0! | #DIV/0! | #DIV/0! | #DIV/0! | #DIV/0! | #DIV/0! | #DIV/0! | #DIV/0! | #DIV/0! | #DIV/0! | #DIV/0! |  |  |  | 88.6 | #DIV/0! | #DIV/0! | #DIV/0! | #DIV/0! | #DIV/0! | #DIV/0! | #DIV/0! | #DIV/0! | #DIV/0! | #DIV/0! | #DIV/0! | #DIV/0! | #DIV/0! |  |  |  | 88.6 | #DIV/0! | #DIV/0! | #DIV/0! | #DIV/0! | #DIV/0! | #DIV/0! | #DIV/0! | #DIV/0! | #DIV/0! | #DIV/0! | #DIV/0! | #DIV/0! | #DIV/0!
[15 empty] | 88.7 | 91.2368 | 2.0705 | 3499.2758 | 4077.5943 | 3499.2758 | 4077.5943 | 31.7034 | 27.7072 | 1 | 1 | 3499.2758 | 4077.5943 |  |  |  |  | 88.7 | #DIV/0! | #DIV/0! | #DIV/0! | #DIV/0! | #DIV/0! | #DIV/0! | #DIV/0! | #DIV/0! | #DIV/0! | #DIV/0! | #DIV/0! | #DIV/0! | #DIV/0! |  |  |  | 88.7 | #DIV/0! | #DIV/0! | #DIV/0! | #DIV/0! | #DIV/0! | #DIV/0! | #DIV/0! | #DIV/0! | #DIV/0! | #DIV/0! | #DIV/0! | #DIV/0! | #DIV/0! |  |  |  | 88.7 | #DIV/0! | #DIV/0! | #DIV/0! | #DIV/0! | #DIV/0! | #DIV/0! | #DIV/0! | #DIV/0! | #DIV/0! | #DIV/0! | #DIV/0! | #DIV/0! | #DIV/0! |  |  |  | 88.7 | #DIV/0! | #DIV/0! | #DIV/0! | #DIV/0! | #DIV/0! | #DIV/0! | #DIV/0! | #DIV/0! | #DIV/0! | #DIV/0! | #DIV/0! | #DIV/0! | #DIV/0! |  |  |  | 88.7 | #DIV/0! | #DIV/0! | #DIV/0! | #DIV/0! | #DIV/0! | #DIV/0! | #DIV/0! | #DIV/0! | #DIV/0! | #DIV/0! | #DIV/0! | #DIV/0! | #DIV/0! |  |  |  | 88.7 | #DIV/0! | #DIV/0! | #DIV/0! | #DIV/0! | #DIV/0! | #DIV/0! | #DIV/0! | #DIV/0! | #DIV/0! | #DIV/0! | #DIV/0! | #DIV/0! | #DIV/0! |  |  |  | 88.7 | #DIV/0! | #DIV/0! | #DIV/0! | #DIV/0! | #DIV/0! | #DIV/0! | #DIV/0! | #DIV/0! | #DIV/0! | #DIV/0! | #DIV/0! | #DIV/0! | #DIV/0!
[15 empty] | 88.8 | 91.2402 | 1.9112 | 3500.5889 | 4076.2675 | 3500.5889 | 4076.2675 | 31.7165 | 27.6993 | 1 | 1 | 3500.5889 | 4076.2675 |  |  |  |  | 88.8 | #DIV/0! | #DIV/0! | #DIV/0! | #DIV/0! | #DIV/0! | #DIV/0! | #DIV/0! | #DIV/0! | #DIV/0! | #DIV/0! | #DIV/0! | #DIV/0! | #DIV/0! |  |  |  | 88.8 | #DIV/0! | #DIV/0! | #DIV/0! | #DIV/0! | #DIV/0! | #DIV/0! | #DIV/0! | #DIV/0! | #DIV/0! | #DIV/0! | #DIV/0! | #DIV/0! | #DIV/0! |  |  |  | 88.8 | #DIV/0! | #DIV/0! | #DIV/0! | #DIV/0! | #DIV/0! | #DIV/0! | #DIV/0! | #DIV/0! | #DIV/0! | #DIV/0! | #DIV/0! | #DIV/0! | #DIV/0! |  |  |  | 88.8 | #DIV/0! | #DIV/0! | #DIV/0! | #DIV/0! | #DIV/0! | #DIV/0! | #DIV/0! | #DIV/0! | #DIV/0! | #DIV/0! | #DIV/0! | #DIV/0! | #DIV/0! |  |  |  | 88.8 | #DIV/0! | #DIV/0! | #DIV/0! | #DIV/0! | #DIV/0! | #DIV/0! | #DIV/0! | #DIV/0! | #DIV/0! | #DIV/0! | #DIV/0! | #DIV/0! | #DIV/0! |  |  |  | 88.8 | #DIV/0! | #DIV/0! | #DIV/0! | #DIV/0! | #DIV/0! | #DIV/0! | #DIV/0! | #DIV/0! | #DIV/0! | #DIV/0! | #DIV/0! | #DIV/0! | #DIV/0! |  |  |  | 88.8 | #DIV/0! | #DIV/0! | #DIV/0! | #DIV/0! | #DIV/0! | #DIV/0! | #DIV/0! | #DIV/0! | #DIV/0! | #DIV/0! | #DIV/0! | #DIV/0! | #DIV/0!
[15 empty] | 88.9 | 91.2434 | 1.752 | 3501.9026 | 4074.9412 | 3501.9026 | 4074.9412 | 31.7295 | 27.6912 | 1 | 1 | 3501.9026 | 4074.9412 |  |  |  |  | 88.9 | #DIV/0! | #DIV/0! | #DIV/0! | #DIV/0! | #DIV/0! | #DIV/0! | #DIV/0! | #DIV/0! | #DIV/0! | #DIV/0! | #DIV/0! | #DIV/0! | #DIV/0! |  |  |  | 88.9 | #DIV/0! | #DIV/0! | #DIV/0! | #DIV/0! | #DIV/0! | #DIV/0! | #DIV/0! | #DIV/0! | #DIV/0! | #DIV/0! | #DIV/0! | #DIV/0! | #DIV/0! |  |  |  | 88.9 | #DIV/0! | #DIV/0! | #DIV/0! | #DIV/0! | #DIV/0! | #DIV/0! | #DIV/0! | #DIV/0! | #DIV/0! | #DIV/0! | #DIV/0! | #DIV/0! | #DIV/0! |  |  |  | 88.9 | #DIV/0! | #DIV/0! | #DIV/0! | #DIV/0! | #DIV/0! | #DIV/0! | #DIV/0! | #DIV/0! | #DIV/0! | #DIV/0! | #DIV/0! | #DIV/0! | #DIV/0! |  |  |  | 88.9 | #DIV/0! | #DIV/0! | #DIV/0! | #DIV/0! | #DIV/0! | #DIV/0! | #DIV/0! | #DIV/0! | #DIV/0! | #DIV/0! | #DIV/0! | #DIV/0! | #DIV/0! |  |  |  | 88.9 | #DIV/0! | #DIV/0! | #DIV/0! | #DIV/0! | #DIV/0! | #DIV/0! | #DIV/0! | #DIV/0! | #DIV/0! | #DIV/0! | #DIV/0! | #DIV/0! | #DIV/0! |  |  |  | 88.9 | #DIV/0! | #DIV/0! | #DIV/0! | #DIV/0! | #DIV/0! | #DIV/0! | #DIV/0! | #DIV/0! | #DIV/0! | #DIV/0! | #DIV/0! | #DIV/0! | #DIV/0!
[15 empty] | 89 | 91.2464 | 1.5927 | 3503.217 | 4073.6153 | 3503.217 | 4073.6153 | 31.7425 | 27.6831 | 1 | 1 | 3503.217 | 4073.6153 |  |  |  |  | 89 | #DIV/0! | #DIV/0! | #DIV/0! | #DIV/0! | #DIV/0! | #DIV/0! | #DIV/0! | #DIV/0! | #DIV/0! | #DIV/0! | #DIV/0! | #DIV/0! | #DIV/0! |  |  |  | 89 | #DIV/0! | #DIV/0! | #DIV/0! | #DIV/0! | #DIV/0! | #DIV/0! | #DIV/0! | #DIV/0! | #DIV/0! | #DIV/0! | #DIV/0! | #DIV/0! | #DIV/0! |  |  |  | 89 | #DIV/0! | #DIV/0! | #DIV/0! | #DIV/0! | #DIV/0! | #DIV/0! | #DIV/0! | #DIV/0! | #DIV/0! | #DIV/0! | #DIV/0! | #DIV/0! | #DIV/0! |  |  |  | 89 | #DIV/0! | #DIV/0! | #DIV/0! | #DIV/0! | #DIV/0! | #DIV/0! | #DIV/0! | #DIV/0! | #DIV/0! | #DIV/0! | #DIV/0! | #DIV/0! | #DIV/0! |  |  |  | 89 | #DIV/0! | #DIV/0! | #DIV/0! | #DIV/0! | #DIV/0! | #DIV/0! | #DIV/0! | #DIV/0! | #DIV/0! | #DIV/0! | #DIV/0! | #DIV/0! | #DIV/0! |  |  |  | 89 | #DIV/0! | #DIV/0! | #DIV/0! | #DIV/0! | #DIV/0! | #DIV/0! | #DIV/0! | #DIV/0! | #DIV/0! | #DIV/0! | #DIV/0! | #DIV/0! | #DIV/0! |  |  |  | 89 | #DIV/0! | #DIV/0! | #DIV/0! | #DIV/0! | #DIV/0! | #DIV/0! | #DIV/0! | #DIV/0! | #DIV/0! | #DIV/0! | #DIV/0! | #DIV/0! | #DIV/0!
[15 empty] | 89.1 | 91.249 | 1.4335 | 3504.532 | 4072.2899 | 3504.532 | 4072.2899 | 31.7553 | 27.6749 | 1 | 1 | 3504.532 | 4072.2899 |  |  |  |  | 89.1 | #DIV/0! | #DIV/0! | #DIV/0! | #DIV/0! | #DIV/0! | #DIV/0! | #DIV/0! | #DIV/0! | #DIV/0! | #DIV/0! | #DIV/0! | #DIV/0! | #DIV/0! |  |  |  | 89.1 | #DIV/0! | #DIV/0! | #DIV/0! | #DIV/0! | #DIV/0! | #DIV/0! | #DIV/0! | #DIV/0! | #DIV/0! | #DIV/0! | #DIV/0! | #DIV/0! | #DIV/0! |  |  |  | 89.1 | #DIV/0! | #DIV/0! | #DIV/0! | #DIV/0! | #DIV/0! | #DIV/0! | #DIV/0! | #DIV/0! | #DIV/0! | #DIV/0! | #DIV/0! | #DIV/0! | #DIV/0! |  |  |  | 89.1 | #DIV/0! | #DIV/0! | #DIV/0! | #DIV/0! | #DIV/0! | #DIV/0! | #DIV/0! | #DIV/0! | #DIV/0! | #DIV/0! | #DIV/0! | #DIV/0! | #DIV/0! |  |  |  | 89.1 | #DIV/0! | #DIV/0! | #DIV/0! | #DIV/0! | #DIV/0! | #DIV/0! | #DIV/0! | #DIV/0! | #DIV/0! | #DIV/0! | #DIV/0! | #DIV/0! | #DIV/0! |  |  |  | 89.1 | #DIV/0! | #DIV/0! | #DIV/0! | #DIV/0! | #DIV/0! | #DIV/0! | #DIV/0! | #DIV/0! | #DIV/0! | #DIV/0! | #DIV/0! | #DIV/0! | #DIV/0! |  |  |  | 89.1 | #DIV/0! | #DIV/0! | #DIV/0! | #DIV/0! | #DIV/0! | #DIV/0! | #DIV/0! | #DIV/0! | #DIV/0! | #DIV/0! | #DIV/0! | #DIV/0! | #DIV/0!
[15 empty] | 89.2 | 91.2514 | 1.2742 | 3505.8477 | 4070.9649 | 3505.8477 | 4070.9649 | 31.768 | 27.6666 | 1 | 1 | 3505.8477 | 4070.9649 |  |  |  |  | 89.2 | #DIV/0! | #DIV/0! | #DIV/0! | #DIV/0! | #DIV/0! | #DIV/0! | #DIV/0! | #DIV/0! | #DIV/0! | #DIV/0! | #DIV/0! | #DIV/0! | #DIV/0! |  |  |  | 89.2 | #DIV/0! | #DIV/0! | #DIV/0! | #DIV/0! | #DIV/0! | #DIV/0! | #DIV/0! | #DIV/0! | #DIV/0! | #DIV/0! | #DIV/0! | #DIV/0! | #DIV/0! |  |  |  | 89.2 | #DIV/0! | #DIV/0! | #DIV/0! | #DIV/0! | #DIV/0! | #DIV/0! | #DIV/0! | #DIV/0! | #DIV/0! | #DIV/0! | #DIV/0! | #DIV/0! | #DIV/0! |  |  |  | 89.2 | #DIV/0! | #DIV/0! | #DIV/0! | #DIV/0! | #DIV/0! | #DIV/0! | #DIV/0! | #DIV/0! | #DIV/0! | #DIV/0! | #DIV/0! | #DIV/0! | #DIV/0! |  |  |  | 89.2 | #DIV/0! | #DIV/0! | #DIV/0! | #DIV/0! | #DIV/0! | #DIV/0! | #DIV/0! | #DIV/0! | #DIV/0! | #DIV/0! | #DIV/0! | #DIV/0! | #DIV/0! |  |  |  | 89.2 | #DIV/0! | #DIV/0! | #DIV/0! | #DIV/0! | #DIV/0! | #DIV/0! | #DIV/0! | #DIV/0! | #DIV/0! | #DIV/0! | #DIV/0! | #DIV/0! | #DIV/0! |  |  |  | 89.2 | #DIV/0! | #DIV/0! | #DIV/0! | #DIV/0! | #DIV/0! | #DIV/0! | #DIV/0! | #DIV/0! | #DIV/0! | #DIV/0! | #DIV/0! | #DIV/0! | #DIV/0!
[15 empty] | 89.3 | 91.2534 | 1.1149 | 3507.1639 | 4069.6404 | 3507.1639 | 4069.6404 | 31.7807 | 27.6582 | 1 | 1 | 3507.1639 | 4069.6404 |  |  |  |  | 89.3 | #DIV/0! | #DIV/0! | #DIV/0! | #DIV/0! | #DIV/0! | #DIV/0! | #DIV/0! | #DIV/0! | #DIV/0! | #DIV/0! | #DIV/0! | #DIV/0! | #DIV/0! |  |  |  | 89.3 | #DIV/0! | #DIV/0! | #DIV/0! | #DIV/0! | #DIV/0! | #DIV/0! | #DIV/0! | #DIV/0! | #DIV/0! | #DIV/0! | #DIV/0! | #DIV/0! | #DIV/0! |  |  |  | 89.3 | #DIV/0! | #DIV/0! | #DIV/0! | #DIV/0! | #DIV/0! | #DIV/0! | #DIV/0! | #DIV/0! | #DIV/0! | #DIV/0! | #DIV/0! | #DIV/0! | #DIV/0! |  |  |  | 89.3 | #DIV/0! | #DIV/0! | #DIV/0! | #DIV/0! | #DIV/0! | #DIV/0! | #DIV/0! | #DIV/0! | #DIV/0! | #DIV/0! | #DIV/0! | #DIV/0! | #DIV/0! |  |  |  | 89.3 | #DIV/0! | #DIV/0! | #DIV/0! | #DIV/0! | #DIV/0! | #DIV/0! | #DIV/0! | #DIV/0! | #DIV/0! | #DIV/0! | #DIV/0! | #DIV/0! | #DIV/0! |  |  |  | 89.3 | #DIV/0! | #DIV/0! | #DIV/0! | #DIV/0! | #DIV/0! | #DIV/0! | #DIV/0! | #DIV/0! | #DIV/0! | #DIV/0! | #DIV/0! | #DIV/0! | #DIV/0! |  |  |  | 89.3 | #DIV/0! | #DIV/0! | #DIV/0! | #DIV/0! | #DIV/0! | #DIV/0! | #DIV/0! | #DIV/0! | #DIV/0! | #DIV/0! | #DIV/0! | #DIV/0! | #DIV/0!
[15 empty] | 89.4 | 91.2553 | 0.95566 | 3508.4808 | 4068.3164 | 3508.4808 | 4068.3164 | 31.7932 | 27.6498 | 1 | 1 | 3508.4808 | 4068.3164 |  |  |  |  | 89.4 | #DIV/0! | #DIV/0! | #DIV/0! | #DIV/0! | #DIV/0! | #DIV/0! | #DIV/0! | #DIV/0! | #DIV/0! | #DIV/0! | #DIV/0! | #DIV/0! | #DIV/0! |  |  |  | 89.4 | #DIV/0! | #DIV/0! | #DIV/0! | #DIV/0! | #DIV/0! | #DIV/0! | #DIV/0! | #DIV/0! | #DIV/0! | #DIV/0! | #DIV/0! | #DIV/0! | #DIV/0! |  |  |  | 89.4 | #DIV/0! | #DIV/0! | #DIV/0! | #DIV/0! | #DIV/0! | #DIV/0! | #DIV/0! | #DIV/0! | #DIV/0! | #DIV/0! | #DIV/0! | #DIV/0! | #DIV/0! |  |  |  | 89.4 | #DIV/0! | #DIV/0! | #DIV/0! | #DIV/0! | #DIV/0! | #DIV/0! | #DIV/0! | #DIV/0! | #DIV/0! | #DIV/0! | #DIV/0! | #DIV/0! | #DIV/0! |  |  |  | 89.4 | #DIV/0! | #DIV/0! | #DIV/0! | #DIV/0! | #DIV/0! | #DIV/0! | #DIV/0! | #DIV/0! | #DIV/0! | #DIV/0! | #DIV/0! | #DIV/0! | #DIV/0! |  |  |  | 89.4 | #DIV/0! | #DIV/0! | #DIV/0! | #DIV/0! | #DIV/0! | #DIV/0! | #DIV/0! | #DIV/0! | #DIV/0! | #DIV/0! | #DIV/0! | #DIV/0! | #DIV/0! |  |  |  | 89.4 | #DIV/0! | #DIV/0! | #DIV/0! | #DIV/0! | #DIV/0! | #DIV/0! | #DIV/0! | #DIV/0! | #DIV/0! | #DIV/0! | #DIV/0! | #DIV/0! | #DIV/0!
[15 empty] | 89.5 | 91.2568 | 0.79639 | 3509.7982 | 4066.9929 | 3509.7982 | 4066.9929 | 31.8057 | 27.6413 | 1 | 1 | 3509.7982 | 4066.9929 |  |  |  |  | 89.5 | #DIV/0! | #DIV/0! | #DIV/0! | #DIV/0! | #DIV/0! | #DIV/0! | #DIV/0! | #DIV/0! | #DIV/0! | #DIV/0! | #DIV/0! | #DIV/0! | #DIV/0! |  |  |  | 89.5 | #DIV/0! | #DIV/0! | #DIV/0! | #DIV/0! | #DIV/0! | #DIV/0! | #DIV/0! | #DIV/0! | #DIV/0! | #DIV/0! | #DIV/0! | #DIV/0! | #DIV/0! |  |  |  | 89.5 | #DIV/0! | #DIV/0! | #DIV/0! | #DIV/0! | #DIV/0! | #DIV/0! | #DIV/0! | #DIV/0! | #DIV/0! | #DIV/0! | #DIV/0! | #DIV/0! | #DIV/0! |  |  |  | 89.5 | #DIV/0! | #DIV/0! | #DIV/0! | #DIV/0! | #DIV/0! | #DIV/0! | #DIV/0! | #DIV/0! | #DIV/0! | #DIV/0! | #DIV/0! | #DIV/0! | #DIV/0! |  |  |  | 89.5 | #DIV/0! | #DIV/0! | #DIV/0! | #DIV/0! | #DIV/0! | #DIV/0! | #DIV/0! | #DIV/0! | #DIV/0! | #DIV/0! | #DIV/0! | #DIV/0! | #DIV/0! |  |  |  | 89.5 | #DIV/0! | #DIV/0! | #DIV/0! | #DIV/0! | #DIV/0! | #DIV/0! | #DIV/0! | #DIV/0! | #DIV/0! | #DIV/0! | #DIV/0! | #DIV/0! | #DIV/0! |  |  |  | 89.5 | #DIV/0! | #DIV/0! | #DIV/0! | #DIV/0! | #DIV/0! | #DIV/0! | #DIV/0! | #DIV/0! | #DIV/0! | #DIV/0! | #DIV/0! | #DIV/0! | #DIV/0!
[15 empty] | 89.6 | 91.258 | 0.63711 | 3511.1163 | 4065.6699 | 3511.1163 | 4065.6699 | 31.8181 | 27.6326 | 1 | 1 | 3511.1163 | 4065.6699 |  |  |  |  | 89.6 | #DIV/0! | #DIV/0! | #DIV/0! | #DIV/0! | #DIV/0! | #DIV/0! | #DIV/0! | #DIV/0! | #DIV/0! | #DIV/0! | #DIV/0! | #DIV/0! | #DIV/0! |  |  |  | 89.6 | #DIV/0! | #DIV/0! | #DIV/0! | #DIV/0! | #DIV/0! | #DIV/0! | #DIV/0! | #DIV/0! | #DIV/0! | #DIV/0! | #DIV/0! | #DIV/0! | #DIV/0! |  |  |  | 89.6 | #DIV/0! | #DIV/0! | #DIV/0! | #DIV/0! | #DIV/0! | #DIV/0! | #DIV/0! | #DIV/0! | #DIV/0! | #DIV/0! | #DIV/0! | #DIV/0! | #DIV/0! |  |  |  | 89.6 | #DIV/0! | #DIV/0! | #DIV/0! | #DIV/0! | #DIV/0! | #DIV/0! | #DIV/0! | #DIV/0! | #DIV/0! | #DIV/0! | #DIV/0! | #DIV/0! | #DIV/0! |  |  |  | 89.6 | #DIV/0! | #DIV/0! | #DIV/0! | #DIV/0! | #DIV/0! | #DIV/0! | #DIV/0! | #DIV/0! | #DIV/0! | #DIV/0! | #DIV/0! | #DIV/0! | #DIV/0! |  |  |  | 89.6 | #DIV/0! | #DIV/0! | #DIV/0! | #DIV/0! | #DIV/0! | #DIV/0! | #DIV/0! | #DIV/0! | #DIV/0! | #DIV/0! | #DIV/0! | #DIV/0! | #DIV/0! |  |  |  | 89.6 | #DIV/0! | #DIV/0! | #DIV/0! | #DIV/0! | #DIV/0! | #DIV/0! | #DIV/0! | #DIV/0! | #DIV/0! | #DIV/0! | #DIV/0! | #DIV/0! | #DIV/0!
[15 empty] | 89.7 | 91.259 | 0.47784 | 3512.435 | 4064.3474 | 3512.435 | 4064.3474 | 31.8304 | 27.6239 | 1 | 1 | 3512.435 | 4064.3474 |  |  |  |  | 89.7 | #DIV/0! | #DIV/0! | #DIV/0! | #DIV/0! | #DIV/0! | #DIV/0! | #DIV/0! | #DIV/0! | #DIV/0! | #DIV/0! | #DIV/0! | #DIV/0! | #DIV/0! |  |  |  | 89.7 | #DIV/0! | #DIV/0! | #DIV/0! | #DIV/0! | #DIV/0! | #DIV/0! | #DIV/0! | #DIV/0! | #DIV/0! | #DIV/0! | #DIV/0! | #DIV/0! | #DIV/0! |  |  |  | 89.7 | #DIV/0! | #DIV/0! | #DIV/0! | #DIV/0! | #DIV/0! | #DIV/0! | #DIV/0! | #DIV/0! | #DIV/0! | #DIV/0! | #DIV/0! | #DIV/0! | #DIV/0! |  |  |  | 89.7 | #DIV/0! | #DIV/0! | #DIV/0! | #DIV/0! | #DIV/0! | #DIV/0! | #DIV/0! | #DIV/0! | #DIV/0! | #DIV/0! | #DIV/0! | #DIV/0! | #DIV/0! |  |  |  | 89.7 | #DIV/0! | #DIV/0! | #DIV/0! | #DIV/0! | #DIV/0! | #DIV/0! | #DIV/0! | #DIV/0! | #DIV/0! | #DIV/0! | #DIV/0! | #DIV/0! | #DIV/0! |  |  |  | 89.7 | #DIV/0! | #DIV/0! | #DIV/0! | #DIV/0! | #DIV/0! | #DIV/0! | #DIV/0! | #DIV/0! | #DIV/0! | #DIV/0! | #DIV/0! | #DIV/0! | #DIV/0! |  |  |  | 89.7 | #DIV/0! | #DIV/0! | #DIV/0! | #DIV/0! | #DIV/0! | #DIV/0! | #DIV/0! | #DIV/0! | #DIV/0! | #DIV/0! | #DIV/0! | #DIV/0! | #DIV/0!
[15 empty] | 89.8 | 91.2597 | 0.31856 | 3513.7543 | 4063.0254 | 3513.7543 | 4063.0254 | 31.8426 | 27.6152 | 1 | 1 | 3513.7543 | 4063.0254 |  |  |  |  | 89.8 | #DIV/0! | #DIV/0! | #DIV/0! | #DIV/0! | #DIV/0! | #DIV/0! | #DIV/0! | #DIV/0! | #DIV/0! | #DIV/0! | #DIV/0! | #DIV/0! | #DIV/0! |  |  |  | 89.8 | #DIV/0! | #DIV/0! | #DIV/0! | #DIV/0! | #DIV/0! | #DIV/0! | #DIV/0! | #DIV/0! | #DIV/0! | #DIV/0! | #DIV/0! | #DIV/0! | #DIV/0! |  |  |  | 89.8 | #DIV/0! | #DIV/0! | #DIV/0! | #DIV/0! | #DIV/0! | #DIV/0! | #DIV/0! | #DIV/0! | #DIV/0! | #DIV/0! | #DIV/0! | #DIV/0! | #DIV/0! |  |  |  | 89.8 | #DIV/0! | #DIV/0! | #DIV/0! | #DIV/0! | #DIV/0! | #DIV/0! | #DIV/0! | #DIV/0! | #DIV/0! | #DIV/0! | #DIV/0! | #DIV/0! | #DIV/0! |  |  |  | 89.8 | #DIV/0! | #DIV/0! | #DIV/0! | #DIV/0! | #DIV/0! | #DIV/0! | #DIV/0! | #DIV/0! | #DIV/0! | #DIV/0! | #DIV/0! | #DIV/0! | #DIV/0! |  |  |  | 89.8 | #DIV/0! | #DIV/0! | #DIV/0! | #DIV/0! | #DIV/0! | #DIV/0! | #DIV/0! | #DIV/0! | #DIV/0! | #DIV/0! | #DIV/0! | #DIV/0! | #DIV/0! |  |  |  | 89.8 | #DIV/0! | #DIV/0! | #DIV/0! | #DIV/0! | #DIV/0! | #DIV/0! | #DIV/0! | #DIV/0! | #DIV/0! | #DIV/0! | #DIV/0! | #DIV/0! | #DIV/0!
[15 empty] | 89.9 | 91.2601 | 0.15928 | 3515.0742 | 4061.7038 | 3515.0742 | 4061.7038 | 31.8547 | 27.6063 | 1 | 1 | 3515.0742 | 4061.7038 |  |  |  |  | 89.9 | #DIV/0! | #DIV/0! | #DIV/0! | #DIV/0! | #DIV/0! | #DIV/0! | #DIV/0! | #DIV/0! | #DIV/0! | #DIV/0! | #DIV/0! | #DIV/0! | #DIV/0! |  |  |  | 89.9 | #DIV/0! | #DIV/0! | #DIV/0! | #DIV/0! | #DIV/0! | #DIV/0! | #DIV/0! | #DIV/0! | #DIV/0! | #DIV/0! | #DIV/0! | #DIV/0! | #DIV/0! |  |  |  | 89.9 | #DIV/0! | #DIV/0! | #DIV/0! | #DIV/0! | #DIV/0! | #DIV/0! | #DIV/0! | #DIV/0! | #DIV/0! | #DIV/0! | #DIV/0! | #DIV/0! | #DIV/0! |  |  |  | 89.9 | #DIV/0! | #DIV/0! | #DIV/0! | #DIV/0! | #DIV/0! | #DIV/0! | #DIV/0! | #DIV/0! | #DIV/0! | #DIV/0! | #DIV/0! | #DIV/0! | #DIV/0! |  |  |  | 89.9 | #DIV/0! | #DIV/0! | #DIV/0! | #DIV/0! | #DIV/0! | #DIV/0! | #DIV/0! | #DIV/0! | #DIV/0! | #DIV/0! | #DIV/0! | #DIV/0! | #DIV/0! |  |  |  | 89.9 | #DIV/0! | #DIV/0! | #DIV/0! | #DIV/0! | #DIV/0! | #DIV/0! | #DIV/0! | #DIV/0! | #DIV/0! | #DIV/0! | #DIV/0! | #DIV/0! | #DIV/0! |  |  |  | 89.9 | #DIV/0! | #DIV/0! | #DIV/0! | #DIV/0! | #DIV/0! | #DIV/0! | #DIV/0! | #DIV/0! | #DIV/0! | #DIV/0! | #DIV/0! | #DIV/0! | #DIV/0!
[15 empty] | 90 | 91.2603 | 1.3227e-12 | 3516.3947 | 4060.3828 | 3516.3947 | 4060.3828 | 31.8667 | 27.5974 | 1 | 1 | 3516.3947 | 4060.3828 |  |  |  |  | 90 | #DIV/0! | #DIV/0! | #DIV/0! | #DIV/0! | #DIV/0! | #DIV/0! | #DIV/0! | #DIV/0! | #DIV/0! | #DIV/0! | #DIV/0! | #DIV/0! | #DIV/0! |  |  |  | 90 | #DIV/0! | #DIV/0! | #DIV/0! | #DIV/0! | #DIV/0! | #DIV/0! | #DIV/0! | #DIV/0! | #DIV/0! | #DIV/0! | #DIV/0! | #DIV/0! | #DIV/0! |  |  |  | 90 | #DIV/0! | #DIV/0! | #DIV/0! | #DIV/0! | #DIV/0! | #DIV/0! | #DIV/0! | #DIV/0! | #DIV/0! | #DIV/0! | #DIV/0! | #DIV/0! | #DIV/0! |  |  |  | 90 | #DIV/0! | #DIV/0! | #DIV/0! | #DIV/0! | #DIV/0! | #DIV/0! | #DIV/0! | #DIV/0! | #DIV/0! | #DIV/0! | #DIV/0! | #DIV/0! | #DIV/0! |  |  |  | 90 | #DIV/0! | #DIV/0! | #DIV/0! | #DIV/0! | #DIV/0! | #DIV/0! | #DIV/0! | #DIV/0! | #DIV/0! | #DIV/0! | #DIV/0! | #DIV/0! | #DIV/0! |  |  |  | 90 | #DIV/0! | #DIV/0! | #DIV/0! | #DIV/0! | #DIV/0! | #DIV/0! | #DIV/0! | #DIV/0! | #DIV/0! | #DIV/0! | #DIV/0! | #DIV/0! | #DIV/0! |  |  |  | 90 | #DIV/0! | #DIV/0! | #DIV/0! | #DIV/0! | #DIV/0! | #DIV/0! | #DIV/0! | #DIV/0! | #DIV/0! | #DIV/0! | #DIV/0! | #DIV/0! | #DIV/0!
[15 empty] | 90.1 | 91.2601 | -0.15928 | 3517.7157 | 4059.0623 | 3517.7157 | 4059.0623 | 31.8786 | 27.5884 | 1 | 1 | 3517.7157 | 4059.0623 |  |  |  |  | 90.1 | #DIV/0! | #DIV/0! | #DIV/0! | #DIV/0! | #DIV/0! | #DIV/0! | #DIV/0! | #DIV/0! | #DIV/0! | #DIV/0! | #DIV/0! | #DIV/0! | #DIV/0! |  |  |  | 90.1 | #DIV/0! | #DIV/0! | #DIV/0! | #DIV/0! | #DIV/0! | #DIV/0! | #DIV/0! | #DIV/0! | #DIV/0! | #DIV/0! | #DIV/0! | #DIV/0! | #DIV/0! |  |  |  | 90.1 | #DIV/0! | #DIV/0! | #DIV/0! | #DIV/0! | #DIV/0! | #DIV/0! | #DIV/0! | #DIV/0! | #DIV/0! | #DIV/0! | #DIV/0! | #DIV/0! | #DIV/0! |  |  |  | 90.1 | #DIV/0! | #DIV/0! | #DIV/0! | #DIV/0! | #DIV/0! | #DIV/0! | #DIV/0! | #DIV/0! | #DIV/0! | #DIV/0! | #DIV/0! | #DIV/0! | #DIV/0! |  |  |  | 90.1 | #DIV/0! | #DIV/0! | #DIV/0! | #DIV/0! | #DIV/0! | #DIV/0! | #DIV/0! | #DIV/0! | #DIV/0! | #DIV/0! | #DIV/0! | #DIV/0! | #DIV/0! |  |  |  | 90.1 | #DIV/0! | #DIV/0! | #DIV/0! | #DIV/0! | #DIV/0! | #DIV/0! | #DIV/0! | #DIV/0! | #DIV/0! | #DIV/0! | #DIV/0! | #DIV/0! | #DIV/0! |  |  |  | 90.1 | #DIV/0! | #DIV/0! | #DIV/0! | #DIV/0! | #DIV/0! | #DIV/0! | #DIV/0! | #DIV/0! | #DIV/0! | #DIV/0! | #DIV/0! | #DIV/0! | #DIV/0!
[15 empty] | 90.2 | 91.2597 | -0.31856 | 3519.0374 | 4057.7423 | 3519.0374 | 4057.7423 | 31.8905 | 27.5793 | 1 | 1 | 3519.0374 | 4057.7423 |  |  |  |  | 90.2 | #DIV/0! | #DIV/0! | #DIV/0! | #DIV/0! | #DIV/0! | #DIV/0! | #DIV/0! | #DIV/0! | #DIV/0! | #DIV/0! | #DIV/0! | #DIV/0! | #DIV/0! |  |  |  | 90.2 | #DIV/0! | #DIV/0! | #DIV/0! | #DIV/0! | #DIV/0! | #DIV/0! | #DIV/0! | #DIV/0! | #DIV/0! | #DIV/0! | #DIV/0! | #DIV/0! | #DIV/0! |  |  |  | 90.2 | #DIV/0! | #DIV/0! | #DIV/0! | #DIV/0! | #DIV/0! | #DIV/0! | #DIV/0! | #DIV/0! | #DIV/0! | #DIV/0! | #DIV/0! | #DIV/0! | #DIV/0! |  |  |  | 90.2 | #DIV/0! | #DIV/0! | #DIV/0! | #DIV/0! | #DIV/0! | #DIV/0! | #DIV/0! | #DIV/0! | #DIV/0! | #DIV/0! | #DIV/0! | #DIV/0! | #DIV/0! |  |  |  | 90.2 | #DIV/0! | #DIV/0! | #DIV/0! | #DIV/0! | #DIV/0! | #DIV/0! | #DIV/0! | #DIV/0! | #DIV/0! | #DIV/0! | #DIV/0! | #DIV/0! | #DIV/0! |  |  |  | 90.2 | #DIV/0! | #DIV/0! | #DIV/0! | #DIV/0! | #DIV/0! | #DIV/0! | #DIV/0! | #DIV/0! | #DIV/0! | #DIV/0! | #DIV/0! | #DIV/0! | #DIV/0! |  |  |  | 90.2 | #DIV/0! | #DIV/0! | #DIV/0! | #DIV/0! | #DIV/0! | #DIV/0! | #DIV/0! | #DIV/0! | #DIV/0! | #DIV/0! | #DIV/0! | #DIV/0! | #DIV/0!
[15 empty] | 90.3 | 91.259 | -0.47784 | 3520.3596 | 4056.4228 | 3520.3596 | 4056.4228 | 31.9022 | 27.5701 | 1 | 1 | 3520.3596 | 4056.4228 |  |  |  |  | 90.3 | #DIV/0! | #DIV/0! | #DIV/0! | #DIV/0! | #DIV/0! | #DIV/0! | #DIV/0! | #DIV/0! | #DIV/0! | #DIV/0! | #DIV/0! | #DIV/0! | #DIV/0! |  |  |  | 90.3 | #DIV/0! | #DIV/0! | #DIV/0! | #DIV/0! | #DIV/0! | #DIV/0! | #DIV/0! | #DIV/0! | #DIV/0! | #DIV/0! | #DIV/0! | #DIV/0! | #DIV/0! |  |  |  | 90.3 | #DIV/0! | #DIV/0! | #DIV/0! | #DIV/0! | #DIV/0! | #DIV/0! | #DIV/0! | #DIV/0! | #DIV/0! | #DIV/0! | #DIV/0! | #DIV/0! | #DIV/0! |  |  |  | 90.3 | #DIV/0! | #DIV/0! | #DIV/0! | #DIV/0! | #DIV/0! | #DIV/0! | #DIV/0! | #DIV/0! | #DIV/0! | #DIV/0! | #DIV/0! | #DIV/0! | #DIV/0! |  |  |  | 90.3 | #DIV/0! | #DIV/0! | #DIV/0! | #DIV/0! | #DIV/0! | #DIV/0! | #DIV/0! | #DIV/0! | #DIV/0! | #DIV/0! | #DIV/0! | #DIV/0! | #DIV/0! |  |  |  | 90.3 | #DIV/0! | #DIV/0! | #DIV/0! | #DIV/0! | #DIV/0! | #DIV/0! | #DIV/0! | #DIV/0! | #DIV/0! | #DIV/0! | #DIV/0! | #DIV/0! | #DIV/0! |  |  |  | 90.3 | #DIV/0! | #DIV/0! | #DIV/0! | #DIV/0! | #DIV/0! | #DIV/0! | #DIV/0! | #DIV/0! | #DIV/0! | #DIV/0! | #DIV/0! | #DIV/0! | #DIV/0!
[15 empty] | 90.4 | 91.258 | -0.63711 | 3521.6824 | 4055.1038 | 3521.6824 | 4055.1038 | 31.9139 | 27.5608 | 1 | 1 | 3521.6824 | 4055.1038 |  |  |  |  | 90.4 | #DIV/0! | #DIV/0! | #DIV/0! | #DIV/0! | #DIV/0! | #DIV/0! | #DIV/0! | #DIV/0! | #DIV/0! | #DIV/0! | #DIV/0! | #DIV/0! | #DIV/0! |  |  |  | 90.4 | #DIV/0! | #DIV/0! | #DIV/0! | #DIV/0! | #DIV/0! | #DIV/0! | #DIV/0! | #DIV/0! | #DIV/0! | #DIV/0! | #DIV/0! | #DIV/0! | #DIV/0! |  |  |  | 90.4 | #DIV/0! | #DIV/0! | #DIV/0! | #DIV/0! | #DIV/0! | #DIV/0! | #DIV/0! | #DIV/0! | #DIV/0! | #DIV/0! | #DIV/0! | #DIV/0! | #DIV/0! |  |  |  | 90.4 | #DIV/0! | #DIV/0! | #DIV/0! | #DIV/0! | #DIV/0! | #DIV/0! | #DIV/0! | #DIV/0! | #DIV/0! | #DIV/0! | #DIV/0! | #DIV/0! | #DIV/0! |  |  |  | 90.4 | #DIV/0! | #DIV/0! | #DIV/0! | #DIV/0! | #DIV/0! | #DIV/0! | #DIV/0! | #DIV/0! | #DIV/0! | #DIV/0! | #DIV/0! | #DIV/0! | #DIV/0! |  |  |  | 90.4 | #DIV/0! | #DIV/0! | #DIV/0! | #DIV/0! | #DIV/0! | #DIV/0! | #DIV/0! | #DIV/0! | #DIV/0! | #DIV/0! | #DIV/0! | #DIV/0! | #DIV/0! |  |  |  | 90.4 | #DIV/0! | #DIV/0! | #DIV/0! | #DIV/0! | #DIV/0! | #DIV/0! | #DIV/0! | #DIV/0! | #DIV/0! | #DIV/0! | #DIV/0! | #DIV/0! | #DIV/0!
[15 empty] | 90.5 | 91.2568 | -0.79639 | 3523.0058 | 4053.7854 | 3523.0058 | 4053.7854 | 31.9254 | 27.5515 | 1 | 1 | 3523.0058 | 4053.7854 |  |  |  |  | 90.5 | #DIV/0! | #DIV/0! | #DIV/0! | #DIV/0! | #DIV/0! | #DIV/0! | #DIV/0! | #DIV/0! | #DIV/0! | #DIV/0! | #DIV/0! | #DIV/0! | #DIV/0! |  |  |  | 90.5 | #DIV/0! | #DIV/0! | #DIV/0! | #DIV/0! | #DIV/0! | #DIV/0! | #DIV/0! | #DIV/0! | #DIV/0! | #DIV/0! | #DIV/0! | #DIV/0! | #DIV/0! |  |  |  | 90.5 | #DIV/0! | #DIV/0! | #DIV/0! | #DIV/0! | #DIV/0! | #DIV/0! | #DIV/0! | #DIV/0! | #DIV/0! | #DIV/0! | #DIV/0! | #DIV/0! | #DIV/0! |  |  |  | 90.5 | #DIV/0! | #DIV/0! | #DIV/0! | #DIV/0! | #DIV/0! | #DIV/0! | #DIV/0! | #DIV/0! | #DIV/0! | #DIV/0! | #DIV/0! | #DIV/0! | #DIV/0! |  |  |  | 90.5 | #DIV/0! | #DIV/0! | #DIV/0! | #DIV/0! | #DIV/0! | #DIV/0! | #DIV/0! | #DIV/0! | #DIV/0! | #DIV/0! | #DIV/0! | #DIV/0! | #DIV/0! |  |  |  | 90.5 | #DIV/0! | #DIV/0! | #DIV/0! | #DIV/0! | #DIV/0! | #DIV/0! | #DIV/0! | #DIV/0! | #DIV/0! | #DIV/0! | #DIV/0! | #DIV/0! | #DIV/0! |  |  |  | 90.5 | #DIV/0! | #DIV/0! | #DIV/0! | #DIV/0! | #DIV/0! | #DIV/0! | #DIV/0! | #DIV/0! | #DIV/0! | #DIV/0! | #DIV/0! | #DIV/0! | #DIV/0!
[15 empty] | 90.6 | 91.2553 | -0.95566 | 3524.3297 | 4052.4675 | 3524.3297 | 4052.4675 | 31.9369 | 27.5421 | 1 | 1 | 3524.3297 | 4052.4675 |  |  |  |  | 90.6 | #DIV/0! | #DIV/0! | #DIV/0! | #DIV/0! | #DIV/0! | #DIV/0! | #DIV/0! | #DIV/0! | #DIV/0! | #DIV/0! | #DIV/0! | #DIV/0! | #DIV/0! |  |  |  | 90.6 | #DIV/0! | #DIV/0! | #DIV/0! | #DIV/0! | #DIV/0! | #DIV/0! | #DIV/0! | #DIV/0! | #DIV/0! | #DIV/0! | #DIV/0! | #DIV/0! | #DIV/0! |  |  |  | 90.6 | #DIV/0! | #DIV/0! | #DIV/0! | #DIV/0! | #DIV/0! | #DIV/0! | #DIV/0! | #DIV/0! | #DIV/0! | #DIV/0! | #DIV/0! | #DIV/0! | #DIV/0! |  |  |  | 90.6 | #DIV/0! | #DIV/0! | #DIV/0! | #DIV/0! | #DIV/0! | #DIV/0! | #DIV/0! | #DIV/0! | #DIV/0! | #DIV/0! | #DIV/0! | #DIV/0! | #DIV/0! |  |  |  | 90.6 | #DIV/0! | #DIV/0! | #DIV/0! | #DIV/0! | #DIV/0! | #DIV/0! | #DIV/0! | #DIV/0! | #DIV/0! | #DIV/0! | #DIV/0! | #DIV/0! | #DIV/0! |  |  |  | 90.6 | #DIV/0! | #DIV/0! | #DIV/0! | #DIV/0! | #DIV/0! | #DIV/0! | #DIV/0! | #DIV/0! | #DIV/0! | #DIV/0! | #DIV/0! | #DIV/0! | #DIV/0! |  |  |  | 90.6 | #DIV/0! | #DIV/0! | #DIV/0! | #DIV/0! | #DIV/0! | #DIV/0! | #DIV/0! | #DIV/0! | #DIV/0! | #DIV/0! | #DIV/0! | #DIV/0! | #DIV/0!
[15 empty] | 90.7 | 91.2534 | -1.1149 | 3525.6542 | 4051.1501 | 3525.6542 | 4051.1501 | 31.9482 | 27.5326 | 1 | 1 | 3525.6542 | 4051.1501 |  |  |  |  | 90.7 | #DIV/0! | #DIV/0! | #DIV/0! | #DIV/0! | #DIV/0! | #DIV/0! | #DIV/0! | #DIV/0! | #DIV/0! | #DIV/0! | #DIV/0! | #DIV/0! | #DIV/0! |  |  |  | 90.7 | #DIV/0! | #DIV/0! | #DIV/0! | #DIV/0! | #DIV/0! | #DIV/0! | #DIV/0! | #DIV/0! | #DIV/0! | #DIV/0! | #DIV/0! | #DIV/0! | #DIV/0! |  |  |  | 90.7 | #DIV/0! | #DIV/0! | #DIV/0! | #DIV/0! | #DIV/0! | #DIV/0! | #DIV/0! | #DIV/0! | #DIV/0! | #DIV/0! | #DIV/0! | #DIV/0! | #DIV/0! |  |  |  | 90.7 | #DIV/0! | #DIV/0! | #DIV/0! | #DIV/0! | #DIV/0! | #DIV/0! | #DIV/0! | #DIV/0! | #DIV/0! | #DIV/0! | #DIV/0! | #DIV/0! | #DIV/0! |  |  |  | 90.7 | #DIV/0! | #DIV/0! | #DIV/0! | #DIV/0! | #DIV/0! | #DIV/0! | #DIV/0! | #DIV/0! | #DIV/0! | #DIV/0! | #DIV/0! | #DIV/0! | #DIV/0! |  |  |  | 90.7 | #DIV/0! | #DIV/0! | #DIV/0! | #DIV/0! | #DIV/0! | #DIV/0! | #DIV/0! | #DIV/0! | #DIV/0! | #DIV/0! | #DIV/0! | #DIV/0! | #DIV/0! |  |  |  | 90.7 | #DIV/0! | #DIV/0! | #DIV/0! | #DIV/0! | #DIV/0! | #DIV/0! | #DIV/0! | #DIV/0! | #DIV/0! | #DIV/0! | #DIV/0! | #DIV/0! | #DIV/0!
[15 empty] | 90.8 | 91.2514 | -1.2742 | 3526.9793 | 4049.8333 | 3526.9793 | 4049.8333 | 31.9595 | 27.523 | 1 | 1 | 3526.9793 | 4049.8333 |  |  |  |  | 90.8 | #DIV/0! | #DIV/0! | #DIV/0! | #DIV/0! | #DIV/0! | #DIV/0! | #DIV/0! | #DIV/0! | #DIV/0! | #DIV/0! | #DIV/0! | #DIV/0! | #DIV/0! |  |  |  | 90.8 | #DIV/0! | #DIV/0! | #DIV/0! | #DIV/0! | #DIV/0! | #DIV/0! | #DIV/0! | #DIV/0! | #DIV/0! | #DIV/0! | #DIV/0! | #DIV/0! | #DIV/0! |  |  |  | 90.8 | #DIV/0! | #DIV/0! | #DIV/0! | #DIV/0! | #DIV/0! | #DIV/0! | #DIV/0! | #DIV/0! | #DIV/0! | #DIV/0! | #DIV/0! | #DIV/0! | #DIV/0! |  |  |  | 90.8 | #DIV/0! | #DIV/0! | #DIV/0! | #DIV/0! | #DIV/0! | #DIV/0! | #DIV/0! | #DIV/0! | #DIV/0! | #DIV/0! | #DIV/0! | #DIV/0! | #DIV/0! |  |  |  | 90.8 | #DIV/0! | #DIV/0! | #DIV/0! | #DIV/0! | #DIV/0! | #DIV/0! | #DIV/0! | #DIV/0! | #DIV/0! | #DIV/0! | #DIV/0! | #DIV/0! | #DIV/0! |  |  |  | 90.8 | #DIV/0! | #DIV/0! | #DIV/0! | #DIV/0! | #DIV/0! | #DIV/0! | #DIV/0! | #DIV/0! | #DIV/0! | #DIV/0! | #DIV/0! | #DIV/0! | #DIV/0! |  |  |  | 90.8 | #DIV/0! | #DIV/0! | #DIV/0! | #DIV/0! | #DIV/0! | #DIV/0! | #DIV/0! | #DIV/0! | #DIV/0! | #DIV/0! | #DIV/0! | #DIV/0! | #DIV/0!
[15 empty] | 90.9 | 91.249 | -1.4335 | 3528.3049 | 4048.517 | 3528.3049 | 4048.517 | 31.9707 | 27.5133 | 1 | 1 | 3528.3049 | 4048.517 |  |  |  |  | 90.9 | #DIV/0! | #DIV/0! | #DIV/0! | #DIV/0! | #DIV/0! | #DIV/0! | #DIV/0! | #DIV/0! | #DIV/0! | #DIV/0! | #DIV/0! | #DIV/0! | #DIV/0! |  |  |  | 90.9 | #DIV/0! | #DIV/0! | #DIV/0! | #DIV/0! | #DIV/0! | #DIV/0! | #DIV/0! | #DIV/0! | #DIV/0! | #DIV/0! | #DIV/0! | #DIV/0! | #DIV/0! |  |  |  | 90.9 | #DIV/0! | #DIV/0! | #DIV/0! | #DIV/0! | #DIV/0! | #DIV/0! | #DIV/0! | #DIV/0! | #DIV/0! | #DIV/0! | #DIV/0! | #DIV/0! | #DIV/0! |  |  |  | 90.9 | #DIV/0! | #DIV/0! | #DIV/0! | #DIV/0! | #DIV/0! | #DIV/0! | #DIV/0! | #DIV/0! | #DIV/0! | #DIV/0! | #DIV/0! | #DIV/0! | #DIV/0! |  |  |  | 90.9 | #DIV/0! | #DIV/0! | #DIV/0! | #DIV/0! | #DIV/0! | #DIV/0! | #DIV/0! | #DIV/0! | #DIV/0! | #DIV/0! | #DIV/0! | #DIV/0! | #DIV/0! |  |  |  | 90.9 | #DIV/0! | #DIV/0! | #DIV/0! | #DIV/0! | #DIV/0! | #DIV/0! | #DIV/0! | #DIV/0! | #DIV/0! | #DIV/0! | #DIV/0! | #DIV/0! | #DIV/0! |  |  |  | 90.9 | #DIV/0! | #DIV/0! | #DIV/0! | #DIV/0! | #DIV/0! | #DIV/0! | #DIV/0! | #DIV/0! | #DIV/0! | #DIV/0! | #DIV/0! | #DIV/0! | #DIV/0!
[15 empty] | 91 | 91.2464 | -1.5927 | 3529.6311 | 4047.2012 | 3529.6311 | 4047.2012 | 31.9818 | 27.5036 | 1 | 1 | 3529.6311 | 4047.2012 |  |  |  |  | 91 | #DIV/0! | #DIV/0! | #DIV/0! | #DIV/0! | #DIV/0! | #DIV/0! | #DIV/0! | #DIV/0! | #DIV/0! | #DIV/0! | #DIV/0! | #DIV/0! | #DIV/0! |  |  |  | 91 | #DIV/0! | #DIV/0! | #DIV/0! | #DIV/0! | #DIV/0! | #DIV/0! | #DIV/0! | #DIV/0! | #DIV/0! | #DIV/0! | #DIV/0! | #DIV/0! | #DIV/0! |  |  |  | 91 | #DIV/0! | #DIV/0! | #DIV/0! | #DIV/0! | #DIV/0! | #DIV/0! | #DIV/0! | #DIV/0! | #DIV/0! | #DIV/0! | #DIV/0! | #DIV/0! | #DIV/0! |  |  |  | 91 | #DIV/0! | #DIV/0! | #DIV/0! | #DIV/0! | #DIV/0! | #DIV/0! | #DIV/0! | #DIV/0! | #DIV/0! | #DIV/0! | #DIV/0! | #DIV/0! | #DIV/0! |  |  |  | 91 | #DIV/0! | #DIV/0! | #DIV/0! | #DIV/0! | #DIV/0! | #DIV/0! | #DIV/0! | #DIV/0! | #DIV/0! | #DIV/0! | #DIV/0! | #DIV/0! | #DIV/0! |  |  |  | 91 | #DIV/0! | #DIV/0! | #DIV/0! | #DIV/0! | #DIV/0! | #DIV/0! | #DIV/0! | #DIV/0! | #DIV/0! | #DIV/0! | #DIV/0! | #DIV/0! | #DIV/0! |  |  |  | 91 | #DIV/0! | #DIV/0! | #DIV/0! | #DIV/0! | #DIV/0! | #DIV/0! | #DIV/0! | #DIV/0! | #DIV/0! | #DIV/0! | #DIV/0! | #DIV/0! | #DIV/0!
[15 empty] | 91.1 | 91.2434 | -1.752 | 3530.9578 | 4045.886 | 3530.9578 | 4045.886 | 31.9928 | 27.4938 | 1 | 1 | 3530.9578 | 4045.886 |  |  |  |  | 91.1 | #DIV/0! | #DIV/0! | #DIV/0! | #DIV/0! | #DIV/0! | #DIV/0! | #DIV/0! | #DIV/0! | #DIV/0! | #DIV/0! | #DIV/0! | #DIV/0! | #DIV/0! |  |  |  | 91.1 | #DIV/0! | #DIV/0! | #DIV/0! | #DIV/0! | #DIV/0! | #DIV/0! | #DIV/0! | #DIV/0! | #DIV/0! | #DIV/0! | #DIV/0! | #DIV/0! | #DIV/0! |  |  |  | 91.1 | #DIV/0! | #DIV/0! | #DIV/0! | #DIV/0! | #DIV/0! | #DIV/0! | #DIV/0! | #DIV/0! | #DIV/0! | #DIV/0! | #DIV/0! | #DIV/0! | #DIV/0! |  |  |  | 91.1 | #DIV/0! | #DIV/0! | #DIV/0! | #DIV/0! | #DIV/0! | #DIV/0! | #DIV/0! | #DIV/0! | #DIV/0! | #DIV/0! | #DIV/0! | #DIV/0! | #DIV/0! |  |  |  | 91.1 | #DIV/0! | #DIV/0! | #DIV/0! | #DIV/0! | #DIV/0! | #DIV/0! | #DIV/0! | #DIV/0! | #DIV/0! | #DIV/0! | #DIV/0! | #DIV/0! | #DIV/0! |  |  |  | 91.1 | #DIV/0! | #DIV/0! | #DIV/0! | #DIV/0! | #DIV/0! | #DIV/0! | #DIV/0! | #DIV/0! | #DIV/0! | #DIV/0! | #DIV/0! | #DIV/0! | #DIV/0! |  |  |  | 91.1 | #DIV/0! | #DIV/0! | #DIV/0! | #DIV/0! | #DIV/0! | #DIV/0! | #DIV/0! | #DIV/0! | #DIV/0! | #DIV/0! | #DIV/0! | #DIV/0! | #DIV/0!
[15 empty] | 91.2 | 91.2402 | -1.9112 | 3532.285 | 4044.5714 | 3532.285 | 4044.5714 | 32.0037 | 27.4839 | 1 | 1 | 3532.285 | 4044.5714 |  |  |  |  | 91.2 | #DIV/0! | #DIV/0! | #DIV/0! | #DIV/0! | #DIV/0! | #DIV/0! | #DIV/0! | #DIV/0! | #DIV/0! | #DIV/0! | #DIV/0! | #DIV/0! | #DIV/0! |  |  |  | 91.2 | #DIV/0! | #DIV/0! | #DIV/0! | #DIV/0! | #DIV/0! | #DIV/0! | #DIV/0! | #DIV/0! | #DIV/0! | #DIV/0! | #DIV/0! | #DIV/0! | #DIV/0! |  |  |  | 91.2 | #DIV/0! | #DIV/0! | #DIV/0! | #DIV/0! | #DIV/0! | #DIV/0! | #DIV/0! | #DIV/0! | #DIV/0! | #DIV/0! | #DIV/0! | #DIV/0! | #DIV/0! |  |  |  | 91.2 | #DIV/0! | #DIV/0! | #DIV/0! | #DIV/0! | #DIV/0! | #DIV/0! | #DIV/0! | #DIV/0! | #DIV/0! | #DIV/0! | #DIV/0! | #DIV/0! | #DIV/0! |  |  |  | 91.2 | #DIV/0! | #DIV/0! | #DIV/0! | #DIV/0! | #DIV/0! | #DIV/0! | #DIV/0! | #DIV/0! | #DIV/0! | #DIV/0! | #DIV/0! | #DIV/0! | #DIV/0! |  |  |  | 91.2 | #DIV/0! | #DIV/0! | #DIV/0! | #DIV/0! | #DIV/0! | #DIV/0! | #DIV/0! | #DIV/0! | #DIV/0! | #DIV/0! | #DIV/0! | #DIV/0! | #DIV/0! |  |  |  | 91.2 | #DIV/0! | #DIV/0! | #DIV/0! | #DIV/0! | #DIV/0! | #DIV/0! | #DIV/0! | #DIV/0! | #DIV/0! | #DIV/0! | #DIV/0! | #DIV/0! | #DIV/0!
[15 empty] | 91.3 | 91.2368 | -2.0705 | 3533.6128 | 4043.2573 | 3533.6128 | 4043.2573 | 32.0145 | 27.4739 | 1 | 1 | 3533.6128 | 4043.2573 |  |  |  |  | 91.3 | #DIV/0! | #DIV/0! | #DIV/0! | #DIV/0! | #DIV/0! | #DIV/0! | #DIV/0! | #DIV/0! | #DIV/0! | #DIV/0! | #DIV/0! | #DIV/0! | #DIV/0! |  |  |  | 91.3 | #DIV/0! | #DIV/0! | #DIV/0! | #DIV/0! | #DIV/0! | #DIV/0! | #DIV/0! | #DIV/0! | #DIV/0! | #DIV/0! | #DIV/0! | #DIV/0! | #DIV/0! |  |  |  | 91.3 | #DIV/0! | #DIV/0! | #DIV/0! | #DIV/0! | #DIV/0! | #DIV/0! | #DIV/0! | #DIV/0! | #DIV/0! | #DIV/0! | #DIV/0! | #DIV/0! | #DIV/0! |  |  |  | 91.3 | #DIV/0! | #DIV/0! | #DIV/0! | #DIV/0! | #DIV/0! | #DIV/0! | #DIV/0! | #DIV/0! | #DIV/0! | #DIV/0! | #DIV/0! | #DIV/0! | #DIV/0! |  |  |  | 91.3 | #DIV/0! | #DIV/0! | #DIV/0! | #DIV/0! | #DIV/0! | #DIV/0! | #DIV/0! | #DIV/0! | #DIV/0! | #DIV/0! | #DIV/0! | #DIV/0! | #DIV/0! |  |  |  | 91.3 | #DIV/0! | #DIV/0! | #DIV/0! | #DIV/0! | #DIV/0! | #DIV/0! | #DIV/0! | #DIV/0! | #DIV/0! | #DIV/0! | #DIV/0! | #DIV/0! | #DIV/0! |  |  |  | 91.3 | #DIV/0! | #DIV/0! | #DIV/0! | #DIV/0! | #DIV/0! | #DIV/0! | #DIV/0! | #DIV/0! | #DIV/0! | #DIV/0! | #DIV/0! | #DIV/0! | #DIV/0!
[15 empty] | 91.4 | 91.233 | -2.2297 | 3534.9412 | 4041.9438 | 3534.9412 | 4041.9438 | 32.0252 | 27.4639 | 1 | 1 | 3534.9412 | 4041.9438 |  |  |  |  | 91.4 | #DIV/0! | #DIV/0! | #DIV/0! | #DIV/0! | #DIV/0! | #DIV/0! | #DIV/0! | #DIV/0! | #DIV/0! | #DIV/0! | #DIV/0! | #DIV/0! | #DIV/0! |  |  |  | 91.4 | #DIV/0! | #DIV/0! | #DIV/0! | #DIV/0! | #DIV/0! | #DIV/0! | #DIV/0! | #DIV/0! | #DIV/0! | #DIV/0! | #DIV/0! | #DIV/0! | #DIV/0! |  |  |  | 91.4 | #DIV/0! | #DIV/0! | #DIV/0! | #DIV/0! | #DIV/0! | #DIV/0! | #DIV/0! | #DIV/0! | #DIV/0! | #DIV/0! | #DIV/0! | #DIV/0! | #DIV/0! |  |  |  | 91.4 | #DIV/0! | #DIV/0! | #DIV/0! | #DIV/0! | #DIV/0! | #DIV/0! | #DIV/0! | #DIV/0! | #DIV/0! | #DIV/0! | #DIV/0! | #DIV/0! | #DIV/0! |  |  |  | 91.4 | #DIV/0! | #DIV/0! | #DIV/0! | #DIV/0! | #DIV/0! | #DIV/0! | #DIV/0! | #DIV/0! | #DIV/0! | #DIV/0! | #DIV/0! | #DIV/0! | #DIV/0! |  |  |  | 91.4 | #DIV/0! | #DIV/0! | #DIV/0! | #DIV/0! | #DIV/0! | #DIV/0! | #DIV/0! | #DIV/0! | #DIV/0! | #DIV/0! | #DIV/0! | #DIV/0! | #DIV/0! |  |  |  | 91.4 | #DIV/0! | #DIV/0! | #DIV/0! | #DIV/0! | #DIV/0! | #DIV/0! | #DIV/0! | #DIV/0! | #DIV/0! | #DIV/0! | #DIV/0! | #DIV/0! | #DIV/0!
[15 empty] | 91.5 | 91.229 | -2.3889 | 3536.27 | 4040.6308 | 3536.27 | 4040.6308 | 32.0358 | 27.4537 | 1 | 1 | 3536.27 | 4040.6308 |  |  |  |  | 91.5 | #DIV/0! | #DIV/0! | #DIV/0! | #DIV/0! | #DIV/0! | #DIV/0! | #DIV/0! | #DIV/0! | #DIV/0! | #DIV/0! | #DIV/0! | #DIV/0! | #DIV/0! |  |  |  | 91.5 | #DIV/0! | #DIV/0! | #DIV/0! | #DIV/0! | #DIV/0! | #DIV/0! | #DIV/0! | #DIV/0! | #DIV/0! | #DIV/0! | #DIV/0! | #DIV/0! | #DIV/0! |  |  |  | 91.5 | #DIV/0! | #DIV/0! | #DIV/0! | #DIV/0! | #DIV/0! | #DIV/0! | #DIV/0! | #DIV/0! | #DIV/0! | #DIV/0! | #DIV/0! | #DIV/0! | #DIV/0! |  |  |  | 91.5 | #DIV/0! | #DIV/0! | #DIV/0! | #DIV/0! | #DIV/0! | #DIV/0! | #DIV/0! | #DIV/0! | #DIV/0! | #DIV/0! | #DIV/0! | #DIV/0! | #DIV/0! |  |  |  | 91.5 | #DIV/0! | #DIV/0! | #DIV/0! | #DIV/0! | #DIV/0! | #DIV/0! | #DIV/0! | #DIV/0! | #DIV/0! | #DIV/0! | #DIV/0! | #DIV/0! | #DIV/0! |  |  |  | 91.5 | #DIV/0! | #DIV/0! | #DIV/0! | #DIV/0! | #DIV/0! | #DIV/0! | #DIV/0! | #DIV/0! | #DIV/0! | #DIV/0! | #DIV/0! | #DIV/0! | #DIV/0! |  |  |  | 91.5 | #DIV/0! | #DIV/0! | #DIV/0! | #DIV/0! | #DIV/0! | #DIV/0! | #DIV/0! | #DIV/0! | #DIV/0! | #DIV/0! | #DIV/0! | #DIV/0! | #DIV/0!
[15 empty] | 91.6 | 91.2247 | -2.5481 | 3537.5994 | 4039.3184 | 3537.5994 | 4039.3184 | 32.0464 | 27.4435 | 1 | 1 | 3537.5994 | 4039.3184 |  |  |  |  | 91.6 | #DIV/0! | #DIV/0! | #DIV/0! | #DIV/0! | #DIV/0! | #DIV/0! | #DIV/0! | #DIV/0! | #DIV/0! | #DIV/0! | #DIV/0! | #DIV/0! | #DIV/0! |  |  |  | 91.6 | #DIV/0! | #DIV/0! | #DIV/0! | #DIV/0! | #DIV/0! | #DIV/0! | #DIV/0! | #DIV/0! | #DIV/0! | #DIV/0! | #DIV/0! | #DIV/0! | #DIV/0! |  |  |  | 91.6 | #DIV/0! | #DIV/0! | #DIV/0! | #DIV/0! | #DIV/0! | #DIV/0! | #DIV/0! | #DIV/0! | #DIV/0! | #DIV/0! | #DIV/0! | #DIV/0! | #DIV/0! |  |  |  | 91.6 | #DIV/0! | #DIV/0! | #DIV/0! | #DIV/0! | #DIV/0! | #DIV/0! | #DIV/0! | #DIV/0! | #DIV/0! | #DIV/0! | #DIV/0! | #DIV/0! | #DIV/0! |  |  |  | 91.6 | #DIV/0! | #DIV/0! | #DIV/0! | #DIV/0! | #DIV/0! | #DIV/0! | #DIV/0! | #DIV/0! | #DIV/0! | #DIV/0! | #DIV/0! | #DIV/0! | #DIV/0! |  |  |  | 91.6 | #DIV/0! | #DIV/0! | #DIV/0! | #DIV/0! | #DIV/0! | #DIV/0! | #DIV/0! | #DIV/0! | #DIV/0! | #DIV/0! | #DIV/0! | #DIV/0! | #DIV/0! |  |  |  | 91.6 | #DIV/0! | #DIV/0! | #DIV/0! | #DIV/0! | #DIV/0! | #DIV/0! | #DIV/0! | #DIV/0! | #DIV/0! | #DIV/0! | #DIV/0! | #DIV/0! | #DIV/0!
[15 empty] | 91.7 | 91.2201 | -2.7073 | 3538.9293 | 4038.0066 | 3538.9293 | 4038.0066 | 32.0568 | 27.4332 | 1 | 1 | 3538.9293 | 4038.0066 |  |  |  |  | 91.7 | #DIV/0! | #DIV/0! | #DIV/0! | #DIV/0! | #DIV/0! | #DIV/0! | #DIV/0! | #DIV/0! | #DIV/0! | #DIV/0! | #DIV/0! | #DIV/0! | #DIV/0! |  |  |  | 91.7 | #DIV/0! | #DIV/0! | #DIV/0! | #DIV/0! | #DIV/0! | #DIV/0! | #DIV/0! | #DIV/0! | #DIV/0! | #DIV/0! | #DIV/0! | #DIV/0! | #DIV/0! |  |  |  | 91.7 | #DIV/0! | #DIV/0! | #DIV/0! | #DIV/0! | #DIV/0! | #DIV/0! | #DIV/0! | #DIV/0! | #DIV/0! | #DIV/0! | #DIV/0! | #DIV/0! | #DIV/0! |  |  |  | 91.7 | #DIV/0! | #DIV/0! | #DIV/0! | #DIV/0! | #DIV/0! | #DIV/0! | #DIV/0! | #DIV/0! | #DIV/0! | #DIV/0! | #DIV/0! | #DIV/0! | #DIV/0! |  |  |  | 91.7 | #DIV/0! | #DIV/0! | #DIV/0! | #DIV/0! | #DIV/0! | #DIV/0! | #DIV/0! | #DIV/0! | #DIV/0! | #DIV/0! | #DIV/0! | #DIV/0! | #DIV/0! |  |  |  | 91.7 | #DIV/0! | #DIV/0! | #DIV/0! | #DIV/0! | #DIV/0! | #DIV/0! | #DIV/0! | #DIV/0! | #DIV/0! | #DIV/0! | #DIV/0! | #DIV/0! | #DIV/0! |  |  |  | 91.7 | #DIV/0! | #DIV/0! | #DIV/0! | #DIV/0! | #DIV/0! | #DIV/0! | #DIV/0! | #DIV/0! | #DIV/0! | #DIV/0! | #DIV/0! | #DIV/0! | #DIV/0!
[15 empty] | 91.8 | 91.2152 | -2.8666 | 3540.2598 | 4036.6953 | 3540.2598 | 4036.6953 | 32.0672 | 27.4228 | 1 | 1 | 3540.2598 | 4036.6953 |  |  |  |  | 91.8 | #DIV/0! | #DIV/0! | #DIV/0! | #DIV/0! | #DIV/0! | #DIV/0! | #DIV/0! | #DIV/0! | #DIV/0! | #DIV/0! | #DIV/0! | #DIV/0! | #DIV/0! |  |  |  | 91.8 | #DIV/0! | #DIV/0! | #DIV/0! | #DIV/0! | #DIV/0! | #DIV/0! | #DIV/0! | #DIV/0! | #DIV/0! | #DIV/0! | #DIV/0! | #DIV/0! | #DIV/0! |  |  |  | 91.8 | #DIV/0! | #DIV/0! | #DIV/0! | #DIV/0! | #DIV/0! | #DIV/0! | #DIV/0! | #DIV/0! | #DIV/0! | #DIV/0! | #DIV/0! | #DIV/0! | #DIV/0! |  |  |  | 91.8 | #DIV/0! | #DIV/0! | #DIV/0! | #DIV/0! | #DIV/0! | #DIV/0! | #DIV/0! | #DIV/0! | #DIV/0! | #DIV/0! | #DIV/0! | #DIV/0! | #DIV/0! |  |  |  | 91.8 | #DIV/0! | #DIV/0! | #DIV/0! | #DIV/0! | #DIV/0! | #DIV/0! | #DIV/0! | #DIV/0! | #DIV/0! | #DIV/0! | #DIV/0! | #DIV/0! | #DIV/0! |  |  |  | 91.8 | #DIV/0! | #DIV/0! | #DIV/0! | #DIV/0! | #DIV/0! | #DIV/0! | #DIV/0! | #DIV/0! | #DIV/0! | #DIV/0! | #DIV/0! | #DIV/0! | #DIV/0! |  |  |  | 91.8 | #DIV/0! | #DIV/0! | #DIV/0! | #DIV/0! | #DIV/0! | #DIV/0! | #DIV/0! | #DIV/0! | #DIV/0! | #DIV/0! | #DIV/0! | #DIV/0! | #DIV/0!
[15 empty] | 91.9 | 91.2101 | -3.0258 | 3541.5907 | 4035.3846 | 3541.5907 | 4035.3846 | 32.0774 | 27.4124 | 1 | 1 | 3541.5907 | 4035.3846 |  |  |  |  | 91.9 | #DIV/0! | #DIV/0! | #DIV/0! | #DIV/0! | #DIV/0! | #DIV/0! | #DIV/0! | #DIV/0! | #DIV/0! | #DIV/0! | #DIV/0! | #DIV/0! | #DIV/0! |  |  |  | 91.9 | #DIV/0! | #DIV/0! | #DIV/0! | #DIV/0! | #DIV/0! | #DIV/0! | #DIV/0! | #DIV/0! | #DIV/0! | #DIV/0! | #DIV/0! | #DIV/0! | #DIV/0! |  |  |  | 91.9 | #DIV/0! | #DIV/0! | #DIV/0! | #DIV/0! | #DIV/0! | #DIV/0! | #DIV/0! | #DIV/0! | #DIV/0! | #DIV/0! | #DIV/0! | #DIV/0! | #DIV/0! |  |  |  | 91.9 | #DIV/0! | #DIV/0! | #DIV/0! | #DIV/0! | #DIV/0! | #DIV/0! | #DIV/0! | #DIV/0! | #DIV/0! | #DIV/0! | #DIV/0! | #DIV/0! | #DIV/0! |  |  |  | 91.9 | #DIV/0! | #DIV/0! | #DIV/0! | #DIV/0! | #DIV/0! | #DIV/0! | #DIV/0! | #DIV/0! | #DIV/0! | #DIV/0! | #DIV/0! | #DIV/0! | #DIV/0! |  |  |  | 91.9 | #DIV/0! | #DIV/0! | #DIV/0! | #DIV/0! | #DIV/0! | #DIV/0! | #DIV/0! | #DIV/0! | #DIV/0! | #DIV/0! | #DIV/0! | #DIV/0! | #DIV/0! |  |  |  | 91.9 | #DIV/0! | #DIV/0! | #DIV/0! | #DIV/0! | #DIV/0! | #DIV/0! | #DIV/0! | #DIV/0! | #DIV/0! | #DIV/0! | #DIV/0! | #DIV/0! | #DIV/0!
[15 empty] | 92 | 91.2047 | -3.1849 | 3542.9222 | 4034.0745 | 3542.9222 | 4034.0745 | 32.0876 | 27.4019 | 1 | 1 | 3542.9222 | 4034.0745 |  |  |  |  | 92 | #DIV/0! | #DIV/0! | #DIV/0! | #DIV/0! | #DIV/0! | #DIV/0! | #DIV/0! | #DIV/0! | #DIV/0! | #DIV/0! | #DIV/0! | #DIV/0! | #DIV/0! |  |  |  | 92 | #DIV/0! | #DIV/0! | #DIV/0! | #DIV/0! | #DIV/0! | #DIV/0! | #DIV/0! | #DIV/0! | #DIV/0! | #DIV/0! | #DIV/0! | #DIV/0! | #DIV/0! |  |  |  | 92 | #DIV/0! | #DIV/0! | #DIV/0! | #DIV/0! | #DIV/0! | #DIV/0! | #DIV/0! | #DIV/0! | #DIV/0! | #DIV/0! | #DIV/0! | #DIV/0! | #DIV/0! |  |  |  | 92 | #DIV/0! | #DIV/0! | #DIV/0! | #DIV/0! | #DIV/0! | #DIV/0! | #DIV/0! | #DIV/0! | #DIV/0! | #DIV/0! | #DIV/0! | #DIV/0! | #DIV/0! |  |  |  | 92 | #DIV/0! | #DIV/0! | #DIV/0! | #DIV/0! | #DIV/0! | #DIV/0! | #DIV/0! | #DIV/0! | #DIV/0! | #DIV/0! | #DIV/0! | #DIV/0! | #DIV/0! |  |  |  | 92 | #DIV/0! | #DIV/0! | #DIV/0! | #DIV/0! | #DIV/0! | #DIV/0! | #DIV/0! | #DIV/0! | #DIV/0! | #DIV/0! | #DIV/0! | #DIV/0! | #DIV/0! |  |  |  | 92 | #DIV/0! | #DIV/0! | #DIV/0! | #DIV/0! | #DIV/0! | #DIV/0! | #DIV/0! | #DIV/0! | #DIV/0! | #DIV/0! | #DIV/0! | #DIV/0! | #DIV/0!
[15 empty] | 92.1 | 91.199 | -3.3441 | 3544.2541 | 4032.7651 | 3544.2541 | 4032.7651 | 32.0976 | 27.3913 | 1 | 1 | 3544.2541 | 4032.7651 |  |  |  |  | 92.1 | #DIV/0! | #DIV/0! | #DIV/0! | #DIV/0! | #DIV/0! | #DIV/0! | #DIV/0! | #DIV/0! | #DIV/0! | #DIV/0! | #DIV/0! | #DIV/0! | #DIV/0! |  |  |  | 92.1 | #DIV/0! | #DIV/0! | #DIV/0! | #DIV/0! | #DIV/0! | #DIV/0! | #DIV/0! | #DIV/0! | #DIV/0! | #DIV/0! | #DIV/0! | #DIV/0! | #DIV/0! |  |  |  | 92.1 | #DIV/0! | #DIV/0! | #DIV/0! | #DIV/0! | #DIV/0! | #DIV/0! | #DIV/0! | #DIV/0! | #DIV/0! | #DIV/0! | #DIV/0! | #DIV/0! | #DIV/0! |  |  |  | 92.1 | #DIV/0! | #DIV/0! | #DIV/0! | #DIV/0! | #DIV/0! | #DIV/0! | #DIV/0! | #DIV/0! | #DIV/0! | #DIV/0! | #DIV/0! | #DIV/0! | #DIV/0! |  |  |  | 92.1 | #DIV/0! | #DIV/0! | #DIV/0! | #DIV/0! | #DIV/0! | #DIV/0! | #DIV/0! | #DIV/0! | #DIV/0! | #DIV/0! | #DIV/0! | #DIV/0! | #DIV/0! |  |  |  | 92.1 | #DIV/0! | #DIV/0! | #DIV/0! | #DIV/0! | #DIV/0! | #DIV/0! | #DIV/0! | #DIV/0! | #DIV/0! | #DIV/0! | #DIV/0! | #DIV/0! | #DIV/0! |  |  |  | 92.1 | #DIV/0! | #DIV/0! | #DIV/0! | #DIV/0! | #DIV/0! | #DIV/0! | #DIV/0! | #DIV/0! | #DIV/0! | #DIV/0! | #DIV/0! | #DIV/0! | #DIV/0!
[15 empty] | 92.2 | 91.193 | -3.5033 | 3545.5866 | 4031.4561 | 3545.5866 | 4031.4561 | 32.1076 | 27.3806 | 1 | 1 | 3545.5866 | 4031.4561 |  |  |  |  | 92.2 | #DIV/0! | #DIV/0! | #DIV/0! | #DIV/0! | #DIV/0! | #DIV/0! | #DIV/0! | #DIV/0! | #DIV/0! | #DIV/0! | #DIV/0! | #DIV/0! | #DIV/0! |  |  |  | 92.2 | #DIV/0! | #DIV/0! | #DIV/0! | #DIV/0! | #DIV/0! | #DIV/0! | #DIV/0! | #DIV/0! | #DIV/0! | #DIV/0! | #DIV/0! | #DIV/0! | #DIV/0! |  |  |  | 92.2 | #DIV/0! | #DIV/0! | #DIV/0! | #DIV/0! | #DIV/0! | #DIV/0! | #DIV/0! | #DIV/0! | #DIV/0! | #DIV/0! | #DIV/0! | #DIV/0! | #DIV/0! |  |  |  | 92.2 | #DIV/0! | #DIV/0! | #DIV/0! | #DIV/0! | #DIV/0! | #DIV/0! | #DIV/0! | #DIV/0! | #DIV/0! | #DIV/0! | #DIV/0! | #DIV/0! | #DIV/0! |  |  |  | 92.2 | #DIV/0! | #DIV/0! | #DIV/0! | #DIV/0! | #DIV/0! | #DIV/0! | #DIV/0! | #DIV/0! | #DIV/0! | #DIV/0! | #DIV/0! | #DIV/0! | #DIV/0! |  |  |  | 92.2 | #DIV/0! | #DIV/0! | #DIV/0! | #DIV/0! | #DIV/0! | #DIV/0! | #DIV/0! | #DIV/0! | #DIV/0! | #DIV/0! | #DIV/0! | #DIV/0! | #DIV/0! |  |  |  | 92.2 | #DIV/0! | #DIV/0! | #DIV/0! | #DIV/0! | #DIV/0! | #DIV/0! | #DIV/0! | #DIV/0! | #DIV/0! | #DIV/0! | #DIV/0! | #DIV/0! | #DIV/0!
[15 empty] | 92.3 | 91.1867 | -3.6624 | 3546.9195 | 4030.1478 | 3546.9195 | 4030.1478 | 32.1174 | 27.3698 | 1 | 1 | 3546.9195 | 4030.1478 |  |  |  |  | 92.3 | #DIV/0! | #DIV/0! | #DIV/0! | #DIV/0! | #DIV/0! | #DIV/0! | #DIV/0! | #DIV/0! | #DIV/0! | #DIV/0! | #DIV/0! | #DIV/0! | #DIV/0! |  |  |  | 92.3 | #DIV/0! | #DIV/0! | #DIV/0! | #DIV/0! | #DIV/0! | #DIV/0! | #DIV/0! | #DIV/0! | #DIV/0! | #DIV/0! | #DIV/0! | #DIV/0! | #DIV/0! |  |  |  | 92.3 | #DIV/0! | #DIV/0! | #DIV/0! | #DIV/0! | #DIV/0! | #DIV/0! | #DIV/0! | #DIV/0! | #DIV/0! | #DIV/0! | #DIV/0! | #DIV/0! | #DIV/0! |  |  |  | 92.3 | #DIV/0! | #DIV/0! | #DIV/0! | #DIV/0! | #DIV/0! | #DIV/0! | #DIV/0! | #DIV/0! | #DIV/0! | #DIV/0! | #DIV/0! | #DIV/0! | #DIV/0! |  |  |  | 92.3 | #DIV/0! | #DIV/0! | #DIV/0! | #DIV/0! | #DIV/0! | #DIV/0! | #DIV/0! | #DIV/0! | #DIV/0! | #DIV/0! | #DIV/0! | #DIV/0! | #DIV/0! |  |  |  | 92.3 | #DIV/0! | #DIV/0! | #DIV/0! | #DIV/0! | #DIV/0! | #DIV/0! | #DIV/0! | #DIV/0! | #DIV/0! | #DIV/0! | #DIV/0! | #DIV/0! | #DIV/0! |  |  |  | 92.3 | #DIV/0! | #DIV/0! | #DIV/0! | #DIV/0! | #DIV/0! | #DIV/0! | #DIV/0! | #DIV/0! | #DIV/0! | #DIV/0! | #DIV/0! | #DIV/0! | #DIV/0!
[15 empty] | 92.4 | 91.1802 | -3.8216 | 3548.253 | 4028.8401 | 3548.253 | 4028.8401 | 32.1272 | 27.359 | 1 | 1 | 3548.253 | 4028.8401 |  |  |  |  | 92.4 | #DIV/0! | #DIV/0! | #DIV/0! | #DIV/0! | #DIV/0! | #DIV/0! | #DIV/0! | #DIV/0! | #DIV/0! | #DIV/0! | #DIV/0! | #DIV/0! | #DIV/0! |  |  |  | 92.4 | #DIV/0! | #DIV/0! | #DIV/0! | #DIV/0! | #DIV/0! | #DIV/0! | #DIV/0! | #DIV/0! | #DIV/0! | #DIV/0! | #DIV/0! | #DIV/0! | #DIV/0! |  |  |  | 92.4 | #DIV/0! | #DIV/0! | #DIV/0! | #DIV/0! | #DIV/0! | #DIV/0! | #DIV/0! | #DIV/0! | #DIV/0! | #DIV/0! | #DIV/0! | #DIV/0! | #DIV/0! |  |  |  | 92.4 | #DIV/0! | #DIV/0! | #DIV/0! | #DIV/0! | #DIV/0! | #DIV/0! | #DIV/0! | #DIV/0! | #DIV/0! | #DIV/0! | #DIV/0! | #DIV/0! | #DIV/0! |  |  |  | 92.4 | #DIV/0! | #DIV/0! | #DIV/0! | #DIV/0! | #DIV/0! | #DIV/0! | #DIV/0! | #DIV/0! | #DIV/0! | #DIV/0! | #DIV/0! | #DIV/0! | #DIV/0! |  |  |  | 92.4 | #DIV/0! | #DIV/0! | #DIV/0! | #DIV/0! | #DIV/0! | #DIV/0! | #DIV/0! | #DIV/0! | #DIV/0! | #DIV/0! | #DIV/0! | #DIV/0! | #DIV/0! |  |  |  | 92.4 | #DIV/0! | #DIV/0! | #DIV/0! | #DIV/0! | #DIV/0! | #DIV/0! | #DIV/0! | #DIV/0! | #DIV/0! | #DIV/0! | #DIV/0! | #DIV/0! | #DIV/0!
[15 empty] | 92.5 | 91.1734 | -3.9807 | 3549.5869 | 4027.533 | 3549.5869 | 4027.533 | 32.1369 | 27.3481 | 1 | 1 | 3549.5869 | 4027.533 |  |  |  |  | 92.5 | #DIV/0! | #DIV/0! | #DIV/0! | #DIV/0! | #DIV/0! | #DIV/0! | #DIV/0! | #DIV/0! | #DIV/0! | #DIV/0! | #DIV/0! | #DIV/0! | #DIV/0! |  |  |  | 92.5 | #DIV/0! | #DIV/0! | #DIV/0! | #DIV/0! | #DIV/0! | #DIV/0! | #DIV/0! | #DIV/0! | #DIV/0! | #DIV/0! | #DIV/0! | #DIV/0! | #DIV/0! |  |  |  | 92.5 | #DIV/0! | #DIV/0! | #DIV/0! | #DIV/0! | #DIV/0! | #DIV/0! | #DIV/0! | #DIV/0! | #DIV/0! | #DIV/0! | #DIV/0! | #DIV/0! | #DIV/0! |  |  |  | 92.5 | #DIV/0! | #DIV/0! | #DIV/0! | #DIV/0! | #DIV/0! | #DIV/0! | #DIV/0! | #DIV/0! | #DIV/0! | #DIV/0! | #DIV/0! | #DIV/0! | #DIV/0! |  |  |  | 92.5 | #DIV/0! | #DIV/0! | #DIV/0! | #DIV/0! | #DIV/0! | #DIV/0! | #DIV/0! | #DIV/0! | #DIV/0! | #DIV/0! | #DIV/0! | #DIV/0! | #DIV/0! |  |  |  | 92.5 | #DIV/0! | #DIV/0! | #DIV/0! | #DIV/0! | #DIV/0! | #DIV/0! | #DIV/0! | #DIV/0! | #DIV/0! | #DIV/0! | #DIV/0! | #DIV/0! | #DIV/0! |  |  |  | 92.5 | #DIV/0! | #DIV/0! | #DIV/0! | #DIV/0! | #DIV/0! | #DIV/0! | #DIV/0! | #DIV/0! | #DIV/0! | #DIV/0! | #DIV/0! | #DIV/0! | #DIV/0!
[15 empty] | 92.6 | 91.1663 | -4.1398 | 3550.9214 | 4026.2265 | 3550.9214 | 4026.2265 | 32.1465 | 27.3371 | 1 | 1 | 3550.9214 | 4026.2265 |  |  |  |  | 92.6 | #DIV/0! | #DIV/0! | #DIV/0! | #DIV/0! | #DIV/0! | #DIV/0! | #DIV/0! | #DIV/0! | #DIV/0! | #DIV/0! | #DIV/0! | #DIV/0! | #DIV/0! |  |  |  | 92.6 | #DIV/0! | #DIV/0! | #DIV/0! | #DIV/0! | #DIV/0! | #DIV/0! | #DIV/0! | #DIV/0! | #DIV/0! | #DIV/0! | #DIV/0! | #DIV/0! | #DIV/0! |  |  |  | 92.6 | #DIV/0! | #DIV/0! | #DIV/0! | #DIV/0! | #DIV/0! | #DIV/0! | #DIV/0! | #DIV/0! | #DIV/0! | #DIV/0! | #DIV/0! | #DIV/0! | #DIV/0! |  |  |  | 92.6 | #DIV/0! | #DIV/0! | #DIV/0! | #DIV/0! | #DIV/0! | #DIV/0! | #DIV/0! | #DIV/0! | #DIV/0! | #DIV/0! | #DIV/0! | #DIV/0! | #DIV/0! |  |  |  | 92.6 | #DIV/0! | #DIV/0! | #DIV/0! | #DIV/0! | #DIV/0! | #DIV/0! | #DIV/0! | #DIV/0! | #DIV/0! | #DIV/0! | #DIV/0! | #DIV/0! | #DIV/0! |  |  |  | 92.6 | #DIV/0! | #DIV/0! | #DIV/0! | #DIV/0! | #DIV/0! | #DIV/0! | #DIV/0! | #DIV/0! | #DIV/0! | #DIV/0! | #DIV/0! | #DIV/0! | #DIV/0! |  |  |  | 92.6 | #DIV/0! | #DIV/0! | #DIV/0! | #DIV/0! | #DIV/0! | #DIV/0! | #DIV/0! | #DIV/0! | #DIV/0! | #DIV/0! | #DIV/0! | #DIV/0! | #DIV/0!
[15 empty] | 92.7 | 91.1589 | -4.2989 | 3552.2563 | 4024.9206 | 3552.2563 | 4024.9206 | 32.156 | 27.326 | 1 | 1 | 3552.2563 | 4024.9206 |  |  |  |  | 92.7 | #DIV/0! | #DIV/0! | #DIV/0! | #DIV/0! | #DIV/0! | #DIV/0! | #DIV/0! | #DIV/0! | #DIV/0! | #DIV/0! | #DIV/0! | #DIV/0! | #DIV/0! |  |  |  | 92.7 | #DIV/0! | #DIV/0! | #DIV/0! | #DIV/0! | #DIV/0! | #DIV/0! | #DIV/0! | #DIV/0! | #DIV/0! | #DIV/0! | #DIV/0! | #DIV/0! | #DIV/0! |  |  |  | 92.7 | #DIV/0! | #DIV/0! | #DIV/0! | #DIV/0! | #DIV/0! | #DIV/0! | #DIV/0! | #DIV/0! | #DIV/0! | #DIV/0! | #DIV/0! | #DIV/0! | #DIV/0! |  |  |  | 92.7 | #DIV/0! | #DIV/0! | #DIV/0! | #DIV/0! | #DIV/0! | #DIV/0! | #DIV/0! | #DIV/0! | #DIV/0! | #DIV/0! | #DIV/0! | #DIV/0! | #DIV/0! |  |  |  | 92.7 | #DIV/0! | #DIV/0! | #DIV/0! | #DIV/0! | #DIV/0! | #DIV/0! | #DIV/0! | #DIV/0! | #DIV/0! | #DIV/0! | #DIV/0! | #DIV/0! | #DIV/0! |  |  |  | 92.7 | #DIV/0! | #DIV/0! | #DIV/0! | #DIV/0! | #DIV/0! | #DIV/0! | #DIV/0! | #DIV/0! | #DIV/0! | #DIV/0! | #DIV/0! | #DIV/0! | #DIV/0! |  |  |  | 92.7 | #DIV/0! | #DIV/0! | #DIV/0! | #DIV/0! | #DIV/0! | #DIV/0! | #DIV/0! | #DIV/0! | #DIV/0! | #DIV/0! | #DIV/0! | #DIV/0! | #DIV/0!
[15 empty] | 92.8 | 91.1513 | -4.458 | 3553.5917 | 4023.6154 | 3553.5917 | 4023.6154 | 32.1654 | 27.3148 | 1 | 1 | 3553.5917 | 4023.6154 |  |  |  |  | 92.8 | #DIV/0! | #DIV/0! | #DIV/0! | #DIV/0! | #DIV/0! | #DIV/0! | #DIV/0! | #DIV/0! | #DIV/0! | #DIV/0! | #DIV/0! | #DIV/0! | #DIV/0! |  |  |  | 92.8 | #DIV/0! | #DIV/0! | #DIV/0! | #DIV/0! | #DIV/0! | #DIV/0! | #DIV/0! | #DIV/0! | #DIV/0! | #DIV/0! | #DIV/0! | #DIV/0! | #DIV/0! |  |  |  | 92.8 | #DIV/0! | #DIV/0! | #DIV/0! | #DIV/0! | #DIV/0! | #DIV/0! | #DIV/0! | #DIV/0! | #DIV/0! | #DIV/0! | #DIV/0! | #DIV/0! | #DIV/0! |  |  |  | 92.8 | #DIV/0! | #DIV/0! | #DIV/0! | #DIV/0! | #DIV/0! | #DIV/0! | #DIV/0! | #DIV/0! | #DIV/0! | #DIV/0! | #DIV/0! | #DIV/0! | #DIV/0! |  |  |  | 92.8 | #DIV/0! | #DIV/0! | #DIV/0! | #DIV/0! | #DIV/0! | #DIV/0! | #DIV/0! | #DIV/0! | #DIV/0! | #DIV/0! | #DIV/0! | #DIV/0! | #DIV/0! |  |  |  | 92.8 | #DIV/0! | #DIV/0! | #DIV/0! | #DIV/0! | #DIV/0! | #DIV/0! | #DIV/0! | #DIV/0! | #DIV/0! | #DIV/0! | #DIV/0! | #DIV/0! | #DIV/0! |  |  |  | 92.8 | #DIV/0! | #DIV/0! | #DIV/0! | #DIV/0! | #DIV/0! | #DIV/0! | #DIV/0! | #DIV/0! | #DIV/0! | #DIV/0! | #DIV/0! | #DIV/0! | #DIV/0!
[15 empty] | 92.9 | 91.1434 | -4.6171 | 3554.9275 | 4022.3107 | 3554.9275 | 4022.3107 | 32.1746 | 27.3036 | 1 | 1 | 3554.9275 | 4022.3107 |  |  |  |  | 92.9 | #DIV/0! | #DIV/0! | #DIV/0! | #DIV/0! | #DIV/0! | #DIV/0! | #DIV/0! | #DIV/0! | #DIV/0! | #DIV/0! | #DIV/0! | #DIV/0! | #DIV/0! |  |  |  | 92.9 | #DIV/0! | #DIV/0! | #DIV/0! | #DIV/0! | #DIV/0! | #DIV/0! | #DIV/0! | #DIV/0! | #DIV/0! | #DIV/0! | #DIV/0! | #DIV/0! | #DIV/0! |  |  |  | 92.9 | #DIV/0! | #DIV/0! | #DIV/0! | #DIV/0! | #DIV/0! | #DIV/0! | #DIV/0! | #DIV/0! | #DIV/0! | #DIV/0! | #DIV/0! | #DIV/0! | #DIV/0! |  |  |  | 92.9 | #DIV/0! | #DIV/0! | #DIV/0! | #DIV/0! | #DIV/0! | #DIV/0! | #DIV/0! | #DIV/0! | #DIV/0! | #DIV/0! | #DIV/0! | #DIV/0! | #DIV/0! |  |  |  | 92.9 | #DIV/0! | #DIV/0! | #DIV/0! | #DIV/0! | #DIV/0! | #DIV/0! | #DIV/0! | #DIV/0! | #DIV/0! | #DIV/0! | #DIV/0! | #DIV/0! | #DIV/0! |  |  |  | 92.9 | #DIV/0! | #DIV/0! | #DIV/0! | #DIV/0! | #DIV/0! | #DIV/0! | #DIV/0! | #DIV/0! | #DIV/0! | #DIV/0! | #DIV/0! | #DIV/0! | #DIV/0! |  |  |  | 92.9 | #DIV/0! | #DIV/0! | #DIV/0! | #DIV/0! | #DIV/0! | #DIV/0! | #DIV/0! | #DIV/0! | #DIV/0! | #DIV/0! | #DIV/0! | #DIV/0! | #DIV/0!
[15 empty] | 93 | 91.1352 | -4.7762 | 3556.2638 | 4021.0067 | 3556.2638 | 4021.0067 | 32.1838 | 27.2923 | 1 | 1 | 3556.2638 | 4021.0067 |  |  |  |  | 93 | #DIV/0! | #DIV/0! | #DIV/0! | #DIV/0! | #DIV/0! | #DIV/0! | #DIV/0! | #DIV/0! | #DIV/0! | #DIV/0! | #DIV/0! | #DIV/0! | #DIV/0! |  |  |  | 93 | #DIV/0! | #DIV/0! | #DIV/0! | #DIV/0! | #DIV/0! | #DIV/0! | #DIV/0! | #DIV/0! | #DIV/0! | #DIV/0! | #DIV/0! | #DIV/0! | #DIV/0! |  |  |  | 93 | #DIV/0! | #DIV/0! | #DIV/0! | #DIV/0! | #DIV/0! | #DIV/0! | #DIV/0! | #DIV/0! | #DIV/0! | #DIV/0! | #DIV/0! | #DIV/0! | #DIV/0! |  |  |  | 93 | #DIV/0! | #DIV/0! | #DIV/0! | #DIV/0! | #DIV/0! | #DIV/0! | #DIV/0! | #DIV/0! | #DIV/0! | #DIV/0! | #DIV/0! | #DIV/0! | #DIV/0! |  |  |  | 93 | #DIV/0! | #DIV/0! | #DIV/0! | #DIV/0! | #DIV/0! | #DIV/0! | #DIV/0! | #DIV/0! | #DIV/0! | #DIV/0! | #DIV/0! | #DIV/0! | #DIV/0! |  |  |  | 93 | #DIV/0! | #DIV/0! | #DIV/0! | #DIV/0! | #DIV/0! | #DIV/0! | #DIV/0! | #DIV/0! | #DIV/0! | #DIV/0! | #DIV/0! | #DIV/0! | #DIV/0! |  |  |  | 93 | #DIV/0! | #DIV/0! | #DIV/0! | #DIV/0! | #DIV/0! | #DIV/0! | #DIV/0! | #DIV/0! | #DIV/0! | #DIV/0! | #DIV/0! | #DIV/0! | #DIV/0!
[15 empty] | 93.1 | 91.1267 | -4.9352 | 3557.6006 | 4019.7033 | 3557.6006 | 4019.7033 | 32.193 | 27.2809 | 1 | 1 | 3557.6006 | 4019.7033 |  |  |  |  | 93.1 | #DIV/0! | #DIV/0! | #DIV/0! | #DIV/0! | #DIV/0! | #DIV/0! | #DIV/0! | #DIV/0! | #DIV/0! | #DIV/0! | #DIV/0! | #DIV/0! | #DIV/0! |  |  |  | 93.1 | #DIV/0! | #DIV/0! | #DIV/0! | #DIV/0! | #DIV/0! | #DIV/0! | #DIV/0! | #DIV/0! | #DIV/0! | #DIV/0! | #DIV/0! | #DIV/0! | #DIV/0! |  |  |  | 93.1 | #DIV/0! | #DIV/0! | #DIV/0! | #DIV/0! | #DIV/0! | #DIV/0! | #DIV/0! | #DIV/0! | #DIV/0! | #DIV/0! | #DIV/0! | #DIV/0! | #DIV/0! |  |  |  | 93.1 | #DIV/0! | #DIV/0! | #DIV/0! | #DIV/0! | #DIV/0! | #DIV/0! | #DIV/0! | #DIV/0! | #DIV/0! | #DIV/0! | #DIV/0! | #DIV/0! | #DIV/0! |  |  |  | 93.1 | #DIV/0! | #DIV/0! | #DIV/0! | #DIV/0! | #DIV/0! | #DIV/0! | #DIV/0! | #DIV/0! | #DIV/0! | #DIV/0! | #DIV/0! | #DIV/0! | #DIV/0! |  |  |  | 93.1 | #DIV/0! | #DIV/0! | #DIV/0! | #DIV/0! | #DIV/0! | #DIV/0! | #DIV/0! | #DIV/0! | #DIV/0! | #DIV/0! | #DIV/0! | #DIV/0! | #DIV/0! |  |  |  | 93.1 | #DIV/0! | #DIV/0! | #DIV/0! | #DIV/0! | #DIV/0! | #DIV/0! | #DIV/0! | #DIV/0! | #DIV/0! | #DIV/0! | #DIV/0! | #DIV/0! | #DIV/0!
[15 empty] | 93.2 | 91.118 | -5.0943 | 3558.9379 | 4018.4005 | 3558.9379 | 4018.4005 | 32.202 | 27.2695 | 1 | 1 | 3558.9379 | 4018.4005 |  |  |  |  | 93.2 | #DIV/0! | #DIV/0! | #DIV/0! | #DIV/0! | #DIV/0! | #DIV/0! | #DIV/0! | #DIV/0! | #DIV/0! | #DIV/0! | #DIV/0! | #DIV/0! | #DIV/0! |  |  |  | 93.2 | #DIV/0! | #DIV/0! | #DIV/0! | #DIV/0! | #DIV/0! | #DIV/0! | #DIV/0! | #DIV/0! | #DIV/0! | #DIV/0! | #DIV/0! | #DIV/0! | #DIV/0! |  |  |  | 93.2 | #DIV/0! | #DIV/0! | #DIV/0! | #DIV/0! | #DIV/0! | #DIV/0! | #DIV/0! | #DIV/0! | #DIV/0! | #DIV/0! | #DIV/0! | #DIV/0! | #DIV/0! |  |  |  | 93.2 | #DIV/0! | #DIV/0! | #DIV/0! | #DIV/0! | #DIV/0! | #DIV/0! | #DIV/0! | #DIV/0! | #DIV/0! | #DIV/0! | #DIV/0! | #DIV/0! | #DIV/0! |  |  |  | 93.2 | #DIV/0! | #DIV/0! | #DIV/0! | #DIV/0! | #DIV/0! | #DIV/0! | #DIV/0! | #DIV/0! | #DIV/0! | #DIV/0! | #DIV/0! | #DIV/0! | #DIV/0! |  |  |  | 93.2 | #DIV/0! | #DIV/0! | #DIV/0! | #DIV/0! | #DIV/0! | #DIV/0! | #DIV/0! | #DIV/0! | #DIV/0! | #DIV/0! | #DIV/0! | #DIV/0! | #DIV/0! |  |  |  | 93.2 | #DIV/0! | #DIV/0! | #DIV/0! | #DIV/0! | #DIV/0! | #DIV/0! | #DIV/0! | #DIV/0! | #DIV/0! | #DIV/0! | #DIV/0! | #DIV/0! | #DIV/0!
[15 empty] | 93.3 | 91.1089 | -5.2533 | 3560.2756 | 4017.0984 | 3560.2756 | 4017.0984 | 32.2109 | 27.2579 | 1 | 1 | 3560.2756 | 4017.0984 |  |  |  |  | 93.3 | #DIV/0! | #DIV/0! | #DIV/0! | #DIV/0! | #DIV/0! | #DIV/0! | #DIV/0! | #DIV/0! | #DIV/0! | #DIV/0! | #DIV/0! | #DIV/0! | #DIV/0! |  |  |  | 93.3 | #DIV/0! | #DIV/0! | #DIV/0! | #DIV/0! | #DIV/0! | #DIV/0! | #DIV/0! | #DIV/0! | #DIV/0! | #DIV/0! | #DIV/0! | #DIV/0! | #DIV/0! |  |  |  | 93.3 | #DIV/0! | #DIV/0! | #DIV/0! | #DIV/0! | #DIV/0! | #DIV/0! | #DIV/0! | #DIV/0! | #DIV/0! | #DIV/0! | #DIV/0! | #DIV/0! | #DIV/0! |  |  |  | 93.3 | #DIV/0! | #DIV/0! | #DIV/0! | #DIV/0! | #DIV/0! | #DIV/0! | #DIV/0! | #DIV/0! | #DIV/0! | #DIV/0! | #DIV/0! | #DIV/0! | #DIV/0! |  |  |  | 93.3 | #DIV/0! | #DIV/0! | #DIV/0! | #DIV/0! | #DIV/0! | #DIV/0! | #DIV/0! | #DIV/0! | #DIV/0! | #DIV/0! | #DIV/0! | #DIV/0! | #DIV/0! |  |  |  | 93.3 | #DIV/0! | #DIV/0! | #DIV/0! | #DIV/0! | #DIV/0! | #DIV/0! | #DIV/0! | #DIV/0! | #DIV/0! | #DIV/0! | #DIV/0! | #DIV/0! | #DIV/0! |  |  |  | 93.3 | #DIV/0! | #DIV/0! | #DIV/0! | #DIV/0! | #DIV/0! | #DIV/0! | #DIV/0! | #DIV/0! | #DIV/0! | #DIV/0! | #DIV/0! | #DIV/0! | #DIV/0!
[15 empty] | 93.4 | 91.0996 | -5.4123 | 3561.6137 | 4015.7969 | 3561.6137 | 4015.7969 | 32.2197 | 27.2463 | 1 | 1 | 3561.6137 | 4015.7969 |  |  |  |  | 93.4 | #DIV/0! | #DIV/0! | #DIV/0! | #DIV/0! | #DIV/0! | #DIV/0! | #DIV/0! | #DIV/0! | #DIV/0! | #DIV/0! | #DIV/0! | #DIV/0! | #DIV/0! |  |  |  | 93.4 | #DIV/0! | #DIV/0! | #DIV/0! | #DIV/0! | #DIV/0! | #DIV/0! | #DIV/0! | #DIV/0! | #DIV/0! | #DIV/0! | #DIV/0! | #DIV/0! | #DIV/0! |  |  |  | 93.4 | #DIV/0! | #DIV/0! | #DIV/0! | #DIV/0! | #DIV/0! | #DIV/0! | #DIV/0! | #DIV/0! | #DIV/0! | #DIV/0! | #DIV/0! | #DIV/0! | #DIV/0! |  |  |  | 93.4 | #DIV/0! | #DIV/0! | #DIV/0! | #DIV/0! | #DIV/0! | #DIV/0! | #DIV/0! | #DIV/0! | #DIV/0! | #DIV/0! | #DIV/0! | #DIV/0! | #DIV/0! |  |  |  | 93.4 | #DIV/0! | #DIV/0! | #DIV/0! | #DIV/0! | #DIV/0! | #DIV/0! | #DIV/0! | #DIV/0! | #DIV/0! | #DIV/0! | #DIV/0! | #DIV/0! | #DIV/0! |  |  |  | 93.4 | #DIV/0! | #DIV/0! | #DIV/0! | #DIV/0! | #DIV/0! | #DIV/0! | #DIV/0! | #DIV/0! | #DIV/0! | #DIV/0! | #DIV/0! | #DIV/0! | #DIV/0! |  |  |  | 93.4 | #DIV/0! | #DIV/0! | #DIV/0! | #DIV/0! | #DIV/0! | #DIV/0! | #DIV/0! | #DIV/0! | #DIV/0! | #DIV/0! | #DIV/0! | #DIV/0! | #DIV/0!
[15 empty] | 93.5 | 91.09 | -5.5713 | 3562.9523 | 4014.496 | 3562.9523 | 4014.496 | 32.2284 | 27.2346 | 1 | 1 | 3562.9523 | 4014.496 |  |  |  |  | 93.5 | #DIV/0! | #DIV/0! | #DIV/0! | #DIV/0! | #DIV/0! | #DIV/0! | #DIV/0! | #DIV/0! | #DIV/0! | #DIV/0! | #DIV/0! | #DIV/0! | #DIV/0! |  |  |  | 93.5 | #DIV/0! | #DIV/0! | #DIV/0! | #DIV/0! | #DIV/0! | #DIV/0! | #DIV/0! | #DIV/0! | #DIV/0! | #DIV/0! | #DIV/0! | #DIV/0! | #DIV/0! |  |  |  | 93.5 | #DIV/0! | #DIV/0! | #DIV/0! | #DIV/0! | #DIV/0! | #DIV/0! | #DIV/0! | #DIV/0! | #DIV/0! | #DIV/0! | #DIV/0! | #DIV/0! | #DIV/0! |  |  |  | 93.5 | #DIV/0! | #DIV/0! | #DIV/0! | #DIV/0! | #DIV/0! | #DIV/0! | #DIV/0! | #DIV/0! | #DIV/0! | #DIV/0! | #DIV/0! | #DIV/0! | #DIV/0! |  |  |  | 93.5 | #DIV/0! | #DIV/0! | #DIV/0! | #DIV/0! | #DIV/0! | #DIV/0! | #DIV/0! | #DIV/0! | #DIV/0! | #DIV/0! | #DIV/0! | #DIV/0! | #DIV/0! |  |  |  | 93.5 | #DIV/0! | #DIV/0! | #DIV/0! | #DIV/0! | #DIV/0! | #DIV/0! | #DIV/0! | #DIV/0! | #DIV/0! | #DIV/0! | #DIV/0! | #DIV/0! | #DIV/0! |  |  |  | 93.5 | #DIV/0! | #DIV/0! | #DIV/0! | #DIV/0! | #DIV/0! | #DIV/0! | #DIV/0! | #DIV/0! | #DIV/0! | #DIV/0! | #DIV/0! | #DIV/0! | #DIV/0!
[15 empty] | 93.6 | 91.0802 | -5.7303 | 3564.2914 | 4013.1958 | 3564.2914 | 4013.1958 | 32.237 | 27.2228 | 1 | 1 | 3564.2914 | 4013.1958 |  |  |  |  | 93.6 | #DIV/0! | #DIV/0! | #DIV/0! | #DIV/0! | #DIV/0! | #DIV/0! | #DIV/0! | #DIV/0! | #DIV/0! | #DIV/0! | #DIV/0! | #DIV/0! | #DIV/0! |  |  |  | 93.6 | #DIV/0! | #DIV/0! | #DIV/0! | #DIV/0! | #DIV/0! | #DIV/0! | #DIV/0! | #DIV/0! | #DIV/0! | #DIV/0! | #DIV/0! | #DIV/0! | #DIV/0! |  |  |  | 93.6 | #DIV/0! | #DIV/0! | #DIV/0! | #DIV/0! | #DIV/0! | #DIV/0! | #DIV/0! | #DIV/0! | #DIV/0! | #DIV/0! | #DIV/0! | #DIV/0! | #DIV/0! |  |  |  | 93.6 | #DIV/0! | #DIV/0! | #DIV/0! | #DIV/0! | #DIV/0! | #DIV/0! | #DIV/0! | #DIV/0! | #DIV/0! | #DIV/0! | #DIV/0! | #DIV/0! | #DIV/0! |  |  |  | 93.6 | #DIV/0! | #DIV/0! | #DIV/0! | #DIV/0! | #DIV/0! | #DIV/0! | #DIV/0! | #DIV/0! | #DIV/0! | #DIV/0! | #DIV/0! | #DIV/0! | #DIV/0! |  |  |  | 93.6 | #DIV/0! | #DIV/0! | #DIV/0! | #DIV/0! | #DIV/0! | #DIV/0! | #DIV/0! | #DIV/0! | #DIV/0! | #DIV/0! | #DIV/0! | #DIV/0! | #DIV/0! |  |  |  | 93.6 | #DIV/0! | #DIV/0! | #DIV/0! | #DIV/0! | #DIV/0! | #DIV/0! | #DIV/0! | #DIV/0! | #DIV/0! | #DIV/0! | #DIV/0! | #DIV/0! | #DIV/0!
[15 empty] | 93.7 | 91.07 | -5.8892 | 3565.6309 | 4011.8962 | 3565.6309 | 4011.8962 | 32.2456 | 27.211 | 1 | 1 | 3565.6309 | 4011.8962 |  |  |  |  | 93.7 | #DIV/0! | #DIV/0! | #DIV/0! | #DIV/0! | #DIV/0! | #DIV/0! | #DIV/0! | #DIV/0! | #DIV/0! | #DIV/0! | #DIV/0! | #DIV/0! | #DIV/0! |  |  |  | 93.7 | #DIV/0! | #DIV/0! | #DIV/0! | #DIV/0! | #DIV/0! | #DIV/0! | #DIV/0! | #DIV/0! | #DIV/0! | #DIV/0! | #DIV/0! | #DIV/0! | #DIV/0! |  |  |  | 93.7 | #DIV/0! | #DIV/0! | #DIV/0! | #DIV/0! | #DIV/0! | #DIV/0! | #DIV/0! | #DIV/0! | #DIV/0! | #DIV/0! | #DIV/0! | #DIV/0! | #DIV/0! |  |  |  | 93.7 | #DIV/0! | #DIV/0! | #DIV/0! | #DIV/0! | #DIV/0! | #DIV/0! | #DIV/0! | #DIV/0! | #DIV/0! | #DIV/0! | #DIV/0! | #DIV/0! | #DIV/0! |  |  |  | 93.7 | #DIV/0! | #DIV/0! | #DIV/0! | #DIV/0! | #DIV/0! | #DIV/0! | #DIV/0! | #DIV/0! | #DIV/0! | #DIV/0! | #DIV/0! | #DIV/0! | #DIV/0! |  |  |  | 93.7 | #DIV/0! | #DIV/0! | #DIV/0! | #DIV/0! | #DIV/0! | #DIV/0! | #DIV/0! | #DIV/0! | #DIV/0! | #DIV/0! | #DIV/0! | #DIV/0! | #DIV/0! |  |  |  | 93.7 | #DIV/0! | #DIV/0! | #DIV/0! | #DIV/0! | #DIV/0! | #DIV/0! | #DIV/0! | #DIV/0! | #DIV/0! | #DIV/0! | #DIV/0! | #DIV/0! | #DIV/0!
[15 empty] | 93.8 | 91.0596 | -6.0482 | 3566.9708 | 4010.5973 | 3566.9708 | 4010.5973 | 32.254 | 27.1991 | 1 | 1 | 3566.9708 | 4010.5973 |  |  |  |  | 93.8 | #DIV/0! | #DIV/0! | #DIV/0! | #DIV/0! | #DIV/0! | #DIV/0! | #DIV/0! | #DIV/0! | #DIV/0! | #DIV/0! | #DIV/0! | #DIV/0! | #DIV/0! |  |  |  | 93.8 | #DIV/0! | #DIV/0! | #DIV/0! | #DIV/0! | #DIV/0! | #DIV/0! | #DIV/0! | #DIV/0! | #DIV/0! | #DIV/0! | #DIV/0! | #DIV/0! | #DIV/0! |  |  |  | 93.8 | #DIV/0! | #DIV/0! | #DIV/0! | #DIV/0! | #DIV/0! | #DIV/0! | #DIV/0! | #DIV/0! | #DIV/0! | #DIV/0! | #DIV/0! | #DIV/0! | #DIV/0! |  |  |  | 93.8 | #DIV/0! | #DIV/0! | #DIV/0! | #DIV/0! | #DIV/0! | #DIV/0! | #DIV/0! | #DIV/0! | #DIV/0! | #DIV/0! | #DIV/0! | #DIV/0! | #DIV/0! |  |  |  | 93.8 | #DIV/0! | #DIV/0! | #DIV/0! | #DIV/0! | #DIV/0! | #DIV/0! | #DIV/0! | #DIV/0! | #DIV/0! | #DIV/0! | #DIV/0! | #DIV/0! | #DIV/0! |  |  |  | 93.8 | #DIV/0! | #DIV/0! | #DIV/0! | #DIV/0! | #DIV/0! | #DIV/0! | #DIV/0! | #DIV/0! | #DIV/0! | #DIV/0! | #DIV/0! | #DIV/0! | #DIV/0! |  |  |  | 93.8 | #DIV/0! | #DIV/0! | #DIV/0! | #DIV/0! | #DIV/0! | #DIV/0! | #DIV/0! | #DIV/0! | #DIV/0! | #DIV/0! | #DIV/0! | #DIV/0! | #DIV/0!
[15 empty] | 93.9 | 91.0489 | -6.2071 | 3568.3111 | 4009.2991 | 3568.3111 | 4009.2991 | 32.2623 | 27.1871 | 1 | 1 | 3568.3111 | 4009.2991 |  |  |  |  | 93.9 | #DIV/0! | #DIV/0! | #DIV/0! | #DIV/0! | #DIV/0! | #DIV/0! | #DIV/0! | #DIV/0! | #DIV/0! | #DIV/0! | #DIV/0! | #DIV/0! | #DIV/0! |  |  |  | 93.9 | #DIV/0! | #DIV/0! | #DIV/0! | #DIV/0! | #DIV/0! | #DIV/0! | #DIV/0! | #DIV/0! | #DIV/0! | #DIV/0! | #DIV/0! | #DIV/0! | #DIV/0! |  |  |  | 93.9 | #DIV/0! | #DIV/0! | #DIV/0! | #DIV/0! | #DIV/0! | #DIV/0! | #DIV/0! | #DIV/0! | #DIV/0! | #DIV/0! | #DIV/0! | #DIV/0! | #DIV/0! |  |  |  | 93.9 | #DIV/0! | #DIV/0! | #DIV/0! | #DIV/0! | #DIV/0! | #DIV/0! | #DIV/0! | #DIV/0! | #DIV/0! | #DIV/0! | #DIV/0! | #DIV/0! | #DIV/0! |  |  |  | 93.9 | #DIV/0! | #DIV/0! | #DIV/0! | #DIV/0! | #DIV/0! | #DIV/0! | #DIV/0! | #DIV/0! | #DIV/0! | #DIV/0! | #DIV/0! | #DIV/0! | #DIV/0! |  |  |  | 93.9 | #DIV/0! | #DIV/0! | #DIV/0! | #DIV/0! | #DIV/0! | #DIV/0! | #DIV/0! | #DIV/0! | #DIV/0! | #DIV/0! | #DIV/0! | #DIV/0! | #DIV/0! |  |  |  | 93.9 | #DIV/0! | #DIV/0! | #DIV/0! | #DIV/0! | #DIV/0! | #DIV/0! | #DIV/0! | #DIV/0! | #DIV/0! | #DIV/0! | #DIV/0! | #DIV/0! | #DIV/0!
[15 empty] | 94 | 91.038 | -6.366 | 3569.6519 | 4008.0015 | 3569.6519 | 4008.0015 | 32.2705 | 27.175 | 1 | 1 | 3569.6519 | 4008.0015 |  |  |  |  | 94 | #DIV/0! | #DIV/0! | #DIV/0! | #DIV/0! | #DIV/0! | #DIV/0! | #DIV/0! | #DIV/0! | #DIV/0! | #DIV/0! | #DIV/0! | #DIV/0! | #DIV/0! |  |  |  | 94 | #DIV/0! | #DIV/0! | #DIV/0! | #DIV/0! | #DIV/0! | #DIV/0! | #DIV/0! | #DIV/0! | #DIV/0! | #DIV/0! | #DIV/0! | #DIV/0! | #DIV/0! |  |  |  | 94 | #DIV/0! | #DIV/0! | #DIV/0! | #DIV/0! | #DIV/0! | #DIV/0! | #DIV/0! | #DIV/0! | #DIV/0! | #DIV/0! | #DIV/0! | #DIV/0! | #DIV/0! |  |  |  | 94 | #DIV/0! | #DIV/0! | #DIV/0! | #DIV/0! | #DIV/0! | #DIV/0! | #DIV/0! | #DIV/0! | #DIV/0! | #DIV/0! | #DIV/0! | #DIV/0! | #DIV/0! |  |  |  | 94 | #DIV/0! | #DIV/0! | #DIV/0! | #DIV/0! | #DIV/0! | #DIV/0! | #DIV/0! | #DIV/0! | #DIV/0! | #DIV/0! | #DIV/0! | #DIV/0! | #DIV/0! |  |  |  | 94 | #DIV/0! | #DIV/0! | #DIV/0! | #DIV/0! | #DIV/0! | #DIV/0! | #DIV/0! | #DIV/0! | #DIV/0! | #DIV/0! | #DIV/0! | #DIV/0! | #DIV/0! |  |  |  | 94 | #DIV/0! | #DIV/0! | #DIV/0! | #DIV/0! | #DIV/0! | #DIV/0! | #DIV/0! | #DIV/0! | #DIV/0! | #DIV/0! | #DIV/0! | #DIV/0! | #DIV/0!
[15 empty] | 94.1 | 91.0267 | -6.5249 | 3570.9931 | 4006.7045 | 3570.9931 | 4006.7045 | 32.2787 | 27.1628 | 1 | 1 | 3570.9931 | 4006.7045 |  |  |  |  | 94.1 | #DIV/0! | #DIV/0! | #DIV/0! | #DIV/0! | #DIV/0! | #DIV/0! | #DIV/0! | #DIV/0! | #DIV/0! | #DIV/0! | #DIV/0! | #DIV/0! | #DIV/0! |  |  |  | 94.1 | #DIV/0! | #DIV/0! | #DIV/0! | #DIV/0! | #DIV/0! | #DIV/0! | #DIV/0! | #DIV/0! | #DIV/0! | #DIV/0! | #DIV/0! | #DIV/0! | #DIV/0! |  |  |  | 94.1 | #DIV/0! | #DIV/0! | #DIV/0! | #DIV/0! | #DIV/0! | #DIV/0! | #DIV/0! | #DIV/0! | #DIV/0! | #DIV/0! | #DIV/0! | #DIV/0! | #DIV/0! |  |  |  | 94.1 | #DIV/0! | #DIV/0! | #DIV/0! | #DIV/0! | #DIV/0! | #DIV/0! | #DIV/0! | #DIV/0! | #DIV/0! | #DIV/0! | #DIV/0! | #DIV/0! | #DIV/0! |  |  |  | 94.1 | #DIV/0! | #DIV/0! | #DIV/0! | #DIV/0! | #DIV/0! | #DIV/0! | #DIV/0! | #DIV/0! | #DIV/0! | #DIV/0! | #DIV/0! | #DIV/0! | #DIV/0! |  |  |  | 94.1 | #DIV/0! | #DIV/0! | #DIV/0! | #DIV/0! | #DIV/0! | #DIV/0! | #DIV/0! | #DIV/0! | #DIV/0! | #DIV/0! | #DIV/0! | #DIV/0! | #DIV/0! |  |  |  | 94.1 | #DIV/0! | #DIV/0! | #DIV/0! | #DIV/0! | #DIV/0! | #DIV/0! | #DIV/0! | #DIV/0! | #DIV/0! | #DIV/0! | #DIV/0! | #DIV/0! | #DIV/0!
[15 empty] | 94.2 | 91.0152 | -6.6837 | 3572.3347 | 4005.4083 | 3572.3347 | 4005.4083 | 32.2867 | 27.1506 | 1 | 1 | 3572.3347 | 4005.4083 |  |  |  |  | 94.2 | #DIV/0! | #DIV/0! | #DIV/0! | #DIV/0! | #DIV/0! | #DIV/0! | #DIV/0! | #DIV/0! | #DIV/0! | #DIV/0! | #DIV/0! | #DIV/0! | #DIV/0! |  |  |  | 94.2 | #DIV/0! | #DIV/0! | #DIV/0! | #DIV/0! | #DIV/0! | #DIV/0! | #DIV/0! | #DIV/0! | #DIV/0! | #DIV/0! | #DIV/0! | #DIV/0! | #DIV/0! |  |  |  | 94.2 | #DIV/0! | #DIV/0! | #DIV/0! | #DIV/0! | #DIV/0! | #DIV/0! | #DIV/0! | #DIV/0! | #DIV/0! | #DIV/0! | #DIV/0! | #DIV/0! | #DIV/0! |  |  |  | 94.2 | #DIV/0! | #DIV/0! | #DIV/0! | #DIV/0! | #DIV/0! | #DIV/0! | #DIV/0! | #DIV/0! | #DIV/0! | #DIV/0! | #DIV/0! | #DIV/0! | #DIV/0! |  |  |  | 94.2 | #DIV/0! | #DIV/0! | #DIV/0! | #DIV/0! | #DIV/0! | #DIV/0! | #DIV/0! | #DIV/0! | #DIV/0! | #DIV/0! | #DIV/0! | #DIV/0! | #DIV/0! |  |  |  | 94.2 | #DIV/0! | #DIV/0! | #DIV/0! | #DIV/0! | #DIV/0! | #DIV/0! | #DIV/0! | #DIV/0! | #DIV/0! | #DIV/0! | #DIV/0! | #DIV/0! | #DIV/0! |  |  |  | 94.2 | #DIV/0! | #DIV/0! | #DIV/0! | #DIV/0! | #DIV/0! | #DIV/0! | #DIV/0! | #DIV/0! | #DIV/0! | #DIV/0! | #DIV/0! | #DIV/0! | #DIV/0!
[15 empty] | 94.3 | 91.0034 | -6.8426 | 3573.6767 | 4004.1127 | 3573.6767 | 4004.1127 | 32.2947 | 27.1383 | 1 | 1 | 3573.6767 | 4004.1127 |  |  |  |  | 94.3 | #DIV/0! | #DIV/0! | #DIV/0! | #DIV/0! | #DIV/0! | #DIV/0! | #DIV/0! | #DIV/0! | #DIV/0! | #DIV/0! | #DIV/0! | #DIV/0! | #DIV/0! |  |  |  | 94.3 | #DIV/0! | #DIV/0! | #DIV/0! | #DIV/0! | #DIV/0! | #DIV/0! | #DIV/0! | #DIV/0! | #DIV/0! | #DIV/0! | #DIV/0! | #DIV/0! | #DIV/0! |  |  |  | 94.3 | #DIV/0! | #DIV/0! | #DIV/0! | #DIV/0! | #DIV/0! | #DIV/0! | #DIV/0! | #DIV/0! | #DIV/0! | #DIV/0! | #DIV/0! | #DIV/0! | #DIV/0! |  |  |  | 94.3 | #DIV/0! | #DIV/0! | #DIV/0! | #DIV/0! | #DIV/0! | #DIV/0! | #DIV/0! | #DIV/0! | #DIV/0! | #DIV/0! | #DIV/0! | #DIV/0! | #DIV/0! |  |  |  | 94.3 | #DIV/0! | #DIV/0! | #DIV/0! | #DIV/0! | #DIV/0! | #DIV/0! | #DIV/0! | #DIV/0! | #DIV/0! | #DIV/0! | #DIV/0! | #DIV/0! | #DIV/0! |  |  |  | 94.3 | #DIV/0! | #DIV/0! | #DIV/0! | #DIV/0! | #DIV/0! | #DIV/0! | #DIV/0! | #DIV/0! | #DIV/0! | #DIV/0! | #DIV/0! | #DIV/0! | #DIV/0! |  |  |  | 94.3 | #DIV/0! | #DIV/0! | #DIV/0! | #DIV/0! | #DIV/0! | #DIV/0! | #DIV/0! | #DIV/0! | #DIV/0! | #DIV/0! | #DIV/0! | #DIV/0! | #DIV/0!
[15 empty] | 94.4 | 90.9913 | -7.0014 | 3575.0191 | 4002.8178 | 3575.0191 | 4002.8178 | 32.3025 | 27.1259 | 1 | 1 | 3575.0191 | 4002.8178 |  |  |  |  | 94.4 | #DIV/0! | #DIV/0! | #DIV/0! | #DIV/0! | #DIV/0! | #DIV/0! | #DIV/0! | #DIV/0! | #DIV/0! | #DIV/0! | #DIV/0! | #DIV/0! | #DIV/0! |  |  |  | 94.4 | #DIV/0! | #DIV/0! | #DIV/0! | #DIV/0! | #DIV/0! | #DIV/0! | #DIV/0! | #DIV/0! | #DIV/0! | #DIV/0! | #DIV/0! | #DIV/0! | #DIV/0! |  |  |  | 94.4 | #DIV/0! | #DIV/0! | #DIV/0! | #DIV/0! | #DIV/0! | #DIV/0! | #DIV/0! | #DIV/0! | #DIV/0! | #DIV/0! | #DIV/0! | #DIV/0! | #DIV/0! |  |  |  | 94.4 | #DIV/0! | #DIV/0! | #DIV/0! | #DIV/0! | #DIV/0! | #DIV/0! | #DIV/0! | #DIV/0! | #DIV/0! | #DIV/0! | #DIV/0! | #DIV/0! | #DIV/0! |  |  |  | 94.4 | #DIV/0! | #DIV/0! | #DIV/0! | #DIV/0! | #DIV/0! | #DIV/0! | #DIV/0! | #DIV/0! | #DIV/0! | #DIV/0! | #DIV/0! | #DIV/0! | #DIV/0! |  |  |  | 94.4 | #DIV/0! | #DIV/0! | #DIV/0! | #DIV/0! | #DIV/0! | #DIV/0! | #DIV/0! | #DIV/0! | #DIV/0! | #DIV/0! | #DIV/0! | #DIV/0! | #DIV/0! |  |  |  | 94.4 | #DIV/0! | #DIV/0! | #DIV/0! | #DIV/0! | #DIV/0! | #DIV/0! | #DIV/0! | #DIV/0! | #DIV/0! | #DIV/0! | #DIV/0! | #DIV/0! | #DIV/0!
[15 empty] | 94.5 | 90.9789 | -7.1602 | 3576.362 | 4001.5235 | 3576.362 | 4001.5235 | 32.3102 | 27.1135 | 1 | 1 | 3576.362 | 4001.5235 |  |  |  |  | 94.5 | #DIV/0! | #DIV/0! | #DIV/0! | #DIV/0! | #DIV/0! | #DIV/0! | #DIV/0! | #DIV/0! | #DIV/0! | #DIV/0! | #DIV/0! | #DIV/0! | #DIV/0! |  |  |  | 94.5 | #DIV/0! | #DIV/0! | #DIV/0! | #DIV/0! | #DIV/0! | #DIV/0! | #DIV/0! | #DIV/0! | #DIV/0! | #DIV/0! | #DIV/0! | #DIV/0! | #DIV/0! |  |  |  | 94.5 | #DIV/0! | #DIV/0! | #DIV/0! | #DIV/0! | #DIV/0! | #DIV/0! | #DIV/0! | #DIV/0! | #DIV/0! | #DIV/0! | #DIV/0! | #DIV/0! | #DIV/0! |  |  |  | 94.5 | #DIV/0! | #DIV/0! | #DIV/0! | #DIV/0! | #DIV/0! | #DIV/0! | #DIV/0! | #DIV/0! | #DIV/0! | #DIV/0! | #DIV/0! | #DIV/0! | #DIV/0! |  |  |  | 94.5 | #DIV/0! | #DIV/0! | #DIV/0! | #DIV/0! | #DIV/0! | #DIV/0! | #DIV/0! | #DIV/0! | #DIV/0! | #DIV/0! | #DIV/0! | #DIV/0! | #DIV/0! |  |  |  | 94.5 | #DIV/0! | #DIV/0! | #DIV/0! | #DIV/0! | #DIV/0! | #DIV/0! | #DIV/0! | #DIV/0! | #DIV/0! | #DIV/0! | #DIV/0! | #DIV/0! | #DIV/0! |  |  |  | 94.5 | #DIV/0! | #DIV/0! | #DIV/0! | #DIV/0! | #DIV/0! | #DIV/0! | #DIV/0! | #DIV/0! | #DIV/0! | #DIV/0! | #DIV/0! | #DIV/0! | #DIV/0!
[15 empty] | 94.6 | 90.9663 | -7.319 | 3577.7052 | 4000.23 | 3577.7052 | 4000.23 | 32.3179 | 27.101 | 1 | 1 | 3577.7052 | 4000.23 |  |  |  |  | 94.6 | #DIV/0! | #DIV/0! | #DIV/0! | #DIV/0! | #DIV/0! | #DIV/0! | #DIV/0! | #DIV/0! | #DIV/0! | #DIV/0! | #DIV/0! | #DIV/0! | #DIV/0! |  |  |  | 94.6 | #DIV/0! | #DIV/0! | #DIV/0! | #DIV/0! | #DIV/0! | #DIV/0! | #DIV/0! | #DIV/0! | #DIV/0! | #DIV/0! | #DIV/0! | #DIV/0! | #DIV/0! |  |  |  | 94.6 | #DIV/0! | #DIV/0! | #DIV/0! | #DIV/0! | #DIV/0! | #DIV/0! | #DIV/0! | #DIV/0! | #DIV/0! | #DIV/0! | #DIV/0! | #DIV/0! | #DIV/0! |  |  |  | 94.6 | #DIV/0! | #DIV/0! | #DIV/0! | #DIV/0! | #DIV/0! | #DIV/0! | #DIV/0! | #DIV/0! | #DIV/0! | #DIV/0! | #DIV/0! | #DIV/0! | #DIV/0! |  |  |  | 94.6 | #DIV/0! | #DIV/0! | #DIV/0! | #DIV/0! | #DIV/0! | #DIV/0! | #DIV/0! | #DIV/0! | #DIV/0! | #DIV/0! | #DIV/0! | #DIV/0! | #DIV/0! |  |  |  | 94.6 | #DIV/0! | #DIV/0! | #DIV/0! | #DIV/0! | #DIV/0! | #DIV/0! | #DIV/0! | #DIV/0! | #DIV/0! | #DIV/0! | #DIV/0! | #DIV/0! | #DIV/0! |  |  |  | 94.6 | #DIV/0! | #DIV/0! | #DIV/0! | #DIV/0! | #DIV/0! | #DIV/0! | #DIV/0! | #DIV/0! | #DIV/0! | #DIV/0! | #DIV/0! | #DIV/0! | #DIV/0!
[15 empty] | 94.7 | 90.9534 | -7.4777 | 3579.0488 | 3998.9371 | 3579.0488 | 3998.9371 | 32.3254 | 27.0884 | 1 | 1 | 3579.0488 | 3998.9371 |  |  |  |  | 94.7 | #DIV/0! | #DIV/0! | #DIV/0! | #DIV/0! | #DIV/0! | #DIV/0! | #DIV/0! | #DIV/0! | #DIV/0! | #DIV/0! | #DIV/0! | #DIV/0! | #DIV/0! |  |  |  | 94.7 | #DIV/0! | #DIV/0! | #DIV/0! | #DIV/0! | #DIV/0! | #DIV/0! | #DIV/0! | #DIV/0! | #DIV/0! | #DIV/0! | #DIV/0! | #DIV/0! | #DIV/0! |  |  |  | 94.7 | #DIV/0! | #DIV/0! | #DIV/0! | #DIV/0! | #DIV/0! | #DIV/0! | #DIV/0! | #DIV/0! | #DIV/0! | #DIV/0! | #DIV/0! | #DIV/0! | #DIV/0! |  |  |  | 94.7 | #DIV/0! | #DIV/0! | #DIV/0! | #DIV/0! | #DIV/0! | #DIV/0! | #DIV/0! | #DIV/0! | #DIV/0! | #DIV/0! | #DIV/0! | #DIV/0! | #DIV/0! |  |  |  | 94.7 | #DIV/0! | #DIV/0! | #DIV/0! | #DIV/0! | #DIV/0! | #DIV/0! | #DIV/0! | #DIV/0! | #DIV/0! | #DIV/0! | #DIV/0! | #DIV/0! | #DIV/0! |  |  |  | 94.7 | #DIV/0! | #DIV/0! | #DIV/0! | #DIV/0! | #DIV/0! | #DIV/0! | #DIV/0! | #DIV/0! | #DIV/0! | #DIV/0! | #DIV/0! | #DIV/0! | #DIV/0! |  |  |  | 94.7 | #DIV/0! | #DIV/0! | #DIV/0! | #DIV/0! | #DIV/0! | #DIV/0! | #DIV/0! | #DIV/0! | #DIV/0! | #DIV/0! | #DIV/0! | #DIV/0! | #DIV/0!
[15 empty] | 94.8 | 90.9402 | -7.6365 | 3580.3928 | 3997.645 | 3580.3928 | 3997.645 | 32.3329 | 27.0757 | 1 | 1 | 3580.3928 | 3997.645 |  |  |  |  | 94.8 | #DIV/0! | #DIV/0! | #DIV/0! | #DIV/0! | #DIV/0! | #DIV/0! | #DIV/0! | #DIV/0! | #DIV/0! | #DIV/0! | #DIV/0! | #DIV/0! | #DIV/0! |  |  |  | 94.8 | #DIV/0! | #DIV/0! | #DIV/0! | #DIV/0! | #DIV/0! | #DIV/0! | #DIV/0! | #DIV/0! | #DIV/0! | #DIV/0! | #DIV/0! | #DIV/0! | #DIV/0! |  |  |  | 94.8 | #DIV/0! | #DIV/0! | #DIV/0! | #DIV/0! | #DIV/0! | #DIV/0! | #DIV/0! | #DIV/0! | #DIV/0! | #DIV/0! | #DIV/0! | #DIV/0! | #DIV/0! |  |  |  | 94.8 | #DIV/0! | #DIV/0! | #DIV/0! | #DIV/0! | #DIV/0! | #DIV/0! | #DIV/0! | #DIV/0! | #DIV/0! | #DIV/0! | #DIV/0! | #DIV/0! | #DIV/0! |  |  |  | 94.8 | #DIV/0! | #DIV/0! | #DIV/0! | #DIV/0! | #DIV/0! | #DIV/0! | #DIV/0! | #DIV/0! | #DIV/0! | #DIV/0! | #DIV/0! | #DIV/0! | #DIV/0! |  |  |  | 94.8 | #DIV/0! | #DIV/0! | #DIV/0! | #DIV/0! | #DIV/0! | #DIV/0! | #DIV/0! | #DIV/0! | #DIV/0! | #DIV/0! | #DIV/0! | #DIV/0! | #DIV/0! |  |  |  | 94.8 | #DIV/0! | #DIV/0! | #DIV/0! | #DIV/0! | #DIV/0! | #DIV/0! | #DIV/0! | #DIV/0! | #DIV/0! | #DIV/0! | #DIV/0! | #DIV/0! | #DIV/0!
[15 empty] | 94.9 | 90.9267 | -7.7952 | 3581.7372 | 3996.3535 | 3581.7372 | 3996.3535 | 32.3402 | 27.0629 | 1 | 1 | 3581.7372 | 3996.3535 |  |  |  |  | 94.9 | #DIV/0! | #DIV/0! | #DIV/0! | #DIV/0! | #DIV/0! | #DIV/0! | #DIV/0! | #DIV/0! | #DIV/0! | #DIV/0! | #DIV/0! | #DIV/0! | #DIV/0! |  |  |  | 94.9 | #DIV/0! | #DIV/0! | #DIV/0! | #DIV/0! | #DIV/0! | #DIV/0! | #DIV/0! | #DIV/0! | #DIV/0! | #DIV/0! | #DIV/0! | #DIV/0! | #DIV/0! |  |  |  | 94.9 | #DIV/0! | #DIV/0! | #DIV/0! | #DIV/0! | #DIV/0! | #DIV/0! | #DIV/0! | #DIV/0! | #DIV/0! | #DIV/0! | #DIV/0! | #DIV/0! | #DIV/0! |  |  |  | 94.9 | #DIV/0! | #DIV/0! | #DIV/0! | #DIV/0! | #DIV/0! | #DIV/0! | #DIV/0! | #DIV/0! | #DIV/0! | #DIV/0! | #DIV/0! | #DIV/0! | #DIV/0! |  |  |  | 94.9 | #DIV/0! | #DIV/0! | #DIV/0! | #DIV/0! | #DIV/0! | #DIV/0! | #DIV/0! | #DIV/0! | #DIV/0! | #DIV/0! | #DIV/0! | #DIV/0! | #DIV/0! |  |  |  | 94.9 | #DIV/0! | #DIV/0! | #DIV/0! | #DIV/0! | #DIV/0! | #DIV/0! | #DIV/0! | #DIV/0! | #DIV/0! | #DIV/0! | #DIV/0! | #DIV/0! | #DIV/0! |  |  |  | 94.9 | #DIV/0! | #DIV/0! | #DIV/0! | #DIV/0! | #DIV/0! | #DIV/0! | #DIV/0! | #DIV/0! | #DIV/0! | #DIV/0! | #DIV/0! | #DIV/0! | #DIV/0!
[15 empty] | 95 | 90.913 | -7.9539 | 3583.082 | 3995.0627 | 3583.082 | 3995.0627 | 32.3475 | 27.0501 | 1 | 1 | 3583.082 | 3995.0627 |  |  |  |  | 95 | #DIV/0! | #DIV/0! | #DIV/0! | #DIV/0! | #DIV/0! | #DIV/0! | #DIV/0! | #DIV/0! | #DIV/0! | #DIV/0! | #DIV/0! | #DIV/0! | #DIV/0! |  |  |  | 95 | #DIV/0! | #DIV/0! | #DIV/0! | #DIV/0! | #DIV/0! | #DIV/0! | #DIV/0! | #DIV/0! | #DIV/0! | #DIV/0! | #DIV/0! | #DIV/0! | #DIV/0! |  |  |  | 95 | #DIV/0! | #DIV/0! | #DIV/0! | #DIV/0! | #DIV/0! | #DIV/0! | #DIV/0! | #DIV/0! | #DIV/0! | #DIV/0! | #DIV/0! | #DIV/0! | #DIV/0! |  |  |  | 95 | #DIV/0! | #DIV/0! | #DIV/0! | #DIV/0! | #DIV/0! | #DIV/0! | #DIV/0! | #DIV/0! | #DIV/0! | #DIV/0! | #DIV/0! | #DIV/0! | #DIV/0! |  |  |  | 95 | #DIV/0! | #DIV/0! | #DIV/0! | #DIV/0! | #DIV/0! | #DIV/0! | #DIV/0! | #DIV/0! | #DIV/0! | #DIV/0! | #DIV/0! | #DIV/0! | #DIV/0! |  |  |  | 95 | #DIV/0! | #DIV/0! | #DIV/0! | #DIV/0! | #DIV/0! | #DIV/0! | #DIV/0! | #DIV/0! | #DIV/0! | #DIV/0! | #DIV/0! | #DIV/0! | #DIV/0! |  |  |  | 95 | #DIV/0! | #DIV/0! | #DIV/0! | #DIV/0! | #DIV/0! | #DIV/0! | #DIV/0! | #DIV/0! | #DIV/0! | #DIV/0! | #DIV/0! | #DIV/0! | #DIV/0!
[15 empty] | 95.1 | 90.899 | -8.1125 | 3584.4272 | 3993.7726 | 3584.4272 | 3993.7726 | 32.3546 | 27.0372 | 1 | 1 | 3584.4272 | 3993.7726 |  |  |  |  | 95.1 | #DIV/0! | #DIV/0! | #DIV/0! | #DIV/0! | #DIV/0! | #DIV/0! | #DIV/0! | #DIV/0! | #DIV/0! | #DIV/0! | #DIV/0! | #DIV/0! | #DIV/0! |  |  |  | 95.1 | #DIV/0! | #DIV/0! | #DIV/0! | #DIV/0! | #DIV/0! | #DIV/0! | #DIV/0! | #DIV/0! | #DIV/0! | #DIV/0! | #DIV/0! | #DIV/0! | #DIV/0! |  |  |  | 95.1 | #DIV/0! | #DIV/0! | #DIV/0! | #DIV/0! | #DIV/0! | #DIV/0! | #DIV/0! | #DIV/0! | #DIV/0! | #DIV/0! | #DIV/0! | #DIV/0! | #DIV/0! |  |  |  | 95.1 | #DIV/0! | #DIV/0! | #DIV/0! | #DIV/0! | #DIV/0! | #DIV/0! | #DIV/0! | #DIV/0! | #DIV/0! | #DIV/0! | #DIV/0! | #DIV/0! | #DIV/0! |  |  |  | 95.1 | #DIV/0! | #DIV/0! | #DIV/0! | #DIV/0! | #DIV/0! | #DIV/0! | #DIV/0! | #DIV/0! | #DIV/0! | #DIV/0! | #DIV/0! | #DIV/0! | #DIV/0! |  |  |  | 95.1 | #DIV/0! | #DIV/0! | #DIV/0! | #DIV/0! | #DIV/0! | #DIV/0! | #DIV/0! | #DIV/0! | #DIV/0! | #DIV/0! | #DIV/0! | #DIV/0! | #DIV/0! |  |  |  | 95.1 | #DIV/0! | #DIV/0! | #DIV/0! | #DIV/0! | #DIV/0! | #DIV/0! | #DIV/0! | #DIV/0! | #DIV/0! | #DIV/0! | #DIV/0! | #DIV/0! | #DIV/0!
[15 empty] | 95.2 | 90.8847 | -8.2712 | 3585.7727 | 3992.4833 | 3585.7727 | 3992.4833 | 32.3617 | 27.0242 | 1 | 1 | 3585.7727 | 3992.4833 |  |  |  |  | 95.2 | #DIV/0! | #DIV/0! | #DIV/0! | #DIV/0! | #DIV/0! | #DIV/0! | #DIV/0! | #DIV/0! | #DIV/0! | #DIV/0! | #DIV/0! | #DIV/0! | #DIV/0! |  |  |  | 95.2 | #DIV/0! | #DIV/0! | #DIV/0! | #DIV/0! | #DIV/0! | #DIV/0! | #DIV/0! | #DIV/0! | #DIV/0! | #DIV/0! | #DIV/0! | #DIV/0! | #DIV/0! |  |  |  | 95.2 | #DIV/0! | #DIV/0! | #DIV/0! | #DIV/0! | #DIV/0! | #DIV/0! | #DIV/0! | #DIV/0! | #DIV/0! | #DIV/0! | #DIV/0! | #DIV/0! | #DIV/0! |  |  |  | 95.2 | #DIV/0! | #DIV/0! | #DIV/0! | #DIV/0! | #DIV/0! | #DIV/0! | #DIV/0! | #DIV/0! | #DIV/0! | #DIV/0! | #DIV/0! | #DIV/0! | #DIV/0! |  |  |  | 95.2 | #DIV/0! | #DIV/0! | #DIV/0! | #DIV/0! | #DIV/0! | #DIV/0! | #DIV/0! | #DIV/0! | #DIV/0! | #DIV/0! | #DIV/0! | #DIV/0! | #DIV/0! |  |  |  | 95.2 | #DIV/0! | #DIV/0! | #DIV/0! | #DIV/0! | #DIV/0! | #DIV/0! | #DIV/0! | #DIV/0! | #DIV/0! | #DIV/0! | #DIV/0! | #DIV/0! | #DIV/0! |  |  |  | 95.2 | #DIV/0! | #DIV/0! | #DIV/0! | #DIV/0! | #DIV/0! | #DIV/0! | #DIV/0! | #DIV/0! | #DIV/0! | #DIV/0! | #DIV/0! | #DIV/0! | #DIV/0!
[15 empty] | 95.3 | 90.8701 | -8.4298 | 3587.1186 | 3991.1946 | 3587.1186 | 3991.1946 | 32.3687 | 27.0111 | 1 | 1 | 3587.1186 | 3991.1946 |  |  |  |  | 95.3 | #DIV/0! | #DIV/0! | #DIV/0! | #DIV/0! | #DIV/0! | #DIV/0! | #DIV/0! | #DIV/0! | #DIV/0! | #DIV/0! | #DIV/0! | #DIV/0! | #DIV/0! |  |  |  | 95.3 | #DIV/0! | #DIV/0! | #DIV/0! | #DIV/0! | #DIV/0! | #DIV/0! | #DIV/0! | #DIV/0! | #DIV/0! | #DIV/0! | #DIV/0! | #DIV/0! | #DIV/0! |  |  |  | 95.3 | #DIV/0! | #DIV/0! | #DIV/0! | #DIV/0! | #DIV/0! | #DIV/0! | #DIV/0! | #DIV/0! | #DIV/0! | #DIV/0! | #DIV/0! | #DIV/0! | #DIV/0! |  |  |  | 95.3 | #DIV/0! | #DIV/0! | #DIV/0! | #DIV/0! | #DIV/0! | #DIV/0! | #DIV/0! | #DIV/0! | #DIV/0! | #DIV/0! | #DIV/0! | #DIV/0! | #DIV/0! |  |  |  | 95.3 | #DIV/0! | #DIV/0! | #DIV/0! | #DIV/0! | #DIV/0! | #DIV/0! | #DIV/0! | #DIV/0! | #DIV/0! | #DIV/0! | #DIV/0! | #DIV/0! | #DIV/0! |  |  |  | 95.3 | #DIV/0! | #DIV/0! | #DIV/0! | #DIV/0! | #DIV/0! | #DIV/0! | #DIV/0! | #DIV/0! | #DIV/0! | #DIV/0! | #DIV/0! | #DIV/0! | #DIV/0! |  |  |  | 95.3 | #DIV/0! | #DIV/0! | #DIV/0! | #DIV/0! | #DIV/0! | #DIV/0! | #DIV/0! | #DIV/0! | #DIV/0! | #DIV/0! | #DIV/0! | #DIV/0! | #DIV/0!
[15 empty] | 95.4 | 90.8552 | -8.5883 | 3588.4649 | 3989.9066 | 3588.4649 | 3989.9066 | 32.3755 | 26.998 | 1 | 1 | 3588.4649 | 3989.9066 |  |  |  |  | 95.4 | #DIV/0! | #DIV/0! | #DIV/0! | #DIV/0! | #DIV/0! | #DIV/0! | #DIV/0! | #DIV/0! | #DIV/0! | #DIV/0! | #DIV/0! | #DIV/0! | #DIV/0! |  |  |  | 95.4 | #DIV/0! | #DIV/0! | #DIV/0! | #DIV/0! | #DIV/0! | #DIV/0! | #DIV/0! | #DIV/0! | #DIV/0! | #DIV/0! | #DIV/0! | #DIV/0! | #DIV/0! |  |  |  | 95.4 | #DIV/0! | #DIV/0! | #DIV/0! | #DIV/0! | #DIV/0! | #DIV/0! | #DIV/0! | #DIV/0! | #DIV/0! | #DIV/0! | #DIV/0! | #DIV/0! | #DIV/0! |  |  |  | 95.4 | #DIV/0! | #DIV/0! | #DIV/0! | #DIV/0! | #DIV/0! | #DIV/0! | #DIV/0! | #DIV/0! | #DIV/0! | #DIV/0! | #DIV/0! | #DIV/0! | #DIV/0! |  |  |  | 95.4 | #DIV/0! | #DIV/0! | #DIV/0! | #DIV/0! | #DIV/0! | #DIV/0! | #DIV/0! | #DIV/0! | #DIV/0! | #DIV/0! | #DIV/0! | #DIV/0! | #DIV/0! |  |  |  | 95.4 | #DIV/0! | #DIV/0! | #DIV/0! | #DIV/0! | #DIV/0! | #DIV/0! | #DIV/0! | #DIV/0! | #DIV/0! | #DIV/0! | #DIV/0! | #DIV/0! | #DIV/0! |  |  |  | 95.4 | #DIV/0! | #DIV/0! | #DIV/0! | #DIV/0! | #DIV/0! | #DIV/0! | #DIV/0! | #DIV/0! | #DIV/0! | #DIV/0! | #DIV/0! | #DIV/0! | #DIV/0!
[15 empty] | 95.5 | 90.8401 | -8.7469 | 3589.8115 | 3988.6194 | 3589.8115 | 3988.6194 | 32.3823 | 26.9848 | 1 | 1 | 3589.8115 | 3988.6194 |  |  |  |  | 95.5 | #DIV/0! | #DIV/0! | #DIV/0! | #DIV/0! | #DIV/0! | #DIV/0! | #DIV/0! | #DIV/0! | #DIV/0! | #DIV/0! | #DIV/0! | #DIV/0! | #DIV/0! |  |  |  | 95.5 | #DIV/0! | #DIV/0! | #DIV/0! | #DIV/0! | #DIV/0! | #DIV/0! | #DIV/0! | #DIV/0! | #DIV/0! | #DIV/0! | #DIV/0! | #DIV/0! | #DIV/0! |  |  |  | 95.5 | #DIV/0! | #DIV/0! | #DIV/0! | #DIV/0! | #DIV/0! | #DIV/0! | #DIV/0! | #DIV/0! | #DIV/0! | #DIV/0! | #DIV/0! | #DIV/0! | #DIV/0! |  |  |  | 95.5 | #DIV/0! | #DIV/0! | #DIV/0! | #DIV/0! | #DIV/0! | #DIV/0! | #DIV/0! | #DIV/0! | #DIV/0! | #DIV/0! | #DIV/0! | #DIV/0! | #DIV/0! |  |  |  | 95.5 | #DIV/0! | #DIV/0! | #DIV/0! | #DIV/0! | #DIV/0! | #DIV/0! | #DIV/0! | #DIV/0! | #DIV/0! | #DIV/0! | #DIV/0! | #DIV/0! | #DIV/0! |  |  |  | 95.5 | #DIV/0! | #DIV/0! | #DIV/0! | #DIV/0! | #DIV/0! | #DIV/0! | #DIV/0! | #DIV/0! | #DIV/0! | #DIV/0! | #DIV/0! | #DIV/0! | #DIV/0! |  |  |  | 95.5 | #DIV/0! | #DIV/0! | #DIV/0! | #DIV/0! | #DIV/0! | #DIV/0! | #DIV/0! | #DIV/0! | #DIV/0! | #DIV/0! | #DIV/0! | #DIV/0! | #DIV/0!
[15 empty] | 95.6 | 90.8247 | -8.9054 | 3591.1585 | 3987.3329 | 3591.1585 | 3987.3329 | 32.3889 | 26.9715 | 1 | 1 | 3591.1585 | 3987.3329 |  |  |  |  | 95.6 | #DIV/0! | #DIV/0! | #DIV/0! | #DIV/0! | #DIV/0! | #DIV/0! | #DIV/0! | #DIV/0! | #DIV/0! | #DIV/0! | #DIV/0! | #DIV/0! | #DIV/0! |  |  |  | 95.6 | #DIV/0! | #DIV/0! | #DIV/0! | #DIV/0! | #DIV/0! | #DIV/0! | #DIV/0! | #DIV/0! | #DIV/0! | #DIV/0! | #DIV/0! | #DIV/0! | #DIV/0! |  |  |  | 95.6 | #DIV/0! | #DIV/0! | #DIV/0! | #DIV/0! | #DIV/0! | #DIV/0! | #DIV/0! | #DIV/0! | #DIV/0! | #DIV/0! | #DIV/0! | #DIV/0! | #DIV/0! |  |  |  | 95.6 | #DIV/0! | #DIV/0! | #DIV/0! | #DIV/0! | #DIV/0! | #DIV/0! | #DIV/0! | #DIV/0! | #DIV/0! | #DIV/0! | #DIV/0! | #DIV/0! | #DIV/0! |  |  |  | 95.6 | #DIV/0! | #DIV/0! | #DIV/0! | #DIV/0! | #DIV/0! | #DIV/0! | #DIV/0! | #DIV/0! | #DIV/0! | #DIV/0! | #DIV/0! | #DIV/0! | #DIV/0! |  |  |  | 95.6 | #DIV/0! | #DIV/0! | #DIV/0! | #DIV/0! | #DIV/0! | #DIV/0! | #DIV/0! | #DIV/0! | #DIV/0! | #DIV/0! | #DIV/0! | #DIV/0! | #DIV/0! |  |  |  | 95.6 | #DIV/0! | #DIV/0! | #DIV/0! | #DIV/0! | #DIV/0! | #DIV/0! | #DIV/0! | #DIV/0! | #DIV/0! | #DIV/0! | #DIV/0! | #DIV/0! | #DIV/0!
[15 empty] | 95.7 | 90.809 | -9.0639 | 3592.5058 | 3986.0471 | 3592.5058 | 3986.0471 | 32.3955 | 26.9582 | 1 | 1 | 3592.5058 | 3986.0471 |  |  |  |  | 95.7 | #DIV/0! | #DIV/0! | #DIV/0! | #DIV/0! | #DIV/0! | #DIV/0! | #DIV/0! | #DIV/0! | #DIV/0! | #DIV/0! | #DIV/0! | #DIV/0! | #DIV/0! |  |  |  | 95.7 | #DIV/0! | #DIV/0! | #DIV/0! | #DIV/0! | #DIV/0! | #DIV/0! | #DIV/0! | #DIV/0! | #DIV/0! | #DIV/0! | #DIV/0! | #DIV/0! | #DIV/0! |  |  |  | 95.7 | #DIV/0! | #DIV/0! | #DIV/0! | #DIV/0! | #DIV/0! | #DIV/0! | #DIV/0! | #DIV/0! | #DIV/0! | #DIV/0! | #DIV/0! | #DIV/0! | #DIV/0! |  |  |  | 95.7 | #DIV/0! | #DIV/0! | #DIV/0! | #DIV/0! | #DIV/0! | #DIV/0! | #DIV/0! | #DIV/0! | #DIV/0! | #DIV/0! | #DIV/0! | #DIV/0! | #DIV/0! |  |  |  | 95.7 | #DIV/0! | #DIV/0! | #DIV/0! | #DIV/0! | #DIV/0! | #DIV/0! | #DIV/0! | #DIV/0! | #DIV/0! | #DIV/0! | #DIV/0! | #DIV/0! | #DIV/0! |  |  |  | 95.7 | #DIV/0! | #DIV/0! | #DIV/0! | #DIV/0! | #DIV/0! | #DIV/0! | #DIV/0! | #DIV/0! | #DIV/0! | #DIV/0! | #DIV/0! | #DIV/0! | #DIV/0! |  |  |  | 95.7 | #DIV/0! | #DIV/0! | #DIV/0! | #DIV/0! | #DIV/0! | #DIV/0! | #DIV/0! | #DIV/0! | #DIV/0! | #DIV/0! | #DIV/0! | #DIV/0! | #DIV/0!
[15 empty] | 95.8 | 90.7931 | -9.2224 | 3593.8535 | 3984.7621 | 3593.8535 | 3984.7621 | 32.4019 | 26.9448 | 1 | 1 | 3593.8535 | 3984.7621 |  |  |  |  | 95.8 | #DIV/0! | #DIV/0! | #DIV/0! | #DIV/0! | #DIV/0! | #DIV/0! | #DIV/0! | #DIV/0! | #DIV/0! | #DIV/0! | #DIV/0! | #DIV/0! | #DIV/0! |  |  |  | 95.8 | #DIV/0! | #DIV/0! | #DIV/0! | #DIV/0! | #DIV/0! | #DIV/0! | #DIV/0! | #DIV/0! | #DIV/0! | #DIV/0! | #DIV/0! | #DIV/0! | #DIV/0! |  |  |  | 95.8 | #DIV/0! | #DIV/0! | #DIV/0! | #DIV/0! | #DIV/0! | #DIV/0! | #DIV/0! | #DIV/0! | #DIV/0! | #DIV/0! | #DIV/0! | #DIV/0! | #DIV/0! |  |  |  | 95.8 | #DIV/0! | #DIV/0! | #DIV/0! | #DIV/0! | #DIV/0! | #DIV/0! | #DIV/0! | #DIV/0! | #DIV/0! | #DIV/0! | #DIV/0! | #DIV/0! | #DIV/0! |  |  |  | 95.8 | #DIV/0! | #DIV/0! | #DIV/0! | #DIV/0! | #DIV/0! | #DIV/0! | #DIV/0! | #DIV/0! | #DIV/0! | #DIV/0! | #DIV/0! | #DIV/0! | #DIV/0! |  |  |  | 95.8 | #DIV/0! | #DIV/0! | #DIV/0! | #DIV/0! | #DIV/0! | #DIV/0! | #DIV/0! | #DIV/0! | #DIV/0! | #DIV/0! | #DIV/0! | #DIV/0! | #DIV/0! |  |  |  | 95.8 | #DIV/0! | #DIV/0! | #DIV/0! | #DIV/0! | #DIV/0! | #DIV/0! | #DIV/0! | #DIV/0! | #DIV/0! | #DIV/0! | #DIV/0! | #DIV/0! | #DIV/0!
[15 empty] | 95.9 | 90.7768 | -9.3809 | 3595.2015 | 3983.4777 | 3595.2015 | 3983.4777 | 32.4083 | 26.9313 | 1 | 1 | 3595.2015 | 3983.4777 |  |  |  |  | 95.9 | #DIV/0! | #DIV/0! | #DIV/0! | #DIV/0! | #DIV/0! | #DIV/0! | #DIV/0! | #DIV/0! | #DIV/0! | #DIV/0! | #DIV/0! | #DIV/0! | #DIV/0! |  |  |  | 95.9 | #DIV/0! | #DIV/0! | #DIV/0! | #DIV/0! | #DIV/0! | #DIV/0! | #DIV/0! | #DIV/0! | #DIV/0! | #DIV/0! | #DIV/0! | #DIV/0! | #DIV/0! |  |  |  | 95.9 | #DIV/0! | #DIV/0! | #DIV/0! | #DIV/0! | #DIV/0! | #DIV/0! | #DIV/0! | #DIV/0! | #DIV/0! | #DIV/0! | #DIV/0! | #DIV/0! | #DIV/0! |  |  |  | 95.9 | #DIV/0! | #DIV/0! | #DIV/0! | #DIV/0! | #DIV/0! | #DIV/0! | #DIV/0! | #DIV/0! | #DIV/0! | #DIV/0! | #DIV/0! | #DIV/0! | #DIV/0! |  |  |  | 95.9 | #DIV/0! | #DIV/0! | #DIV/0! | #DIV/0! | #DIV/0! | #DIV/0! | #DIV/0! | #DIV/0! | #DIV/0! | #DIV/0! | #DIV/0! | #DIV/0! | #DIV/0! |  |  |  | 95.9 | #DIV/0! | #DIV/0! | #DIV/0! | #DIV/0! | #DIV/0! | #DIV/0! | #DIV/0! | #DIV/0! | #DIV/0! | #DIV/0! | #DIV/0! | #DIV/0! | #DIV/0! |  |  |  | 95.9 | #DIV/0! | #DIV/0! | #DIV/0! | #DIV/0! | #DIV/0! | #DIV/0! | #DIV/0! | #DIV/0! | #DIV/0! | #DIV/0! | #DIV/0! | #DIV/0! | #DIV/0!
[15 empty] | 96 | 90.7603 | -9.5393 | 3596.5499 | 3982.1941 | 3596.5499 | 3982.1941 | 32.4146 | 26.9177 | 1 | 1 | 3596.5499 | 3982.1941 |  |  |  |  | 96 | #DIV/0! | #DIV/0! | #DIV/0! | #DIV/0! | #DIV/0! | #DIV/0! | #DIV/0! | #DIV/0! | #DIV/0! | #DIV/0! | #DIV/0! | #DIV/0! | #DIV/0! |  |  |  | 96 | #DIV/0! | #DIV/0! | #DIV/0! | #DIV/0! | #DIV/0! | #DIV/0! | #DIV/0! | #DIV/0! | #DIV/0! | #DIV/0! | #DIV/0! | #DIV/0! | #DIV/0! |  |  |  | 96 | #DIV/0! | #DIV/0! | #DIV/0! | #DIV/0! | #DIV/0! | #DIV/0! | #DIV/0! | #DIV/0! | #DIV/0! | #DIV/0! | #DIV/0! | #DIV/0! | #DIV/0! |  |  |  | 96 | #DIV/0! | #DIV/0! | #DIV/0! | #DIV/0! | #DIV/0! | #DIV/0! | #DIV/0! | #DIV/0! | #DIV/0! | #DIV/0! | #DIV/0! | #DIV/0! | #DIV/0! |  |  |  | 96 | #DIV/0! | #DIV/0! | #DIV/0! | #DIV/0! | #DIV/0! | #DIV/0! | #DIV/0! | #DIV/0! | #DIV/0! | #DIV/0! | #DIV/0! | #DIV/0! | #DIV/0! |  |  |  | 96 | #DIV/0! | #DIV/0! | #DIV/0! | #DIV/0! | #DIV/0! | #DIV/0! | #DIV/0! | #DIV/0! | #DIV/0! | #DIV/0! | #DIV/0! | #DIV/0! | #DIV/0! |  |  |  | 96 | #DIV/0! | #DIV/0! | #DIV/0! | #DIV/0! | #DIV/0! | #DIV/0! | #DIV/0! | #DIV/0! | #DIV/0! | #DIV/0! | #DIV/0! | #DIV/0! | #DIV/0!
[15 empty] | 96.1 | 90.7435 | -9.6977 | 3597.8986 | 3980.9113 | 3597.8986 | 3980.9113 | 32.4207 | 26.904 | 1 | 1 | 3597.8986 | 3980.9113 |  |  |  |  | 96.1 | #DIV/0! | #DIV/0! | #DIV/0! | #DIV/0! | #DIV/0! | #DIV/0! | #DIV/0! | #DIV/0! | #DIV/0! | #DIV/0! | #DIV/0! | #DIV/0! | #DIV/0! |  |  |  | 96.1 | #DIV/0! | #DIV/0! | #DIV/0! | #DIV/0! | #DIV/0! | #DIV/0! | #DIV/0! | #DIV/0! | #DIV/0! | #DIV/0! | #DIV/0! | #DIV/0! | #DIV/0! |  |  |  | 96.1 | #DIV/0! | #DIV/0! | #DIV/0! | #DIV/0! | #DIV/0! | #DIV/0! | #DIV/0! | #DIV/0! | #DIV/0! | #DIV/0! | #DIV/0! | #DIV/0! | #DIV/0! |  |  |  | 96.1 | #DIV/0! | #DIV/0! | #DIV/0! | #DIV/0! | #DIV/0! | #DIV/0! | #DIV/0! | #DIV/0! | #DIV/0! | #DIV/0! | #DIV/0! | #DIV/0! | #DIV/0! |  |  |  | 96.1 | #DIV/0! | #DIV/0! | #DIV/0! | #DIV/0! | #DIV/0! | #DIV/0! | #DIV/0! | #DIV/0! | #DIV/0! | #DIV/0! | #DIV/0! | #DIV/0! | #DIV/0! |  |  |  | 96.1 | #DIV/0! | #DIV/0! | #DIV/0! | #DIV/0! | #DIV/0! | #DIV/0! | #DIV/0! | #DIV/0! | #DIV/0! | #DIV/0! | #DIV/0! | #DIV/0! | #DIV/0! |  |  |  | 96.1 | #DIV/0! | #DIV/0! | #DIV/0! | #DIV/0! | #DIV/0! | #DIV/0! | #DIV/0! | #DIV/0! | #DIV/0! | #DIV/0! | #DIV/0! | #DIV/0! | #DIV/0!
[15 empty] | 96.2 | 90.7265 | -9.856 | 3599.2476 | 3979.6292 | 3599.2476 | 3979.6292 | 32.4268 | 26.8903 | 1 | 1 | 3599.2476 | 3979.6292 |  |  |  |  | 96.2 | #DIV/0! | #DIV/0! | #DIV/0! | #DIV/0! | #DIV/0! | #DIV/0! | #DIV/0! | #DIV/0! | #DIV/0! | #DIV/0! | #DIV/0! | #DIV/0! | #DIV/0! |  |  |  | 96.2 | #DIV/0! | #DIV/0! | #DIV/0! | #DIV/0! | #DIV/0! | #DIV/0! | #DIV/0! | #DIV/0! | #DIV/0! | #DIV/0! | #DIV/0! | #DIV/0! | #DIV/0! |  |  |  | 96.2 | #DIV/0! | #DIV/0! | #DIV/0! | #DIV/0! | #DIV/0! | #DIV/0! | #DIV/0! | #DIV/0! | #DIV/0! | #DIV/0! | #DIV/0! | #DIV/0! | #DIV/0! |  |  |  | 96.2 | #DIV/0! | #DIV/0! | #DIV/0! | #DIV/0! | #DIV/0! | #DIV/0! | #DIV/0! | #DIV/0! | #DIV/0! | #DIV/0! | #DIV/0! | #DIV/0! | #DIV/0! |  |  |  | 96.2 | #DIV/0! | #DIV/0! | #DIV/0! | #DIV/0! | #DIV/0! | #DIV/0! | #DIV/0! | #DIV/0! | #DIV/0! | #DIV/0! | #DIV/0! | #DIV/0! | #DIV/0! |  |  |  | 96.2 | #DIV/0! | #DIV/0! | #DIV/0! | #DIV/0! | #DIV/0! | #DIV/0! | #DIV/0! | #DIV/0! | #DIV/0! | #DIV/0! | #DIV/0! | #DIV/0! | #DIV/0! |  |  |  | 96.2 | #DIV/0! | #DIV/0! | #DIV/0! | #DIV/0! | #DIV/0! | #DIV/0! | #DIV/0! | #DIV/0! | #DIV/0! | #DIV/0! | #DIV/0! | #DIV/0! | #DIV/0!
[15 empty] | 96.3 | 90.7091 | -10.0144 | 3600.5969 | 3978.3478 | 3600.5969 | 3978.3478 | 32.4327 | 26.8765 | 1 | 1 | 3600.5969 | 3978.3478 |  |  |  |  | 96.3 | #DIV/0! | #DIV/0! | #DIV/0! | #DIV/0! | #DIV/0! | #DIV/0! | #DIV/0! | #DIV/0! | #DIV/0! | #DIV/0! | #DIV/0! | #DIV/0! | #DIV/0! |  |  |  | 96.3 | #DIV/0! | #DIV/0! | #DIV/0! | #DIV/0! | #DIV/0! | #DIV/0! | #DIV/0! | #DIV/0! | #DIV/0! | #DIV/0! | #DIV/0! | #DIV/0! | #DIV/0! |  |  |  | 96.3 | #DIV/0! | #DIV/0! | #DIV/0! | #DIV/0! | #DIV/0! | #DIV/0! | #DIV/0! | #DIV/0! | #DIV/0! | #DIV/0! | #DIV/0! | #DIV/0! | #DIV/0! |  |  |  | 96.3 | #DIV/0! | #DIV/0! | #DIV/0! | #DIV/0! | #DIV/0! | #DIV/0! | #DIV/0! | #DIV/0! | #DIV/0! | #DIV/0! | #DIV/0! | #DIV/0! | #DIV/0! |  |  |  | 96.3 | #DIV/0! | #DIV/0! | #DIV/0! | #DIV/0! | #DIV/0! | #DIV/0! | #DIV/0! | #DIV/0! | #DIV/0! | #DIV/0! | #DIV/0! | #DIV/0! | #DIV/0! |  |  |  | 96.3 | #DIV/0! | #DIV/0! | #DIV/0! | #DIV/0! | #DIV/0! | #DIV/0! | #DIV/0! | #DIV/0! | #DIV/0! | #DIV/0! | #DIV/0! | #DIV/0! | #DIV/0! |  |  |  | 96.3 | #DIV/0! | #DIV/0! | #DIV/0! | #DIV/0! | #DIV/0! | #DIV/0! | #DIV/0! | #DIV/0! | #DIV/0! | #DIV/0! | #DIV/0! | #DIV/0! | #DIV/0!
[15 empty] | 96.4 | 90.6915 | -10.1727 | 3601.9466 | 3977.0672 | 3601.9466 | 3977.0672 | 32.4386 | 26.8626 | 1 | 1 | 3601.9466 | 3977.0672 |  |  |  |  | 96.4 | #DIV/0! | #DIV/0! | #DIV/0! | #DIV/0! | #DIV/0! | #DIV/0! | #DIV/0! | #DIV/0! | #DIV/0! | #DIV/0! | #DIV/0! | #DIV/0! | #DIV/0! |  |  |  | 96.4 | #DIV/0! | #DIV/0! | #DIV/0! | #DIV/0! | #DIV/0! | #DIV/0! | #DIV/0! | #DIV/0! | #DIV/0! | #DIV/0! | #DIV/0! | #DIV/0! | #DIV/0! |  |  |  | 96.4 | #DIV/0! | #DIV/0! | #DIV/0! | #DIV/0! | #DIV/0! | #DIV/0! | #DIV/0! | #DIV/0! | #DIV/0! | #DIV/0! | #DIV/0! | #DIV/0! | #DIV/0! |  |  |  | 96.4 | #DIV/0! | #DIV/0! | #DIV/0! | #DIV/0! | #DIV/0! | #DIV/0! | #DIV/0! | #DIV/0! | #DIV/0! | #DIV/0! | #DIV/0! | #DIV/0! | #DIV/0! |  |  |  | 96.4 | #DIV/0! | #DIV/0! | #DIV/0! | #DIV/0! | #DIV/0! | #DIV/0! | #DIV/0! | #DIV/0! | #DIV/0! | #DIV/0! | #DIV/0! | #DIV/0! | #DIV/0! |  |  |  | 96.4 | #DIV/0! | #DIV/0! | #DIV/0! | #DIV/0! | #DIV/0! | #DIV/0! | #DIV/0! | #DIV/0! | #DIV/0! | #DIV/0! | #DIV/0! | #DIV/0! | #DIV/0! |  |  |  | 96.4 | #DIV/0! | #DIV/0! | #DIV/0! | #DIV/0! | #DIV/0! | #DIV/0! | #DIV/0! | #DIV/0! | #DIV/0! | #DIV/0! | #DIV/0! | #DIV/0! | #DIV/0!
[15 empty] | 96.5 | 90.6736 | -10.331 | 3603.2966 | 3975.7873 | 3603.2966 | 3975.7873 | 32.4443 | 26.8487 | 1 | 1 | 3603.2966 | 3975.7873 |  |  |  |  | 96.5 | #DIV/0! | #DIV/0! | #DIV/0! | #DIV/0! | #DIV/0! | #DIV/0! | #DIV/0! | #DIV/0! | #DIV/0! | #DIV/0! | #DIV/0! | #DIV/0! | #DIV/0! |  |  |  | 96.5 | #DIV/0! | #DIV/0! | #DIV/0! | #DIV/0! | #DIV/0! | #DIV/0! | #DIV/0! | #DIV/0! | #DIV/0! | #DIV/0! | #DIV/0! | #DIV/0! | #DIV/0! |  |  |  | 96.5 | #DIV/0! | #DIV/0! | #DIV/0! | #DIV/0! | #DIV/0! | #DIV/0! | #DIV/0! | #DIV/0! | #DIV/0! | #DIV/0! | #DIV/0! | #DIV/0! | #DIV/0! |  |  |  | 96.5 | #DIV/0! | #DIV/0! | #DIV/0! | #DIV/0! | #DIV/0! | #DIV/0! | #DIV/0! | #DIV/0! | #DIV/0! | #DIV/0! | #DIV/0! | #DIV/0! | #DIV/0! |  |  |  | 96.5 | #DIV/0! | #DIV/0! | #DIV/0! | #DIV/0! | #DIV/0! | #DIV/0! | #DIV/0! | #DIV/0! | #DIV/0! | #DIV/0! | #DIV/0! | #DIV/0! | #DIV/0! |  |  |  | 96.5 | #DIV/0! | #DIV/0! | #DIV/0! | #DIV/0! | #DIV/0! | #DIV/0! | #DIV/0! | #DIV/0! | #DIV/0! | #DIV/0! | #DIV/0! | #DIV/0! | #DIV/0! |  |  |  | 96.5 | #DIV/0! | #DIV/0! | #DIV/0! | #DIV/0! | #DIV/0! | #DIV/0! | #DIV/0! | #DIV/0! | #DIV/0! | #DIV/0! | #DIV/0! | #DIV/0! | #DIV/0!
[15 empty] | 96.6 | 90.6555 | -10.4892 | 3604.6469 | 3974.5082 | 3604.6469 | 3974.5082 | 32.45 | 26.8347 | 1 | 1 | 3604.6469 | 3974.5082 |  |  |  |  | 96.6 | #DIV/0! | #DIV/0! | #DIV/0! | #DIV/0! | #DIV/0! | #DIV/0! | #DIV/0! | #DIV/0! | #DIV/0! | #DIV/0! | #DIV/0! | #DIV/0! | #DIV/0! |  |  |  | 96.6 | #DIV/0! | #DIV/0! | #DIV/0! | #DIV/0! | #DIV/0! | #DIV/0! | #DIV/0! | #DIV/0! | #DIV/0! | #DIV/0! | #DIV/0! | #DIV/0! | #DIV/0! |  |  |  | 96.6 | #DIV/0! | #DIV/0! | #DIV/0! | #DIV/0! | #DIV/0! | #DIV/0! | #DIV/0! | #DIV/0! | #DIV/0! | #DIV/0! | #DIV/0! | #DIV/0! | #DIV/0! |  |  |  | 96.6 | #DIV/0! | #DIV/0! | #DIV/0! | #DIV/0! | #DIV/0! | #DIV/0! | #DIV/0! | #DIV/0! | #DIV/0! | #DIV/0! | #DIV/0! | #DIV/0! | #DIV/0! |  |  |  | 96.6 | #DIV/0! | #DIV/0! | #DIV/0! | #DIV/0! | #DIV/0! | #DIV/0! | #DIV/0! | #DIV/0! | #DIV/0! | #DIV/0! | #DIV/0! | #DIV/0! | #DIV/0! |  |  |  | 96.6 | #DIV/0! | #DIV/0! | #DIV/0! | #DIV/0! | #DIV/0! | #DIV/0! | #DIV/0! | #DIV/0! | #DIV/0! | #DIV/0! | #DIV/0! | #DIV/0! | #DIV/0! |  |  |  | 96.6 | #DIV/0! | #DIV/0! | #DIV/0! | #DIV/0! | #DIV/0! | #DIV/0! | #DIV/0! | #DIV/0! | #DIV/0! | #DIV/0! | #DIV/0! | #DIV/0! | #DIV/0!
[15 empty] | 96.7 | 90.637 | -10.6474 | 3605.9975 | 3973.2298 | 3605.9975 | 3973.2298 | 32.4555 | 26.8206 | 1 | 1 | 3605.9975 | 3973.2298 |  |  |  |  | 96.7 | #DIV/0! | #DIV/0! | #DIV/0! | #DIV/0! | #DIV/0! | #DIV/0! | #DIV/0! | #DIV/0! | #DIV/0! | #DIV/0! | #DIV/0! | #DIV/0! | #DIV/0! |  |  |  | 96.7 | #DIV/0! | #DIV/0! | #DIV/0! | #DIV/0! | #DIV/0! | #DIV/0! | #DIV/0! | #DIV/0! | #DIV/0! | #DIV/0! | #DIV/0! | #DIV/0! | #DIV/0! |  |  |  | 96.7 | #DIV/0! | #DIV/0! | #DIV/0! | #DIV/0! | #DIV/0! | #DIV/0! | #DIV/0! | #DIV/0! | #DIV/0! | #DIV/0! | #DIV/0! | #DIV/0! | #DIV/0! |  |  |  | 96.7 | #DIV/0! | #DIV/0! | #DIV/0! | #DIV/0! | #DIV/0! | #DIV/0! | #DIV/0! | #DIV/0! | #DIV/0! | #DIV/0! | #DIV/0! | #DIV/0! | #DIV/0! |  |  |  | 96.7 | #DIV/0! | #DIV/0! | #DIV/0! | #DIV/0! | #DIV/0! | #DIV/0! | #DIV/0! | #DIV/0! | #DIV/0! | #DIV/0! | #DIV/0! | #DIV/0! | #DIV/0! |  |  |  | 96.7 | #DIV/0! | #DIV/0! | #DIV/0! | #DIV/0! | #DIV/0! | #DIV/0! | #DIV/0! | #DIV/0! | #DIV/0! | #DIV/0! | #DIV/0! | #DIV/0! | #DIV/0! |  |  |  | 96.7 | #DIV/0! | #DIV/0! | #DIV/0! | #DIV/0! | #DIV/0! | #DIV/0! | #DIV/0! | #DIV/0! | #DIV/0! | #DIV/0! | #DIV/0! | #DIV/0! | #DIV/0!
[15 empty] | 96.8 | 90.6183 | -10.8056 | 3607.3484 | 3971.9523 | 3607.3484 | 3971.9523 | 32.461 | 26.8064 | 1 | 1 | 3607.3484 | 3971.9523 |  |  |  |  | 96.8 | #DIV/0! | #DIV/0! | #DIV/0! | #DIV/0! | #DIV/0! | #DIV/0! | #DIV/0! | #DIV/0! | #DIV/0! | #DIV/0! | #DIV/0! | #DIV/0! | #DIV/0! |  |  |  | 96.8 | #DIV/0! | #DIV/0! | #DIV/0! | #DIV/0! | #DIV/0! | #DIV/0! | #DIV/0! | #DIV/0! | #DIV/0! | #DIV/0! | #DIV/0! | #DIV/0! | #DIV/0! |  |  |  | 96.8 | #DIV/0! | #DIV/0! | #DIV/0! | #DIV/0! | #DIV/0! | #DIV/0! | #DIV/0! | #DIV/0! | #DIV/0! | #DIV/0! | #DIV/0! | #DIV/0! | #DIV/0! |  |  |  | 96.8 | #DIV/0! | #DIV/0! | #DIV/0! | #DIV/0! | #DIV/0! | #DIV/0! | #DIV/0! | #DIV/0! | #DIV/0! | #DIV/0! | #DIV/0! | #DIV/0! | #DIV/0! |  |  |  | 96.8 | #DIV/0! | #DIV/0! | #DIV/0! | #DIV/0! | #DIV/0! | #DIV/0! | #DIV/0! | #DIV/0! | #DIV/0! | #DIV/0! | #DIV/0! | #DIV/0! | #DIV/0! |  |  |  | 96.8 | #DIV/0! | #DIV/0! | #DIV/0! | #DIV/0! | #DIV/0! | #DIV/0! | #DIV/0! | #DIV/0! | #DIV/0! | #DIV/0! | #DIV/0! | #DIV/0! | #DIV/0! |  |  |  | 96.8 | #DIV/0! | #DIV/0! | #DIV/0! | #DIV/0! | #DIV/0! | #DIV/0! | #DIV/0! | #DIV/0! | #DIV/0! | #DIV/0! | #DIV/0! | #DIV/0! | #DIV/0!
[15 empty] | 96.9 | 90.5993 | -10.9637 | 3608.6996 | 3970.6754 | 3608.6996 | 3970.6754 | 32.4663 | 26.7922 | 1 | 1 | 3608.6996 | 3970.6754 |  |  |  |  | 96.9 | #DIV/0! | #DIV/0! | #DIV/0! | #DIV/0! | #DIV/0! | #DIV/0! | #DIV/0! | #DIV/0! | #DIV/0! | #DIV/0! | #DIV/0! | #DIV/0! | #DIV/0! |  |  |  | 96.9 | #DIV/0! | #DIV/0! | #DIV/0! | #DIV/0! | #DIV/0! | #DIV/0! | #DIV/0! | #DIV/0! | #DIV/0! | #DIV/0! | #DIV/0! | #DIV/0! | #DIV/0! |  |  |  | 96.9 | #DIV/0! | #DIV/0! | #DIV/0! | #DIV/0! | #DIV/0! | #DIV/0! | #DIV/0! | #DIV/0! | #DIV/0! | #DIV/0! | #DIV/0! | #DIV/0! | #DIV/0! |  |  |  | 96.9 | #DIV/0! | #DIV/0! | #DIV/0! | #DIV/0! | #DIV/0! | #DIV/0! | #DIV/0! | #DIV/0! | #DIV/0! | #DIV/0! | #DIV/0! | #DIV/0! | #DIV/0! |  |  |  | 96.9 | #DIV/0! | #DIV/0! | #DIV/0! | #DIV/0! | #DIV/0! | #DIV/0! | #DIV/0! | #DIV/0! | #DIV/0! | #DIV/0! | #DIV/0! | #DIV/0! | #DIV/0! |  |  |  | 96.9 | #DIV/0! | #DIV/0! | #DIV/0! | #DIV/0! | #DIV/0! | #DIV/0! | #DIV/0! | #DIV/0! | #DIV/0! | #DIV/0! | #DIV/0! | #DIV/0! | #DIV/0! |  |  |  | 96.9 | #DIV/0! | #DIV/0! | #DIV/0! | #DIV/0! | #DIV/0! | #DIV/0! | #DIV/0! | #DIV/0! | #DIV/0! | #DIV/0! | #DIV/0! | #DIV/0! | #DIV/0!
[15 empty] | 97 | 90.58 | -11.1218 | 3610.051 | 3969.3994 | 3610.051 | 3969.3994 | 32.4716 | 26.7779 | 1 | 1 | 3610.051 | 3969.3994 |  |  |  |  | 97 | #DIV/0! | #DIV/0! | #DIV/0! | #DIV/0! | #DIV/0! | #DIV/0! | #DIV/0! | #DIV/0! | #DIV/0! | #DIV/0! | #DIV/0! | #DIV/0! | #DIV/0! |  |  |  | 97 | #DIV/0! | #DIV/0! | #DIV/0! | #DIV/0! | #DIV/0! | #DIV/0! | #DIV/0! | #DIV/0! | #DIV/0! | #DIV/0! | #DIV/0! | #DIV/0! | #DIV/0! |  |  |  | 97 | #DIV/0! | #DIV/0! | #DIV/0! | #DIV/0! | #DIV/0! | #DIV/0! | #DIV/0! | #DIV/0! | #DIV/0! | #DIV/0! | #DIV/0! | #DIV/0! | #DIV/0! |  |  |  | 97 | #DIV/0! | #DIV/0! | #DIV/0! | #DIV/0! | #DIV/0! | #DIV/0! | #DIV/0! | #DIV/0! | #DIV/0! | #DIV/0! | #DIV/0! | #DIV/0! | #DIV/0! |  |  |  | 97 | #DIV/0! | #DIV/0! | #DIV/0! | #DIV/0! | #DIV/0! | #DIV/0! | #DIV/0! | #DIV/0! | #DIV/0! | #DIV/0! | #DIV/0! | #DIV/0! | #DIV/0! |  |  |  | 97 | #DIV/0! | #DIV/0! | #DIV/0! | #DIV/0! | #DIV/0! | #DIV/0! | #DIV/0! | #DIV/0! | #DIV/0! | #DIV/0! | #DIV/0! | #DIV/0! | #DIV/0! |  |  |  | 97 | #DIV/0! | #DIV/0! | #DIV/0! | #DIV/0! | #DIV/0! | #DIV/0! | #DIV/0! | #DIV/0! | #DIV/0! | #DIV/0! | #DIV/0! | #DIV/0! | #DIV/0!
[15 empty] | 97.1 | 90.5605 | -11.2799 | 3611.4028 | 3968.1241 | 3611.4028 | 3968.1241 | 32.4767 | 26.7635 | 1 | 1 | 3611.4028 | 3968.1241 |  |  |  |  | 97.1 | #DIV/0! | #DIV/0! | #DIV/0! | #DIV/0! | #DIV/0! | #DIV/0! | #DIV/0! | #DIV/0! | #DIV/0! | #DIV/0! | #DIV/0! | #DIV/0! | #DIV/0! |  |  |  | 97.1 | #DIV/0! | #DIV/0! | #DIV/0! | #DIV/0! | #DIV/0! | #DIV/0! | #DIV/0! | #DIV/0! | #DIV/0! | #DIV/0! | #DIV/0! | #DIV/0! | #DIV/0! |  |  |  | 97.1 | #DIV/0! | #DIV/0! | #DIV/0! | #DIV/0! | #DIV/0! | #DIV/0! | #DIV/0! | #DIV/0! | #DIV/0! | #DIV/0! | #DIV/0! | #DIV/0! | #DIV/0! |  |  |  | 97.1 | #DIV/0! | #DIV/0! | #DIV/0! | #DIV/0! | #DIV/0! | #DIV/0! | #DIV/0! | #DIV/0! | #DIV/0! | #DIV/0! | #DIV/0! | #DIV/0! | #DIV/0! |  |  |  | 97.1 | #DIV/0! | #DIV/0! | #DIV/0! | #DIV/0! | #DIV/0! | #DIV/0! | #DIV/0! | #DIV/0! | #DIV/0! | #DIV/0! | #DIV/0! | #DIV/0! | #DIV/0! |  |  |  | 97.1 | #DIV/0! | #DIV/0! | #DIV/0! | #DIV/0! | #DIV/0! | #DIV/0! | #DIV/0! | #DIV/0! | #DIV/0! | #DIV/0! | #DIV/0! | #DIV/0! | #DIV/0! |  |  |  | 97.1 | #DIV/0! | #DIV/0! | #DIV/0! | #DIV/0! | #DIV/0! | #DIV/0! | #DIV/0! | #DIV/0! | #DIV/0! | #DIV/0! | #DIV/0! | #DIV/0! | #DIV/0!
[15 empty] | 97.2 | 90.5406 | -11.4379 | 3612.7549 | 3966.8496 | 3612.7549 | 3966.8496 | 32.4818 | 26.7491 | 1 | 1 | 3612.7549 | 3966.8496 |  |  |  |  | 97.2 | #DIV/0! | #DIV/0! | #DIV/0! | #DIV/0! | #DIV/0! | #DIV/0! | #DIV/0! | #DIV/0! | #DIV/0! | #DIV/0! | #DIV/0! | #DIV/0! | #DIV/0! |  |  |  | 97.2 | #DIV/0! | #DIV/0! | #DIV/0! | #DIV/0! | #DIV/0! | #DIV/0! | #DIV/0! | #DIV/0! | #DIV/0! | #DIV/0! | #DIV/0! | #DIV/0! | #DIV/0! |  |  |  | 97.2 | #DIV/0! | #DIV/0! | #DIV/0! | #DIV/0! | #DIV/0! | #DIV/0! | #DIV/0! | #DIV/0! | #DIV/0! | #DIV/0! | #DIV/0! | #DIV/0! | #DIV/0! |  |  |  | 97.2 | #DIV/0! | #DIV/0! | #DIV/0! | #DIV/0! | #DIV/0! | #DIV/0! | #DIV/0! | #DIV/0! | #DIV/0! | #DIV/0! | #DIV/0! | #DIV/0! | #DIV/0! |  |  |  | 97.2 | #DIV/0! | #DIV/0! | #DIV/0! | #DIV/0! | #DIV/0! | #DIV/0! | #DIV/0! | #DIV/0! | #DIV/0! | #DIV/0! | #DIV/0! | #DIV/0! | #DIV/0! |  |  |  | 97.2 | #DIV/0! | #DIV/0! | #DIV/0! | #DIV/0! | #DIV/0! | #DIV/0! | #DIV/0! | #DIV/0! | #DIV/0! | #DIV/0! | #DIV/0! | #DIV/0! | #DIV/0! |  |  |  | 97.2 | #DIV/0! | #DIV/0! | #DIV/0! | #DIV/0! | #DIV/0! | #DIV/0! | #DIV/0! | #DIV/0! | #DIV/0! | #DIV/0! | #DIV/0! | #DIV/0! | #DIV/0!
[15 empty] | 97.3 | 90.5205 | -11.5959 | 3614.1072 | 3965.5759 | 3614.1072 | 3965.5759 | 32.4867 | 26.7345 | 1 | 1 | 3614.1072 | 3965.5759 |  |  |  |  | 97.3 | #DIV/0! | #DIV/0! | #DIV/0! | #DIV/0! | #DIV/0! | #DIV/0! | #DIV/0! | #DIV/0! | #DIV/0! | #DIV/0! | #DIV/0! | #DIV/0! | #DIV/0! |  |  |  | 97.3 | #DIV/0! | #DIV/0! | #DIV/0! | #DIV/0! | #DIV/0! | #DIV/0! | #DIV/0! | #DIV/0! | #DIV/0! | #DIV/0! | #DIV/0! | #DIV/0! | #DIV/0! |  |  |  | 97.3 | #DIV/0! | #DIV/0! | #DIV/0! | #DIV/0! | #DIV/0! | #DIV/0! | #DIV/0! | #DIV/0! | #DIV/0! | #DIV/0! | #DIV/0! | #DIV/0! | #DIV/0! |  |  |  | 97.3 | #DIV/0! | #DIV/0! | #DIV/0! | #DIV/0! | #DIV/0! | #DIV/0! | #DIV/0! | #DIV/0! | #DIV/0! | #DIV/0! | #DIV/0! | #DIV/0! | #DIV/0! |  |  |  | 97.3 | #DIV/0! | #DIV/0! | #DIV/0! | #DIV/0! | #DIV/0! | #DIV/0! | #DIV/0! | #DIV/0! | #DIV/0! | #DIV/0! | #DIV/0! | #DIV/0! | #DIV/0! |  |  |  | 97.3 | #DIV/0! | #DIV/0! | #DIV/0! | #DIV/0! | #DIV/0! | #DIV/0! | #DIV/0! | #DIV/0! | #DIV/0! | #DIV/0! | #DIV/0! | #DIV/0! | #DIV/0! |  |  |  | 97.3 | #DIV/0! | #DIV/0! | #DIV/0! | #DIV/0! | #DIV/0! | #DIV/0! | #DIV/0! | #DIV/0! | #DIV/0! | #DIV/0! | #DIV/0! | #DIV/0! | #DIV/0!
[15 empty] | 97.4 | 90.5002 | -11.7539 | 3615.4598 | 3964.303 | 3615.4598 | 3964.303 | 32.4916 | 26.7199 | 1 | 1 | 3615.4598 | 3964.303 |  |  |  |  | 97.4 | #DIV/0! | #DIV/0! | #DIV/0! | #DIV/0! | #DIV/0! | #DIV/0! | #DIV/0! | #DIV/0! | #DIV/0! | #DIV/0! | #DIV/0! | #DIV/0! | #DIV/0! |  |  |  | 97.4 | #DIV/0! | #DIV/0! | #DIV/0! | #DIV/0! | #DIV/0! | #DIV/0! | #DIV/0! | #DIV/0! | #DIV/0! | #DIV/0! | #DIV/0! | #DIV/0! | #DIV/0! |  |  |  | 97.4 | #DIV/0! | #DIV/0! | #DIV/0! | #DIV/0! | #DIV/0! | #DIV/0! | #DIV/0! | #DIV/0! | #DIV/0! | #DIV/0! | #DIV/0! | #DIV/0! | #DIV/0! |  |  |  | 97.4 | #DIV/0! | #DIV/0! | #DIV/0! | #DIV/0! | #DIV/0! | #DIV/0! | #DIV/0! | #DIV/0! | #DIV/0! | #DIV/0! | #DIV/0! | #DIV/0! | #DIV/0! |  |  |  | 97.4 | #DIV/0! | #DIV/0! | #DIV/0! | #DIV/0! | #DIV/0! | #DIV/0! | #DIV/0! | #DIV/0! | #DIV/0! | #DIV/0! | #DIV/0! | #DIV/0! | #DIV/0! |  |  |  | 97.4 | #DIV/0! | #DIV/0! | #DIV/0! | #DIV/0! | #DIV/0! | #DIV/0! | #DIV/0! | #DIV/0! | #DIV/0! | #DIV/0! | #DIV/0! | #DIV/0! | #DIV/0! |  |  |  | 97.4 | #DIV/0! | #DIV/0! | #DIV/0! | #DIV/0! | #DIV/0! | #DIV/0! | #DIV/0! | #DIV/0! | #DIV/0! | #DIV/0! | #DIV/0! | #DIV/0! | #DIV/0!
[15 empty] | 97.5 | 90.4795 | -11.9119 | 3616.8127 | 3963.0308 | 3616.8127 | 3963.0308 | 32.4963 | 26.7053 | 1 | 1 | 3616.8127 | 3963.0308 |  |  |  |  | 97.5 | #DIV/0! | #DIV/0! | #DIV/0! | #DIV/0! | #DIV/0! | #DIV/0! | #DIV/0! | #DIV/0! | #DIV/0! | #DIV/0! | #DIV/0! | #DIV/0! | #DIV/0! |  |  |  | 97.5 | #DIV/0! | #DIV/0! | #DIV/0! | #DIV/0! | #DIV/0! | #DIV/0! | #DIV/0! | #DIV/0! | #DIV/0! | #DIV/0! | #DIV/0! | #DIV/0! | #DIV/0! |  |  |  | 97.5 | #DIV/0! | #DIV/0! | #DIV/0! | #DIV/0! | #DIV/0! | #DIV/0! | #DIV/0! | #DIV/0! | #DIV/0! | #DIV/0! | #DIV/0! | #DIV/0! | #DIV/0! |  |  |  | 97.5 | #DIV/0! | #DIV/0! | #DIV/0! | #DIV/0! | #DIV/0! | #DIV/0! | #DIV/0! | #DIV/0! | #DIV/0! | #DIV/0! | #DIV/0! | #DIV/0! | #DIV/0! |  |  |  | 97.5 | #DIV/0! | #DIV/0! | #DIV/0! | #DIV/0! | #DIV/0! | #DIV/0! | #DIV/0! | #DIV/0! | #DIV/0! | #DIV/0! | #DIV/0! | #DIV/0! | #DIV/0! |  |  |  | 97.5 | #DIV/0! | #DIV/0! | #DIV/0! | #DIV/0! | #DIV/0! | #DIV/0! | #DIV/0! | #DIV/0! | #DIV/0! | #DIV/0! | #DIV/0! | #DIV/0! | #DIV/0! |  |  |  | 97.5 | #DIV/0! | #DIV/0! | #DIV/0! | #DIV/0! | #DIV/0! | #DIV/0! | #DIV/0! | #DIV/0! | #DIV/0! | #DIV/0! | #DIV/0! | #DIV/0! | #DIV/0!
[15 empty] | 97.6 | 90.4586 | -12.0698 | 3618.1659 | 3961.7595 | 3618.1659 | 3961.7595 | 32.501 | 26.6905 | 1 | 1 | 3618.1659 | 3961.7595 |  |  |  |  | 97.6 | #DIV/0! | #DIV/0! | #DIV/0! | #DIV/0! | #DIV/0! | #DIV/0! | #DIV/0! | #DIV/0! | #DIV/0! | #DIV/0! | #DIV/0! | #DIV/0! | #DIV/0! |  |  |  | 97.6 | #DIV/0! | #DIV/0! | #DIV/0! | #DIV/0! | #DIV/0! | #DIV/0! | #DIV/0! | #DIV/0! | #DIV/0! | #DIV/0! | #DIV/0! | #DIV/0! | #DIV/0! |  |  |  | 97.6 | #DIV/0! | #DIV/0! | #DIV/0! | #DIV/0! | #DIV/0! | #DIV/0! | #DIV/0! | #DIV/0! | #DIV/0! | #DIV/0! | #DIV/0! | #DIV/0! | #DIV/0! |  |  |  | 97.6 | #DIV/0! | #DIV/0! | #DIV/0! | #DIV/0! | #DIV/0! | #DIV/0! | #DIV/0! | #DIV/0! | #DIV/0! | #DIV/0! | #DIV/0! | #DIV/0! | #DIV/0! |  |  |  | 97.6 | #DIV/0! | #DIV/0! | #DIV/0! | #DIV/0! | #DIV/0! | #DIV/0! | #DIV/0! | #DIV/0! | #DIV/0! | #DIV/0! | #DIV/0! | #DIV/0! | #DIV/0! |  |  |  | 97.6 | #DIV/0! | #DIV/0! | #DIV/0! | #DIV/0! | #DIV/0! | #DIV/0! | #DIV/0! | #DIV/0! | #DIV/0! | #DIV/0! | #DIV/0! | #DIV/0! | #DIV/0! |  |  |  | 97.6 | #DIV/0! | #DIV/0! | #DIV/0! | #DIV/0! | #DIV/0! | #DIV/0! | #DIV/0! | #DIV/0! | #DIV/0! | #DIV/0! | #DIV/0! | #DIV/0! | #DIV/0!
[15 empty] | 97.7 | 90.4374 | -12.2276 | 3619.5193 | 3960.4889 | 3619.5193 | 3960.4889 | 32.5055 | 26.6757 | 1 | 1 | 3619.5193 | 3960.4889 |  |  |  |  | 97.7 | #DIV/0! | #DIV/0! | #DIV/0! | #DIV/0! | #DIV/0! | #DIV/0! | #DIV/0! | #DIV/0! | #DIV/0! | #DIV/0! | #DIV/0! | #DIV/0! | #DIV/0! |  |  |  | 97.7 | #DIV/0! | #DIV/0! | #DIV/0! | #DIV/0! | #DIV/0! | #DIV/0! | #DIV/0! | #DIV/0! | #DIV/0! | #DIV/0! | #DIV/0! | #DIV/0! | #DIV/0! |  |  |  | 97.7 | #DIV/0! | #DIV/0! | #DIV/0! | #DIV/0! | #DIV/0! | #DIV/0! | #DIV/0! | #DIV/0! | #DIV/0! | #DIV/0! | #DIV/0! | #DIV/0! | #DIV/0! |  |  |  | 97.7 | #DIV/0! | #DIV/0! | #DIV/0! | #DIV/0! | #DIV/0! | #DIV/0! | #DIV/0! | #DIV/0! | #DIV/0! | #DIV/0! | #DIV/0! | #DIV/0! | #DIV/0! |  |  |  | 97.7 | #DIV/0! | #DIV/0! | #DIV/0! | #DIV/0! | #DIV/0! | #DIV/0! | #DIV/0! | #DIV/0! | #DIV/0! | #DIV/0! | #DIV/0! | #DIV/0! | #DIV/0! |  |  |  | 97.7 | #DIV/0! | #DIV/0! | #DIV/0! | #DIV/0! | #DIV/0! | #DIV/0! | #DIV/0! | #DIV/0! | #DIV/0! | #DIV/0! | #DIV/0! | #DIV/0! | #DIV/0! |  |  |  | 97.7 | #DIV/0! | #DIV/0! | #DIV/0! | #DIV/0! | #DIV/0! | #DIV/0! | #DIV/0! | #DIV/0! | #DIV/0! | #DIV/0! | #DIV/0! | #DIV/0! | #DIV/0!
[15 empty] | 97.8 | 90.4159 | -12.3854 | 3620.873 | 3959.2192 | 3620.873 | 3959.2192 | 32.5099 | 26.6608 | 1 | 1 | 3620.873 | 3959.2192 |  |  |  |  | 97.8 | #DIV/0! | #DIV/0! | #DIV/0! | #DIV/0! | #DIV/0! | #DIV/0! | #DIV/0! | #DIV/0! | #DIV/0! | #DIV/0! | #DIV/0! | #DIV/0! | #DIV/0! |  |  |  | 97.8 | #DIV/0! | #DIV/0! | #DIV/0! | #DIV/0! | #DIV/0! | #DIV/0! | #DIV/0! | #DIV/0! | #DIV/0! | #DIV/0! | #DIV/0! | #DIV/0! | #DIV/0! |  |  |  | 97.8 | #DIV/0! | #DIV/0! | #DIV/0! | #DIV/0! | #DIV/0! | #DIV/0! | #DIV/0! | #DIV/0! | #DIV/0! | #DIV/0! | #DIV/0! | #DIV/0! | #DIV/0! |  |  |  | 97.8 | #DIV/0! | #DIV/0! | #DIV/0! | #DIV/0! | #DIV/0! | #DIV/0! | #DIV/0! | #DIV/0! | #DIV/0! | #DIV/0! | #DIV/0! | #DIV/0! | #DIV/0! |  |  |  | 97.8 | #DIV/0! | #DIV/0! | #DIV/0! | #DIV/0! | #DIV/0! | #DIV/0! | #DIV/0! | #DIV/0! | #DIV/0! | #DIV/0! | #DIV/0! | #DIV/0! | #DIV/0! |  |  |  | 97.8 | #DIV/0! | #DIV/0! | #DIV/0! | #DIV/0! | #DIV/0! | #DIV/0! | #DIV/0! | #DIV/0! | #DIV/0! | #DIV/0! | #DIV/0! | #DIV/0! | #DIV/0! |  |  |  | 97.8 | #DIV/0! | #DIV/0! | #DIV/0! | #DIV/0! | #DIV/0! | #DIV/0! | #DIV/0! | #DIV/0! | #DIV/0! | #DIV/0! | #DIV/0! | #DIV/0! | #DIV/0!
[15 empty] | 97.9 | 90.3942 | -12.5432 | 3622.2269 | 3957.9502 | 3622.2269 | 3957.9502 | 32.5143 | 26.6459 | 1 | 1 | 3622.2269 | 3957.9502 |  |  |  |  | 97.9 | #DIV/0! | #DIV/0! | #DIV/0! | #DIV/0! | #DIV/0! | #DIV/0! | #DIV/0! | #DIV/0! | #DIV/0! | #DIV/0! | #DIV/0! | #DIV/0! | #DIV/0! |  |  |  | 97.9 | #DIV/0! | #DIV/0! | #DIV/0! | #DIV/0! | #DIV/0! | #DIV/0! | #DIV/0! | #DIV/0! | #DIV/0! | #DIV/0! | #DIV/0! | #DIV/0! | #DIV/0! |  |  |  | 97.9 | #DIV/0! | #DIV/0! | #DIV/0! | #DIV/0! | #DIV/0! | #DIV/0! | #DIV/0! | #DIV/0! | #DIV/0! | #DIV/0! | #DIV/0! | #DIV/0! | #DIV/0! |  |  |  | 97.9 | #DIV/0! | #DIV/0! | #DIV/0! | #DIV/0! | #DIV/0! | #DIV/0! | #DIV/0! | #DIV/0! | #DIV/0! | #DIV/0! | #DIV/0! | #DIV/0! | #DIV/0! |  |  |  | 97.9 | #DIV/0! | #DIV/0! | #DIV/0! | #DIV/0! | #DIV/0! | #DIV/0! | #DIV/0! | #DIV/0! | #DIV/0! | #DIV/0! | #DIV/0! | #DIV/0! | #DIV/0! |  |  |  | 97.9 | #DIV/0! | #DIV/0! | #DIV/0! | #DIV/0! | #DIV/0! | #DIV/0! | #DIV/0! | #DIV/0! | #DIV/0! | #DIV/0! | #DIV/0! | #DIV/0! | #DIV/0! |  |  |  | 97.9 | #DIV/0! | #DIV/0! | #DIV/0! | #DIV/0! | #DIV/0! | #DIV/0! | #DIV/0! | #DIV/0! | #DIV/0! | #DIV/0! | #DIV/0! | #DIV/0! | #DIV/0!
[15 empty] | 98 | 90.3721 | -12.701 | 3623.5811 | 3956.6821 | 3623.5811 | 3956.6821 | 32.5185 | 26.6308 | 1 | 1 | 3623.5811 | 3956.6821 |  |  |  |  | 98 | #DIV/0! | #DIV/0! | #DIV/0! | #DIV/0! | #DIV/0! | #DIV/0! | #DIV/0! | #DIV/0! | #DIV/0! | #DIV/0! | #DIV/0! | #DIV/0! | #DIV/0! |  |  |  | 98 | #DIV/0! | #DIV/0! | #DIV/0! | #DIV/0! | #DIV/0! | #DIV/0! | #DIV/0! | #DIV/0! | #DIV/0! | #DIV/0! | #DIV/0! | #DIV/0! | #DIV/0! |  |  |  | 98 | #DIV/0! | #DIV/0! | #DIV/0! | #DIV/0! | #DIV/0! | #DIV/0! | #DIV/0! | #DIV/0! | #DIV/0! | #DIV/0! | #DIV/0! | #DIV/0! | #DIV/0! |  |  |  | 98 | #DIV/0! | #DIV/0! | #DIV/0! | #DIV/0! | #DIV/0! | #DIV/0! | #DIV/0! | #DIV/0! | #DIV/0! | #DIV/0! | #DIV/0! | #DIV/0! | #DIV/0! |  |  |  | 98 | #DIV/0! | #DIV/0! | #DIV/0! | #DIV/0! | #DIV/0! | #DIV/0! | #DIV/0! | #DIV/0! | #DIV/0! | #DIV/0! | #DIV/0! | #DIV/0! | #DIV/0! |  |  |  | 98 | #DIV/0! | #DIV/0! | #DIV/0! | #DIV/0! | #DIV/0! | #DIV/0! | #DIV/0! | #DIV/0! | #DIV/0! | #DIV/0! | #DIV/0! | #DIV/0! | #DIV/0! |  |  |  | 98 | #DIV/0! | #DIV/0! | #DIV/0! | #DIV/0! | #DIV/0! | #DIV/0! | #DIV/0! | #DIV/0! | #DIV/0! | #DIV/0! | #DIV/0! | #DIV/0! | #DIV/0!
[15 empty] | 98.1 | 90.3498 | -12.8587 | 3624.9355 | 3955.4147 | 3624.9355 | 3955.4147 | 32.5226 | 26.6157 | 1 | 1 | 3624.9355 | 3955.4147 |  |  |  |  | 98.1 | #DIV/0! | #DIV/0! | #DIV/0! | #DIV/0! | #DIV/0! | #DIV/0! | #DIV/0! | #DIV/0! | #DIV/0! | #DIV/0! | #DIV/0! | #DIV/0! | #DIV/0! |  |  |  | 98.1 | #DIV/0! | #DIV/0! | #DIV/0! | #DIV/0! | #DIV/0! | #DIV/0! | #DIV/0! | #DIV/0! | #DIV/0! | #DIV/0! | #DIV/0! | #DIV/0! | #DIV/0! |  |  |  | 98.1 | #DIV/0! | #DIV/0! | #DIV/0! | #DIV/0! | #DIV/0! | #DIV/0! | #DIV/0! | #DIV/0! | #DIV/0! | #DIV/0! | #DIV/0! | #DIV/0! | #DIV/0! |  |  |  | 98.1 | #DIV/0! | #DIV/0! | #DIV/0! | #DIV/0! | #DIV/0! | #DIV/0! | #DIV/0! | #DIV/0! | #DIV/0! | #DIV/0! | #DIV/0! | #DIV/0! | #DIV/0! |  |  |  | 98.1 | #DIV/0! | #DIV/0! | #DIV/0! | #DIV/0! | #DIV/0! | #DIV/0! | #DIV/0! | #DIV/0! | #DIV/0! | #DIV/0! | #DIV/0! | #DIV/0! | #DIV/0! |  |  |  | 98.1 | #DIV/0! | #DIV/0! | #DIV/0! | #DIV/0! | #DIV/0! | #DIV/0! | #DIV/0! | #DIV/0! | #DIV/0! | #DIV/0! | #DIV/0! | #DIV/0! | #DIV/0! |  |  |  | 98.1 | #DIV/0! | #DIV/0! | #DIV/0! | #DIV/0! | #DIV/0! | #DIV/0! | #DIV/0! | #DIV/0! | #DIV/0! | #DIV/0! | #DIV/0! | #DIV/0! | #DIV/0!
[15 empty] | 98.2 | 90.3272 | -13.0164 | 3626.2901 | 3954.1482 | 3626.2901 | 3954.1482 | 32.5266 | 26.6006 | 1 | 1 | 3626.2901 | 3954.1482 |  |  |  |  | 98.2 | #DIV/0! | #DIV/0! | #DIV/0! | #DIV/0! | #DIV/0! | #DIV/0! | #DIV/0! | #DIV/0! | #DIV/0! | #DIV/0! | #DIV/0! | #DIV/0! | #DIV/0! |  |  |  | 98.2 | #DIV/0! | #DIV/0! | #DIV/0! | #DIV/0! | #DIV/0! | #DIV/0! | #DIV/0! | #DIV/0! | #DIV/0! | #DIV/0! | #DIV/0! | #DIV/0! | #DIV/0! |  |  |  | 98.2 | #DIV/0! | #DIV/0! | #DIV/0! | #DIV/0! | #DIV/0! | #DIV/0! | #DIV/0! | #DIV/0! | #DIV/0! | #DIV/0! | #DIV/0! | #DIV/0! | #DIV/0! |  |  |  | 98.2 | #DIV/0! | #DIV/0! | #DIV/0! | #DIV/0! | #DIV/0! | #DIV/0! | #DIV/0! | #DIV/0! | #DIV/0! | #DIV/0! | #DIV/0! | #DIV/0! | #DIV/0! |  |  |  | 98.2 | #DIV/0! | #DIV/0! | #DIV/0! | #DIV/0! | #DIV/0! | #DIV/0! | #DIV/0! | #DIV/0! | #DIV/0! | #DIV/0! | #DIV/0! | #DIV/0! | #DIV/0! |  |  |  | 98.2 | #DIV/0! | #DIV/0! | #DIV/0! | #DIV/0! | #DIV/0! | #DIV/0! | #DIV/0! | #DIV/0! | #DIV/0! | #DIV/0! | #DIV/0! | #DIV/0! | #DIV/0! |  |  |  | 98.2 | #DIV/0! | #DIV/0! | #DIV/0! | #DIV/0! | #DIV/0! | #DIV/0! | #DIV/0! | #DIV/0! | #DIV/0! | #DIV/0! | #DIV/0! | #DIV/0! | #DIV/0!
[15 empty] | 98.3 | 90.3044 | -13.174 | 3627.645 | 3952.8825 | 3627.645 | 3952.8825 | 32.5306 | 26.5853 | 1 | 1 | 3627.645 | 3952.8825 |  |  |  |  | 98.3 | #DIV/0! | #DIV/0! | #DIV/0! | #DIV/0! | #DIV/0! | #DIV/0! | #DIV/0! | #DIV/0! | #DIV/0! | #DIV/0! | #DIV/0! | #DIV/0! | #DIV/0! |  |  |  | 98.3 | #DIV/0! | #DIV/0! | #DIV/0! | #DIV/0! | #DIV/0! | #DIV/0! | #DIV/0! | #DIV/0! | #DIV/0! | #DIV/0! | #DIV/0! | #DIV/0! | #DIV/0! |  |  |  | 98.3 | #DIV/0! | #DIV/0! | #DIV/0! | #DIV/0! | #DIV/0! | #DIV/0! | #DIV/0! | #DIV/0! | #DIV/0! | #DIV/0! | #DIV/0! | #DIV/0! | #DIV/0! |  |  |  | 98.3 | #DIV/0! | #DIV/0! | #DIV/0! | #DIV/0! | #DIV/0! | #DIV/0! | #DIV/0! | #DIV/0! | #DIV/0! | #DIV/0! | #DIV/0! | #DIV/0! | #DIV/0! |  |  |  | 98.3 | #DIV/0! | #DIV/0! | #DIV/0! | #DIV/0! | #DIV/0! | #DIV/0! | #DIV/0! | #DIV/0! | #DIV/0! | #DIV/0! | #DIV/0! | #DIV/0! | #DIV/0! |  |  |  | 98.3 | #DIV/0! | #DIV/0! | #DIV/0! | #DIV/0! | #DIV/0! | #DIV/0! | #DIV/0! | #DIV/0! | #DIV/0! | #DIV/0! | #DIV/0! | #DIV/0! | #DIV/0! |  |  |  | 98.3 | #DIV/0! | #DIV/0! | #DIV/0! | #DIV/0! | #DIV/0! | #DIV/0! | #DIV/0! | #DIV/0! | #DIV/0! | #DIV/0! | #DIV/0! | #DIV/0! | #DIV/0!
[15 empty] | 98.4 | 90.2812 | -13.3316 | 3629.0001 | 3951.6176 | 3629.0001 | 3951.6176 | 32.5344 | 26.57 | 1 | 1 | 3629.0001 | 3951.6176 |  |  |  |  | 98.4 | #DIV/0! | #DIV/0! | #DIV/0! | #DIV/0! | #DIV/0! | #DIV/0! | #DIV/0! | #DIV/0! | #DIV/0! | #DIV/0! | #DIV/0! | #DIV/0! | #DIV/0! |  |  |  | 98.4 | #DIV/0! | #DIV/0! | #DIV/0! | #DIV/0! | #DIV/0! | #DIV/0! | #DIV/0! | #DIV/0! | #DIV/0! | #DIV/0! | #DIV/0! | #DIV/0! | #DIV/0! |  |  |  | 98.4 | #DIV/0! | #DIV/0! | #DIV/0! | #DIV/0! | #DIV/0! | #DIV/0! | #DIV/0! | #DIV/0! | #DIV/0! | #DIV/0! | #DIV/0! | #DIV/0! | #DIV/0! |  |  |  | 98.4 | #DIV/0! | #DIV/0! | #DIV/0! | #DIV/0! | #DIV/0! | #DIV/0! | #DIV/0! | #DIV/0! | #DIV/0! | #DIV/0! | #DIV/0! | #DIV/0! | #DIV/0! |  |  |  | 98.4 | #DIV/0! | #DIV/0! | #DIV/0! | #DIV/0! | #DIV/0! | #DIV/0! | #DIV/0! | #DIV/0! | #DIV/0! | #DIV/0! | #DIV/0! | #DIV/0! | #DIV/0! |  |  |  | 98.4 | #DIV/0! | #DIV/0! | #DIV/0! | #DIV/0! | #DIV/0! | #DIV/0! | #DIV/0! | #DIV/0! | #DIV/0! | #DIV/0! | #DIV/0! | #DIV/0! | #DIV/0! |  |  |  | 98.4 | #DIV/0! | #DIV/0! | #DIV/0! | #DIV/0! | #DIV/0! | #DIV/0! | #DIV/0! | #DIV/0! | #DIV/0! | #DIV/0! | #DIV/0! | #DIV/0! | #DIV/0!
[15 empty] | 98.5 | 90.2578 | -13.4891 | 3630.3555 | 3950.3535 | 3630.3555 | 3950.3535 | 32.5381 | 26.5546 | 1 | 1 | 3630.3555 | 3950.3535 |  |  |  |  | 98.5 | #DIV/0! | #DIV/0! | #DIV/0! | #DIV/0! | #DIV/0! | #DIV/0! | #DIV/0! | #DIV/0! | #DIV/0! | #DIV/0! | #DIV/0! | #DIV/0! | #DIV/0! |  |  |  | 98.5 | #DIV/0! | #DIV/0! | #DIV/0! | #DIV/0! | #DIV/0! | #DIV/0! | #DIV/0! | #DIV/0! | #DIV/0! | #DIV/0! | #DIV/0! | #DIV/0! | #DIV/0! |  |  |  | 98.5 | #DIV/0! | #DIV/0! | #DIV/0! | #DIV/0! | #DIV/0! | #DIV/0! | #DIV/0! | #DIV/0! | #DIV/0! | #DIV/0! | #DIV/0! | #DIV/0! | #DIV/0! |  |  |  | 98.5 | #DIV/0! | #DIV/0! | #DIV/0! | #DIV/0! | #DIV/0! | #DIV/0! | #DIV/0! | #DIV/0! | #DIV/0! | #DIV/0! | #DIV/0! | #DIV/0! | #DIV/0! |  |  |  | 98.5 | #DIV/0! | #DIV/0! | #DIV/0! | #DIV/0! | #DIV/0! | #DIV/0! | #DIV/0! | #DIV/0! | #DIV/0! | #DIV/0! | #DIV/0! | #DIV/0! | #DIV/0! |  |  |  | 98.5 | #DIV/0! | #DIV/0! | #DIV/0! | #DIV/0! | #DIV/0! | #DIV/0! | #DIV/0! | #DIV/0! | #DIV/0! | #DIV/0! | #DIV/0! | #DIV/0! | #DIV/0! |  |  |  | 98.5 | #DIV/0! | #DIV/0! | #DIV/0! | #DIV/0! | #DIV/0! | #DIV/0! | #DIV/0! | #DIV/0! | #DIV/0! | #DIV/0! | #DIV/0! | #DIV/0! | #DIV/0!
[15 empty] | 98.6 | 90.2342 | -13.6466 | 3631.711 | 3949.0903 | 3631.711 | 3949.0903 | 32.5417 | 26.5392 | 1 | 1 | 3631.711 | 3949.0903 |  |  |  |  | 98.6 | #DIV/0! | #DIV/0! | #DIV/0! | #DIV/0! | #DIV/0! | #DIV/0! | #DIV/0! | #DIV/0! | #DIV/0! | #DIV/0! | #DIV/0! | #DIV/0! | #DIV/0! |  |  |  | 98.6 | #DIV/0! | #DIV/0! | #DIV/0! | #DIV/0! | #DIV/0! | #DIV/0! | #DIV/0! | #DIV/0! | #DIV/0! | #DIV/0! | #DIV/0! | #DIV/0! | #DIV/0! |  |  |  | 98.6 | #DIV/0! | #DIV/0! | #DIV/0! | #DIV/0! | #DIV/0! | #DIV/0! | #DIV/0! | #DIV/0! | #DIV/0! | #DIV/0! | #DIV/0! | #DIV/0! | #DIV/0! |  |  |  | 98.6 | #DIV/0! | #DIV/0! | #DIV/0! | #DIV/0! | #DIV/0! | #DIV/0! | #DIV/0! | #DIV/0! | #DIV/0! | #DIV/0! | #DIV/0! | #DIV/0! | #DIV/0! |  |  |  | 98.6 | #DIV/0! | #DIV/0! | #DIV/0! | #DIV/0! | #DIV/0! | #DIV/0! | #DIV/0! | #DIV/0! | #DIV/0! | #DIV/0! | #DIV/0! | #DIV/0! | #DIV/0! |  |  |  | 98.6 | #DIV/0! | #DIV/0! | #DIV/0! | #DIV/0! | #DIV/0! | #DIV/0! | #DIV/0! | #DIV/0! | #DIV/0! | #DIV/0! | #DIV/0! | #DIV/0! | #DIV/0! |  |  |  | 98.6 | #DIV/0! | #DIV/0! | #DIV/0! | #DIV/0! | #DIV/0! | #DIV/0! | #DIV/0! | #DIV/0! | #DIV/0! | #DIV/0! | #DIV/0! | #DIV/0! | #DIV/0!
[15 empty] | 98.7 | 90.2102 | -13.8041 | 3633.0668 | 3947.8279 | 3633.0668 | 3947.8279 | 32.5452 | 26.5236 | 1 | 1 | 3633.0668 | 3947.8279 |  |  |  |  | 98.7 | #DIV/0! | #DIV/0! | #DIV/0! | #DIV/0! | #DIV/0! | #DIV/0! | #DIV/0! | #DIV/0! | #DIV/0! | #DIV/0! | #DIV/0! | #DIV/0! | #DIV/0! |  |  |  | 98.7 | #DIV/0! | #DIV/0! | #DIV/0! | #DIV/0! | #DIV/0! | #DIV/0! | #DIV/0! | #DIV/0! | #DIV/0! | #DIV/0! | #DIV/0! | #DIV/0! | #DIV/0! |  |  |  | 98.7 | #DIV/0! | #DIV/0! | #DIV/0! | #DIV/0! | #DIV/0! | #DIV/0! | #DIV/0! | #DIV/0! | #DIV/0! | #DIV/0! | #DIV/0! | #DIV/0! | #DIV/0! |  |  |  | 98.7 | #DIV/0! | #DIV/0! | #DIV/0! | #DIV/0! | #DIV/0! | #DIV/0! | #DIV/0! | #DIV/0! | #DIV/0! | #DIV/0! | #DIV/0! | #DIV/0! | #DIV/0! |  |  |  | 98.7 | #DIV/0! | #DIV/0! | #DIV/0! | #DIV/0! | #DIV/0! | #DIV/0! | #DIV/0! | #DIV/0! | #DIV/0! | #DIV/0! | #DIV/0! | #DIV/0! | #DIV/0! |  |  |  | 98.7 | #DIV/0! | #DIV/0! | #DIV/0! | #DIV/0! | #DIV/0! | #DIV/0! | #DIV/0! | #DIV/0! | #DIV/0! | #DIV/0! | #DIV/0! | #DIV/0! | #DIV/0! |  |  |  | 98.7 | #DIV/0! | #DIV/0! | #DIV/0! | #DIV/0! | #DIV/0! | #DIV/0! | #DIV/0! | #DIV/0! | #DIV/0! | #DIV/0! | #DIV/0! | #DIV/0! | #DIV/0!
[15 empty] | 98.8 | 90.186 | -13.9615 | 3634.4228 | 3946.5663 | 3634.4228 | 3946.5663 | 32.5486 | 26.508 | 1 | 1 | 3634.4228 | 3946.5663 |  |  |  |  | 98.8 | #DIV/0! | #DIV/0! | #DIV/0! | #DIV/0! | #DIV/0! | #DIV/0! | #DIV/0! | #DIV/0! | #DIV/0! | #DIV/0! | #DIV/0! | #DIV/0! | #DIV/0! |  |  |  | 98.8 | #DIV/0! | #DIV/0! | #DIV/0! | #DIV/0! | #DIV/0! | #DIV/0! | #DIV/0! | #DIV/0! | #DIV/0! | #DIV/0! | #DIV/0! | #DIV/0! | #DIV/0! |  |  |  | 98.8 | #DIV/0! | #DIV/0! | #DIV/0! | #DIV/0! | #DIV/0! | #DIV/0! | #DIV/0! | #DIV/0! | #DIV/0! | #DIV/0! | #DIV/0! | #DIV/0! | #DIV/0! |  |  |  | 98.8 | #DIV/0! | #DIV/0! | #DIV/0! | #DIV/0! | #DIV/0! | #DIV/0! | #DIV/0! | #DIV/0! | #DIV/0! | #DIV/0! | #DIV/0! | #DIV/0! | #DIV/0! |  |  |  | 98.8 | #DIV/0! | #DIV/0! | #DIV/0! | #DIV/0! | #DIV/0! | #DIV/0! | #DIV/0! | #DIV/0! | #DIV/0! | #DIV/0! | #DIV/0! | #DIV/0! | #DIV/0! |  |  |  | 98.8 | #DIV/0! | #DIV/0! | #DIV/0! | #DIV/0! | #DIV/0! | #DIV/0! | #DIV/0! | #DIV/0! | #DIV/0! | #DIV/0! | #DIV/0! | #DIV/0! | #DIV/0! |  |  |  | 98.8 | #DIV/0! | #DIV/0! | #DIV/0! | #DIV/0! | #DIV/0! | #DIV/0! | #DIV/0! | #DIV/0! | #DIV/0! | #DIV/0! | #DIV/0! | #DIV/0! | #DIV/0!
[15 empty] | 98.9 | 90.1615 | -14.1189 | 3635.779 | 3945.3056 | 3635.779 | 3945.3056 | 32.5519 | 26.4924 | 1 | 1 | 3635.779 | 3945.3056 |  |  |  |  | 98.9 | #DIV/0! | #DIV/0! | #DIV/0! | #DIV/0! | #DIV/0! | #DIV/0! | #DIV/0! | #DIV/0! | #DIV/0! | #DIV/0! | #DIV/0! | #DIV/0! | #DIV/0! |  |  |  | 98.9 | #DIV/0! | #DIV/0! | #DIV/0! | #DIV/0! | #DIV/0! | #DIV/0! | #DIV/0! | #DIV/0! | #DIV/0! | #DIV/0! | #DIV/0! | #DIV/0! | #DIV/0! |  |  |  | 98.9 | #DIV/0! | #DIV/0! | #DIV/0! | #DIV/0! | #DIV/0! | #DIV/0! | #DIV/0! | #DIV/0! | #DIV/0! | #DIV/0! | #DIV/0! | #DIV/0! | #DIV/0! |  |  |  | 98.9 | #DIV/0! | #DIV/0! | #DIV/0! | #DIV/0! | #DIV/0! | #DIV/0! | #DIV/0! | #DIV/0! | #DIV/0! | #DIV/0! | #DIV/0! | #DIV/0! | #DIV/0! |  |  |  | 98.9 | #DIV/0! | #DIV/0! | #DIV/0! | #DIV/0! | #DIV/0! | #DIV/0! | #DIV/0! | #DIV/0! | #DIV/0! | #DIV/0! | #DIV/0! | #DIV/0! | #DIV/0! |  |  |  | 98.9 | #DIV/0! | #DIV/0! | #DIV/0! | #DIV/0! | #DIV/0! | #DIV/0! | #DIV/0! | #DIV/0! | #DIV/0! | #DIV/0! | #DIV/0! | #DIV/0! | #DIV/0! |  |  |  | 98.9 | #DIV/0! | #DIV/0! | #DIV/0! | #DIV/0! | #DIV/0! | #DIV/0! | #DIV/0! | #DIV/0! | #DIV/0! | #DIV/0! | #DIV/0! | #DIV/0! | #DIV/0!
[15 empty] | 99 | 90.1367 | -14.2762 | 3637.1354 | 3944.0457 | 3637.1354 | 3944.0457 | 32.5551 | 26.4766 | 1 | 1 | 3637.1354 | 3944.0457 |  |  |  |  | 99 | #DIV/0! | #DIV/0! | #DIV/0! | #DIV/0! | #DIV/0! | #DIV/0! | #DIV/0! | #DIV/0! | #DIV/0! | #DIV/0! | #DIV/0! | #DIV/0! | #DIV/0! |  |  |  | 99 | #DIV/0! | #DIV/0! | #DIV/0! | #DIV/0! | #DIV/0! | #DIV/0! | #DIV/0! | #DIV/0! | #DIV/0! | #DIV/0! | #DIV/0! | #DIV/0! | #DIV/0! |  |  |  | 99 | #DIV/0! | #DIV/0! | #DIV/0! | #DIV/0! | #DIV/0! | #DIV/0! | #DIV/0! | #DIV/0! | #DIV/0! | #DIV/0! | #DIV/0! | #DIV/0! | #DIV/0! |  |  |  | 99 | #DIV/0! | #DIV/0! | #DIV/0! | #DIV/0! | #DIV/0! | #DIV/0! | #DIV/0! | #DIV/0! | #DIV/0! | #DIV/0! | #DIV/0! | #DIV/0! | #DIV/0! |  |  |  | 99 | #DIV/0! | #DIV/0! | #DIV/0! | #DIV/0! | #DIV/0! | #DIV/0! | #DIV/0! | #DIV/0! | #DIV/0! | #DIV/0! | #DIV/0! | #DIV/0! | #DIV/0! |  |  |  | 99 | #DIV/0! | #DIV/0! | #DIV/0! | #DIV/0! | #DIV/0! | #DIV/0! | #DIV/0! | #DIV/0! | #DIV/0! | #DIV/0! | #DIV/0! | #DIV/0! | #DIV/0! |  |  |  | 99 | #DIV/0! | #DIV/0! | #DIV/0! | #DIV/0! | #DIV/0! | #DIV/0! | #DIV/0! | #DIV/0! | #DIV/0! | #DIV/0! | #DIV/0! | #DIV/0! | #DIV/0!
[15 empty] | 99.1 | 90.1116 | -14.4335 | 3638.492 | 3942.7866 | 3638.492 | 3942.7866 | 32.5582 | 26.4608 | 1 | 1 | 3638.492 | 3942.7866 |  |  |  |  | 99.1 | #DIV/0! | #DIV/0! | #DIV/0! | #DIV/0! | #DIV/0! | #DIV/0! | #DIV/0! | #DIV/0! | #DIV/0! | #DIV/0! | #DIV/0! | #DIV/0! | #DIV/0! |  |  |  | 99.1 | #DIV/0! | #DIV/0! | #DIV/0! | #DIV/0! | #DIV/0! | #DIV/0! | #DIV/0! | #DIV/0! | #DIV/0! | #DIV/0! | #DIV/0! | #DIV/0! | #DIV/0! |  |  |  | 99.1 | #DIV/0! | #DIV/0! | #DIV/0! | #DIV/0! | #DIV/0! | #DIV/0! | #DIV/0! | #DIV/0! | #DIV/0! | #DIV/0! | #DIV/0! | #DIV/0! | #DIV/0! |  |  |  | 99.1 | #DIV/0! | #DIV/0! | #DIV/0! | #DIV/0! | #DIV/0! | #DIV/0! | #DIV/0! | #DIV/0! | #DIV/0! | #DIV/0! | #DIV/0! | #DIV/0! | #DIV/0! |  |  |  | 99.1 | #DIV/0! | #DIV/0! | #DIV/0! | #DIV/0! | #DIV/0! | #DIV/0! | #DIV/0! | #DIV/0! | #DIV/0! | #DIV/0! | #DIV/0! | #DIV/0! | #DIV/0! |  |  |  | 99.1 | #DIV/0! | #DIV/0! | #DIV/0! | #DIV/0! | #DIV/0! | #DIV/0! | #DIV/0! | #DIV/0! | #DIV/0! | #DIV/0! | #DIV/0! | #DIV/0! | #DIV/0! |  |  |  | 99.1 | #DIV/0! | #DIV/0! | #DIV/0! | #DIV/0! | #DIV/0! | #DIV/0! | #DIV/0! | #DIV/0! | #DIV/0! | #DIV/0! | #DIV/0! | #DIV/0! | #DIV/0!
[15 empty] | 99.2 | 90.0863 | -14.5908 | 3639.8488 | 3941.5284 | 3639.8488 | 3941.5284 | 32.5612 | 26.4449 | 1 | 1 | 3639.8488 | 3941.5284 |  |  |  |  | 99.2 | #DIV/0! | #DIV/0! | #DIV/0! | #DIV/0! | #DIV/0! | #DIV/0! | #DIV/0! | #DIV/0! | #DIV/0! | #DIV/0! | #DIV/0! | #DIV/0! | #DIV/0! |  |  |  | 99.2 | #DIV/0! | #DIV/0! | #DIV/0! | #DIV/0! | #DIV/0! | #DIV/0! | #DIV/0! | #DIV/0! | #DIV/0! | #DIV/0! | #DIV/0! | #DIV/0! | #DIV/0! |  |  |  | 99.2 | #DIV/0! | #DIV/0! | #DIV/0! | #DIV/0! | #DIV/0! | #DIV/0! | #DIV/0! | #DIV/0! | #DIV/0! | #DIV/0! | #DIV/0! | #DIV/0! | #DIV/0! |  |  |  | 99.2 | #DIV/0! | #DIV/0! | #DIV/0! | #DIV/0! | #DIV/0! | #DIV/0! | #DIV/0! | #DIV/0! | #DIV/0! | #DIV/0! | #DIV/0! | #DIV/0! | #DIV/0! |  |  |  | 99.2 | #DIV/0! | #DIV/0! | #DIV/0! | #DIV/0! | #DIV/0! | #DIV/0! | #DIV/0! | #DIV/0! | #DIV/0! | #DIV/0! | #DIV/0! | #DIV/0! | #DIV/0! |  |  |  | 99.2 | #DIV/0! | #DIV/0! | #DIV/0! | #DIV/0! | #DIV/0! | #DIV/0! | #DIV/0! | #DIV/0! | #DIV/0! | #DIV/0! | #DIV/0! | #DIV/0! | #DIV/0! |  |  |  | 99.2 | #DIV/0! | #DIV/0! | #DIV/0! | #DIV/0! | #DIV/0! | #DIV/0! | #DIV/0! | #DIV/0! | #DIV/0! | #DIV/0! | #DIV/0! | #DIV/0! | #DIV/0!
[15 empty] | 99.3 | 90.0607 | -14.748 | 3641.2057 | 3940.271 | 3641.2057 | 3940.271 | 32.5641 | 26.429 | 1 | 1 | 3641.2057 | 3940.271 |  |  |  |  | 99.3 | #DIV/0! | #DIV/0! | #DIV/0! | #DIV/0! | #DIV/0! | #DIV/0! | #DIV/0! | #DIV/0! | #DIV/0! | #DIV/0! | #DIV/0! | #DIV/0! | #DIV/0! |  |  |  | 99.3 | #DIV/0! | #DIV/0! | #DIV/0! | #DIV/0! | #DIV/0! | #DIV/0! | #DIV/0! | #DIV/0! | #DIV/0! | #DIV/0! | #DIV/0! | #DIV/0! | #DIV/0! |  |  |  | 99.3 | #DIV/0! | #DIV/0! | #DIV/0! | #DIV/0! | #DIV/0! | #DIV/0! | #DIV/0! | #DIV/0! | #DIV/0! | #DIV/0! | #DIV/0! | #DIV/0! | #DIV/0! |  |  |  | 99.3 | #DIV/0! | #DIV/0! | #DIV/0! | #DIV/0! | #DIV/0! | #DIV/0! | #DIV/0! | #DIV/0! | #DIV/0! | #DIV/0! | #DIV/0! | #DIV/0! | #DIV/0! |  |  |  | 99.3 | #DIV/0! | #DIV/0! | #DIV/0! | #DIV/0! | #DIV/0! | #DIV/0! | #DIV/0! | #DIV/0! | #DIV/0! | #DIV/0! | #DIV/0! | #DIV/0! | #DIV/0! |  |  |  | 99.3 | #DIV/0! | #DIV/0! | #DIV/0! | #DIV/0! | #DIV/0! | #DIV/0! | #DIV/0! | #DIV/0! | #DIV/0! | #DIV/0! | #DIV/0! | #DIV/0! | #DIV/0! |  |  |  | 99.3 | #DIV/0! | #DIV/0! | #DIV/0! | #DIV/0! | #DIV/0! | #DIV/0! | #DIV/0! | #DIV/0! | #DIV/0! | #DIV/0! | #DIV/0! | #DIV/0! | #DIV/0!
[15 empty] | 99.4 | 90.0348 | -14.9052 | 3642.5629 | 3939.0145 | 3642.5629 | 3939.0145 | 32.5668 | 26.413 | 1 | 1 | 3642.5629 | 3939.0145 |  |  |  |  | 99.4 | #DIV/0! | #DIV/0! | #DIV/0! | #DIV/0! | #DIV/0! | #DIV/0! | #DIV/0! | #DIV/0! | #DIV/0! | #DIV/0! | #DIV/0! | #DIV/0! | #DIV/0! |  |  |  | 99.4 | #DIV/0! | #DIV/0! | #DIV/0! | #DIV/0! | #DIV/0! | #DIV/0! | #DIV/0! | #DIV/0! | #DIV/0! | #DIV/0! | #DIV/0! | #DIV/0! | #DIV/0! |  |  |  | 99.4 | #DIV/0! | #DIV/0! | #DIV/0! | #DIV/0! | #DIV/0! | #DIV/0! | #DIV/0! | #DIV/0! | #DIV/0! | #DIV/0! | #DIV/0! | #DIV/0! | #DIV/0! |  |  |  | 99.4 | #DIV/0! | #DIV/0! | #DIV/0! | #DIV/0! | #DIV/0! | #DIV/0! | #DIV/0! | #DIV/0! | #DIV/0! | #DIV/0! | #DIV/0! | #DIV/0! | #DIV/0! |  |  |  | 99.4 | #DIV/0! | #DIV/0! | #DIV/0! | #DIV/0! | #DIV/0! | #DIV/0! | #DIV/0! | #DIV/0! | #DIV/0! | #DIV/0! | #DIV/0! | #DIV/0! | #DIV/0! |  |  |  | 99.4 | #DIV/0! | #DIV/0! | #DIV/0! | #DIV/0! | #DIV/0! | #DIV/0! | #DIV/0! | #DIV/0! | #DIV/0! | #DIV/0! | #DIV/0! | #DIV/0! | #DIV/0! |  |  |  | 99.4 | #DIV/0! | #DIV/0! | #DIV/0! | #DIV/0! | #DIV/0! | #DIV/0! | #DIV/0! | #DIV/0! | #DIV/0! | #DIV/0! | #DIV/0! | #DIV/0! | #DIV/0!
[15 empty] | 99.5 | 90.0087 | -15.0623 | 3643.9202 | 3937.7589 | 3643.9202 | 3937.7589 | 32.5695 | 26.3969 | 1 | 1 | 3643.9202 | 3937.7589 |  |  |  |  | 99.5 | #DIV/0! | #DIV/0! | #DIV/0! | #DIV/0! | #DIV/0! | #DIV/0! | #DIV/0! | #DIV/0! | #DIV/0! | #DIV/0! | #DIV/0! | #DIV/0! | #DIV/0! |  |  |  | 99.5 | #DIV/0! | #DIV/0! | #DIV/0! | #DIV/0! | #DIV/0! | #DIV/0! | #DIV/0! | #DIV/0! | #DIV/0! | #DIV/0! | #DIV/0! | #DIV/0! | #DIV/0! |  |  |  | 99.5 | #DIV/0! | #DIV/0! | #DIV/0! | #DIV/0! | #DIV/0! | #DIV/0! | #DIV/0! | #DIV/0! | #DIV/0! | #DIV/0! | #DIV/0! | #DIV/0! | #DIV/0! |  |  |  | 99.5 | #DIV/0! | #DIV/0! | #DIV/0! | #DIV/0! | #DIV/0! | #DIV/0! | #DIV/0! | #DIV/0! | #DIV/0! | #DIV/0! | #DIV/0! | #DIV/0! | #DIV/0! |  |  |  | 99.5 | #DIV/0! | #DIV/0! | #DIV/0! | #DIV/0! | #DIV/0! | #DIV/0! | #DIV/0! | #DIV/0! | #DIV/0! | #DIV/0! | #DIV/0! | #DIV/0! | #DIV/0! |  |  |  | 99.5 | #DIV/0! | #DIV/0! | #DIV/0! | #DIV/0! | #DIV/0! | #DIV/0! | #DIV/0! | #DIV/0! | #DIV/0! | #DIV/0! | #DIV/0! | #DIV/0! | #DIV/0! |  |  |  | 99.5 | #DIV/0! | #DIV/0! | #DIV/0! | #DIV/0! | #DIV/0! | #DIV/0! | #DIV/0! | #DIV/0! | #DIV/0! | #DIV/0! | #DIV/0! | #DIV/0! | #DIV/0!
[15 empty] | 99.6 | 89.9823 | -15.2194 | 3645.2777 | 3936.5041 | 3645.2777 | 3936.5041 | 32.5721 | 26.3807 | 1 | 1 | 3645.2777 | 3936.5041 |  |  |  |  | 99.6 | #DIV/0! | #DIV/0! | #DIV/0! | #DIV/0! | #DIV/0! | #DIV/0! | #DIV/0! | #DIV/0! | #DIV/0! | #DIV/0! | #DIV/0! | #DIV/0! | #DIV/0! |  |  |  | 99.6 | #DIV/0! | #DIV/0! | #DIV/0! | #DIV/0! | #DIV/0! | #DIV/0! | #DIV/0! | #DIV/0! | #DIV/0! | #DIV/0! | #DIV/0! | #DIV/0! | #DIV/0! |  |  |  | 99.6 | #DIV/0! | #DIV/0! | #DIV/0! | #DIV/0! | #DIV/0! | #DIV/0! | #DIV/0! | #DIV/0! | #DIV/0! | #DIV/0! | #DIV/0! | #DIV/0! | #DIV/0! |  |  |  | 99.6 | #DIV/0! | #DIV/0! | #DIV/0! | #DIV/0! | #DIV/0! | #DIV/0! | #DIV/0! | #DIV/0! | #DIV/0! | #DIV/0! | #DIV/0! | #DIV/0! | #DIV/0! |  |  |  | 99.6 | #DIV/0! | #DIV/0! | #DIV/0! | #DIV/0! | #DIV/0! | #DIV/0! | #DIV/0! | #DIV/0! | #DIV/0! | #DIV/0! | #DIV/0! | #DIV/0! | #DIV/0! |  |  |  | 99.6 | #DIV/0! | #DIV/0! | #DIV/0! | #DIV/0! | #DIV/0! | #DIV/0! | #DIV/0! | #DIV/0! | #DIV/0! | #DIV/0! | #DIV/0! | #DIV/0! | #DIV/0! |  |  |  | 99.6 | #DIV/0! | #DIV/0! | #DIV/0! | #DIV/0! | #DIV/0! | #DIV/0! | #DIV/0! | #DIV/0! | #DIV/0! | #DIV/0! | #DIV/0! | #DIV/0! | #DIV/0!
[15 empty] | 99.7 | 89.9556 | -15.3764 | 3646.6354 | 3935.2502 | 3646.6354 | 3935.2502 | 32.5745 | 26.3645 | 1 | 1 | 3646.6354 | 3935.2502 |  |  |  |  | 99.7 | #DIV/0! | #DIV/0! | #DIV/0! | #DIV/0! | #DIV/0! | #DIV/0! | #DIV/0! | #DIV/0! | #DIV/0! | #DIV/0! | #DIV/0! | #DIV/0! | #DIV/0! |  |  |  | 99.7 | #DIV/0! | #DIV/0! | #DIV/0! | #DIV/0! | #DIV/0! | #DIV/0! | #DIV/0! | #DIV/0! | #DIV/0! | #DIV/0! | #DIV/0! | #DIV/0! | #DIV/0! |  |  |  | 99.7 | #DIV/0! | #DIV/0! | #DIV/0! | #DIV/0! | #DIV/0! | #DIV/0! | #DIV/0! | #DIV/0! | #DIV/0! | #DIV/0! | #DIV/0! | #DIV/0! | #DIV/0! |  |  |  | 99.7 | #DIV/0! | #DIV/0! | #DIV/0! | #DIV/0! | #DIV/0! | #DIV/0! | #DIV/0! | #DIV/0! | #DIV/0! | #DIV/0! | #DIV/0! | #DIV/0! | #DIV/0! |  |  |  | 99.7 | #DIV/0! | #DIV/0! | #DIV/0! | #DIV/0! | #DIV/0! | #DIV/0! | #DIV/0! | #DIV/0! | #DIV/0! | #DIV/0! | #DIV/0! | #DIV/0! | #DIV/0! |  |  |  | 99.7 | #DIV/0! | #DIV/0! | #DIV/0! | #DIV/0! | #DIV/0! | #DIV/0! | #DIV/0! | #DIV/0! | #DIV/0! | #DIV/0! | #DIV/0! | #DIV/0! | #DIV/0! |  |  |  | 99.7 | #DIV/0! | #DIV/0! | #DIV/0! | #DIV/0! | #DIV/0! | #DIV/0! | #DIV/0! | #DIV/0! | #DIV/0! | #DIV/0! | #DIV/0! | #DIV/0! | #DIV/0!
[15 empty] | 99.8 | 89.9286 | -15.5334 | 3647.9932 | 3933.9971 | 3647.9932 | 3933.9971 | 32.5769 | 26.3482 | 1 | 1 | 3647.9932 | 3933.9971 |  |  |  |  | 99.8 | #DIV/0! | #DIV/0! | #DIV/0! | #DIV/0! | #DIV/0! | #DIV/0! | #DIV/0! | #DIV/0! | #DIV/0! | #DIV/0! | #DIV/0! | #DIV/0! | #DIV/0! |  |  |  | 99.8 | #DIV/0! | #DIV/0! | #DIV/0! | #DIV/0! | #DIV/0! | #DIV/0! | #DIV/0! | #DIV/0! | #DIV/0! | #DIV/0! | #DIV/0! | #DIV/0! | #DIV/0! |  |  |  | 99.8 | #DIV/0! | #DIV/0! | #DIV/0! | #DIV/0! | #DIV/0! | #DIV/0! | #DIV/0! | #DIV/0! | #DIV/0! | #DIV/0! | #DIV/0! | #DIV/0! | #DIV/0! |  |  |  | 99.8 | #DIV/0! | #DIV/0! | #DIV/0! | #DIV/0! | #DIV/0! | #DIV/0! | #DIV/0! | #DIV/0! | #DIV/0! | #DIV/0! | #DIV/0! | #DIV/0! | #DIV/0! |  |  |  | 99.8 | #DIV/0! | #DIV/0! | #DIV/0! | #DIV/0! | #DIV/0! | #DIV/0! | #DIV/0! | #DIV/0! | #DIV/0! | #DIV/0! | #DIV/0! | #DIV/0! | #DIV/0! |  |  |  | 99.8 | #DIV/0! | #DIV/0! | #DIV/0! | #DIV/0! | #DIV/0! | #DIV/0! | #DIV/0! | #DIV/0! | #DIV/0! | #DIV/0! | #DIV/0! | #DIV/0! | #DIV/0! |  |  |  | 99.8 | #DIV/0! | #DIV/0! | #DIV/0! | #DIV/0! | #DIV/0! | #DIV/0! | #DIV/0! | #DIV/0! | #DIV/0! | #DIV/0! | #DIV/0! | #DIV/0! | #DIV/0!
[15 empty] | 99.9 | 89.9013 | -15.6903 | 3649.3512 | 3932.745 | 3649.3512 | 3932.745 | 32.5791 | 26.3318 | 1 | 1 | 3649.3512 | 3932.745 |  |  |  |  | 99.9 | #DIV/0! | #DIV/0! | #DIV/0! | #DIV/0! | #DIV/0! | #DIV/0! | #DIV/0! | #DIV/0! | #DIV/0! | #DIV/0! | #DIV/0! | #DIV/0! | #DIV/0! |  |  |  | 99.9 | #DIV/0! | #DIV/0! | #DIV/0! | #DIV/0! | #DIV/0! | #DIV/0! | #DIV/0! | #DIV/0! | #DIV/0! | #DIV/0! | #DIV/0! | #DIV/0! | #DIV/0! |  |  |  | 99.9 | #DIV/0! | #DIV/0! | #DIV/0! | #DIV/0! | #DIV/0! | #DIV/0! | #DIV/0! | #DIV/0! | #DIV/0! | #DIV/0! | #DIV/0! | #DIV/0! | #DIV/0! |  |  |  | 99.9 | #DIV/0! | #DIV/0! | #DIV/0! | #DIV/0! | #DIV/0! | #DIV/0! | #DIV/0! | #DIV/0! | #DIV/0! | #DIV/0! | #DIV/0! | #DIV/0! | #DIV/0! |  |  |  | 99.9 | #DIV/0! | #DIV/0! | #DIV/0! | #DIV/0! | #DIV/0! | #DIV/0! | #DIV/0! | #DIV/0! | #DIV/0! | #DIV/0! | #DIV/0! | #DIV/0! | #DIV/0! |  |  |  | 99.9 | #DIV/0! | #DIV/0! | #DIV/0! | #DIV/0! | #DIV/0! | #DIV/0! | #DIV/0! | #DIV/0! | #DIV/0! | #DIV/0! | #DIV/0! | #DIV/0! | #DIV/0! |  |  |  | 99.9 | #DIV/0! | #DIV/0! | #DIV/0! | #DIV/0! | #DIV/0! | #DIV/0! | #DIV/0! | #DIV/0! | #DIV/0! | #DIV/0! | #DIV/0! | #DIV/0! | #DIV/0!
[15 empty] | 100 | 89.8738 | -15.8472 | 3650.7094 | 3931.4936 | 3650.7094 | 3931.4936 | 32.5813 | 26.3154 | 1 | 1 | 3650.7094 | 3931.4936 |  |  |  |  | 100 | #DIV/0! | #DIV/0! | #DIV/0! | #DIV/0! | #DIV/0! | #DIV/0! | #DIV/0! | #DIV/0! | #DIV/0! | #DIV/0! | #DIV/0! | #DIV/0! | #DIV/0! |  |  |  | 100 | #DIV/0! | #DIV/0! | #DIV/0! | #DIV/0! | #DIV/0! | #DIV/0! | #DIV/0! | #DIV/0! | #DIV/0! | #DIV/0! | #DIV/0! | #DIV/0! | #DIV/0! |  |  |  | 100 | #DIV/0! | #DIV/0! | #DIV/0! | #DIV/0! | #DIV/0! | #DIV/0! | #DIV/0! | #DIV/0! | #DIV/0! | #DIV/0! | #DIV/0! | #DIV/0! | #DIV/0! |  |  |  | 100 | #DIV/0! | #DIV/0! | #DIV/0! | #DIV/0! | #DIV/0! | #DIV/0! | #DIV/0! | #DIV/0! | #DIV/0! | #DIV/0! | #DIV/0! | #DIV/0! | #DIV/0! |  |  |  | 100 | #DIV/0! | #DIV/0! | #DIV/0! | #DIV/0! | #DIV/0! | #DIV/0! | #DIV/0! | #DIV/0! | #DIV/0! | #DIV/0! | #DIV/0! | #DIV/0! | #DIV/0! |  |  |  | 100 | #DIV/0! | #DIV/0! | #DIV/0! | #DIV/0! | #DIV/0! | #DIV/0! | #DIV/0! | #DIV/0! | #DIV/0! | #DIV/0! | #DIV/0! | #DIV/0! | #DIV/0! |  |  |  | 100 | #DIV/0! | #DIV/0! | #DIV/0! | #DIV/0! | #DIV/0! | #DIV/0! | #DIV/0! | #DIV/0! | #DIV/0! | #DIV/0! | #DIV/0! | #DIV/0! | #DIV/0!
[15 empty] | 100.1 | 89.846 | -16.004 | 3652.0677 | 3930.2432 | 3652.0677 | 3930.2432 | 32.5833 | 26.2989 | 1 | 1 | 3652.0677 | 3930.2432 |  |  |  |  | 100.1 | #DIV/0! | #DIV/0! | #DIV/0! | #DIV/0! | #DIV/0! | #DIV/0! | #DIV/0! | #DIV/0! | #DIV/0! | #DIV/0! | #DIV/0! | #DIV/0! | #DIV/0! |  |  |  | 100.1 | #DIV/0! | #DIV/0! | #DIV/0! | #DIV/0! | #DIV/0! | #DIV/0! | #DIV/0! | #DIV/0! | #DIV/0! | #DIV/0! | #DIV/0! | #DIV/0! | #DIV/0! |  |  |  | 100.1 | #DIV/0! | #DIV/0! | #DIV/0! | #DIV/0! | #DIV/0! | #DIV/0! | #DIV/0! | #DIV/0! | #DIV/0! | #DIV/0! | #DIV/0! | #DIV/0! | #DIV/0! |  |  |  | 100.1 | #DIV/0! | #DIV/0! | #DIV/0! | #DIV/0! | #DIV/0! | #DIV/0! | #DIV/0! | #DIV/0! | #DIV/0! | #DIV/0! | #DIV/0! | #DIV/0! | #DIV/0! |  |  |  | 100.1 | #DIV/0! | #DIV/0! | #DIV/0! | #DIV/0! | #DIV/0! | #DIV/0! | #DIV/0! | #DIV/0! | #DIV/0! | #DIV/0! | #DIV/0! | #DIV/0! | #DIV/0! |  |  |  | 100.1 | #DIV/0! | #DIV/0! | #DIV/0! | #DIV/0! | #DIV/0! | #DIV/0! | #DIV/0! | #DIV/0! | #DIV/0! | #DIV/0! | #DIV/0! | #DIV/0! | #DIV/0! |  |  |  | 100.1 | #DIV/0! | #DIV/0! | #DIV/0! | #DIV/0! | #DIV/0! | #DIV/0! | #DIV/0! | #DIV/0! | #DIV/0! | #DIV/0! | #DIV/0! | #DIV/0! | #DIV/0!
[15 empty] | 100.2 | 89.8179 | -16.1608 | 3653.4261 | 3928.9937 | 3653.4261 | 3928.9937 | 32.5853 | 26.2823 | 1 | 1 | 3653.4261 | 3928.9937 |  |  |  |  | 100.2 | #DIV/0! | #DIV/0! | #DIV/0! | #DIV/0! | #DIV/0! | #DIV/0! | #DIV/0! | #DIV/0! | #DIV/0! | #DIV/0! | #DIV/0! | #DIV/0! | #DIV/0! |  |  |  | 100.2 | #DIV/0! | #DIV/0! | #DIV/0! | #DIV/0! | #DIV/0! | #DIV/0! | #DIV/0! | #DIV/0! | #DIV/0! | #DIV/0! | #DIV/0! | #DIV/0! | #DIV/0! |  |  |  | 100.2 | #DIV/0! | #DIV/0! | #DIV/0! | #DIV/0! | #DIV/0! | #DIV/0! | #DIV/0! | #DIV/0! | #DIV/0! | #DIV/0! | #DIV/0! | #DIV/0! | #DIV/0! |  |  |  | 100.2 | #DIV/0! | #DIV/0! | #DIV/0! | #DIV/0! | #DIV/0! | #DIV/0! | #DIV/0! | #DIV/0! | #DIV/0! | #DIV/0! | #DIV/0! | #DIV/0! | #DIV/0! |  |  |  | 100.2 | #DIV/0! | #DIV/0! | #DIV/0! | #DIV/0! | #DIV/0! | #DIV/0! | #DIV/0! | #DIV/0! | #DIV/0! | #DIV/0! | #DIV/0! | #DIV/0! | #DIV/0! |  |  |  | 100.2 | #DIV/0! | #DIV/0! | #DIV/0! | #DIV/0! | #DIV/0! | #DIV/0! | #DIV/0! | #DIV/0! | #DIV/0! | #DIV/0! | #DIV/0! | #DIV/0! | #DIV/0! |  |  |  | 100.2 | #DIV/0! | #DIV/0! | #DIV/0! | #DIV/0! | #DIV/0! | #DIV/0! | #DIV/0! | #DIV/0! | #DIV/0! | #DIV/0! | #DIV/0! | #DIV/0! | #DIV/0!
[15 empty] | 100.3 | 89.7896 | -16.3175 | 3654.7847 | 3927.745 | 3654.7847 | 3927.745 | 32.5871 | 26.2657 | 1 | 1 | 3654.7847 | 3927.745 |  |  |  |  | 100.3 | #DIV/0! | #DIV/0! | #DIV/0! | #DIV/0! | #DIV/0! | #DIV/0! | #DIV/0! | #DIV/0! | #DIV/0! | #DIV/0! | #DIV/0! | #DIV/0! | #DIV/0! |  |  |  | 100.3 | #DIV/0! | #DIV/0! | #DIV/0! | #DIV/0! | #DIV/0! | #DIV/0! | #DIV/0! | #DIV/0! | #DIV/0! | #DIV/0! | #DIV/0! | #DIV/0! | #DIV/0! |  |  |  | 100.3 | #DIV/0! | #DIV/0! | #DIV/0! | #DIV/0! | #DIV/0! | #DIV/0! | #DIV/0! | #DIV/0! | #DIV/0! | #DIV/0! | #DIV/0! | #DIV/0! | #DIV/0! |  |  |  | 100.3 | #DIV/0! | #DIV/0! | #DIV/0! | #DIV/0! | #DIV/0! | #DIV/0! | #DIV/0! | #DIV/0! | #DIV/0! | #DIV/0! | #DIV/0! | #DIV/0! | #DIV/0! |  |  |  | 100.3 | #DIV/0! | #DIV/0! | #DIV/0! | #DIV/0! | #DIV/0! | #DIV/0! | #DIV/0! | #DIV/0! | #DIV/0! | #DIV/0! | #DIV/0! | #DIV/0! | #DIV/0! |  |  |  | 100.3 | #DIV/0! | #DIV/0! | #DIV/0! | #DIV/0! | #DIV/0! | #DIV/0! | #DIV/0! | #DIV/0! | #DIV/0! | #DIV/0! | #DIV/0! | #DIV/0! | #DIV/0! |  |  |  | 100.3 | #DIV/0! | #DIV/0! | #DIV/0! | #DIV/0! | #DIV/0! | #DIV/0! | #DIV/0! | #DIV/0! | #DIV/0! | #DIV/0! | #DIV/0! | #DIV/0! | #DIV/0!
[15 empty] | 100.4 | 89.761 | -16.4742 | 3656.1435 | 3926.4972 | 3656.1435 | 3926.4972 | 32.5888 | 26.249 | 1 | 1 | 3656.1435 | 3926.4972 |  |  |  |  | 100.4 | #DIV/0! | #DIV/0! | #DIV/0! | #DIV/0! | #DIV/0! | #DIV/0! | #DIV/0! | #DIV/0! | #DIV/0! | #DIV/0! | #DIV/0! | #DIV/0! | #DIV/0! |  |  |  | 100.4 | #DIV/0! | #DIV/0! | #DIV/0! | #DIV/0! | #DIV/0! | #DIV/0! | #DIV/0! | #DIV/0! | #DIV/0! | #DIV/0! | #DIV/0! | #DIV/0! | #DIV/0! |  |  |  | 100.4 | #DIV/0! | #DIV/0! | #DIV/0! | #DIV/0! | #DIV/0! | #DIV/0! | #DIV/0! | #DIV/0! | #DIV/0! | #DIV/0! | #DIV/0! | #DIV/0! | #DIV/0! |  |  |  | 100.4 | #DIV/0! | #DIV/0! | #DIV/0! | #DIV/0! | #DIV/0! | #DIV/0! | #DIV/0! | #DIV/0! | #DIV/0! | #DIV/0! | #DIV/0! | #DIV/0! | #DIV/0! |  |  |  | 100.4 | #DIV/0! | #DIV/0! | #DIV/0! | #DIV/0! | #DIV/0! | #DIV/0! | #DIV/0! | #DIV/0! | #DIV/0! | #DIV/0! | #DIV/0! | #DIV/0! | #DIV/0! |  |  |  | 100.4 | #DIV/0! | #DIV/0! | #DIV/0! | #DIV/0! | #DIV/0! | #DIV/0! | #DIV/0! | #DIV/0! | #DIV/0! | #DIV/0! | #DIV/0! | #DIV/0! | #DIV/0! |  |  |  | 100.4 | #DIV/0! | #DIV/0! | #DIV/0! | #DIV/0! | #DIV/0! | #DIV/0! | #DIV/0! | #DIV/0! | #DIV/0! | #DIV/0! | #DIV/0! | #DIV/0! | #DIV/0!
[15 empty] | 100.5 | 89.7321 | -16.6309 | 3657.5023 | 3925.2503 | 3657.5023 | 3925.2503 | 32.5904 | 26.2322 | 1 | 1 | 3657.5023 | 3925.2503 |  |  |  |  | 100.5 | #DIV/0! | #DIV/0! | #DIV/0! | #DIV/0! | #DIV/0! | #DIV/0! | #DIV/0! | #DIV/0! | #DIV/0! | #DIV/0! | #DIV/0! | #DIV/0! | #DIV/0! |  |  |  | 100.5 | #DIV/0! | #DIV/0! | #DIV/0! | #DIV/0! | #DIV/0! | #DIV/0! | #DIV/0! | #DIV/0! | #DIV/0! | #DIV/0! | #DIV/0! | #DIV/0! | #DIV/0! |  |  |  | 100.5 | #DIV/0! | #DIV/0! | #DIV/0! | #DIV/0! | #DIV/0! | #DIV/0! | #DIV/0! | #DIV/0! | #DIV/0! | #DIV/0! | #DIV/0! | #DIV/0! | #DIV/0! |  |  |  | 100.5 | #DIV/0! | #DIV/0! | #DIV/0! | #DIV/0! | #DIV/0! | #DIV/0! | #DIV/0! | #DIV/0! | #DIV/0! | #DIV/0! | #DIV/0! | #DIV/0! | #DIV/0! |  |  |  | 100.5 | #DIV/0! | #DIV/0! | #DIV/0! | #DIV/0! | #DIV/0! | #DIV/0! | #DIV/0! | #DIV/0! | #DIV/0! | #DIV/0! | #DIV/0! | #DIV/0! | #DIV/0! |  |  |  | 100.5 | #DIV/0! | #DIV/0! | #DIV/0! | #DIV/0! | #DIV/0! | #DIV/0! | #DIV/0! | #DIV/0! | #DIV/0! | #DIV/0! | #DIV/0! | #DIV/0! | #DIV/0! |  |  |  | 100.5 | #DIV/0! | #DIV/0! | #DIV/0! | #DIV/0! | #DIV/0! | #DIV/0! | #DIV/0! | #DIV/0! | #DIV/0! | #DIV/0! | #DIV/0! | #DIV/0! | #DIV/0!
[15 empty] | 100.6 | 89.7029 | -16.7874 | 3658.8613 | 3924.0043 | 3658.8613 | 3924.0043 | 32.592 | 26.2153 | 1 | 1 | 3658.8613 | 3924.0043 |  |  |  |  | 100.6 | #DIV/0! | #DIV/0! | #DIV/0! | #DIV/0! | #DIV/0! | #DIV/0! | #DIV/0! | #DIV/0! | #DIV/0! | #DIV/0! | #DIV/0! | #DIV/0! | #DIV/0! |  |  |  | 100.6 | #DIV/0! | #DIV/0! | #DIV/0! | #DIV/0! | #DIV/0! | #DIV/0! | #DIV/0! | #DIV/0! | #DIV/0! | #DIV/0! | #DIV/0! | #DIV/0! | #DIV/0! |  |  |  | 100.6 | #DIV/0! | #DIV/0! | #DIV/0! | #DIV/0! | #DIV/0! | #DIV/0! | #DIV/0! | #DIV/0! | #DIV/0! | #DIV/0! | #DIV/0! | #DIV/0! | #DIV/0! |  |  |  | 100.6 | #DIV/0! | #DIV/0! | #DIV/0! | #DIV/0! | #DIV/0! | #DIV/0! | #DIV/0! | #DIV/0! | #DIV/0! | #DIV/0! | #DIV/0! | #DIV/0! | #DIV/0! |  |  |  | 100.6 | #DIV/0! | #DIV/0! | #DIV/0! | #DIV/0! | #DIV/0! | #DIV/0! | #DIV/0! | #DIV/0! | #DIV/0! | #DIV/0! | #DIV/0! | #DIV/0! | #DIV/0! |  |  |  | 100.6 | #DIV/0! | #DIV/0! | #DIV/0! | #DIV/0! | #DIV/0! | #DIV/0! | #DIV/0! | #DIV/0! | #DIV/0! | #DIV/0! | #DIV/0! | #DIV/0! | #DIV/0! |  |  |  | 100.6 | #DIV/0! | #DIV/0! | #DIV/0! | #DIV/0! | #DIV/0! | #DIV/0! | #DIV/0! | #DIV/0! | #DIV/0! | #DIV/0! | #DIV/0! | #DIV/0! | #DIV/0!
[15 empty] | 100.7 | 89.6735 | -16.944 | 3660.2204 | 3922.7592 | 3660.2204 | 3922.7592 | 32.5934 | 26.1984 | 1 | 1 | 3660.2204 | 3922.7592 |  |  |  |  | 100.7 | #DIV/0! | #DIV/0! | #DIV/0! | #DIV/0! | #DIV/0! | #DIV/0! | #DIV/0! | #DIV/0! | #DIV/0! | #DIV/0! | #DIV/0! | #DIV/0! | #DIV/0! |  |  |  | 100.7 | #DIV/0! | #DIV/0! | #DIV/0! | #DIV/0! | #DIV/0! | #DIV/0! | #DIV/0! | #DIV/0! | #DIV/0! | #DIV/0! | #DIV/0! | #DIV/0! | #DIV/0! |  |  |  | 100.7 | #DIV/0! | #DIV/0! | #DIV/0! | #DIV/0! | #DIV/0! | #DIV/0! | #DIV/0! | #DIV/0! | #DIV/0! | #DIV/0! | #DIV/0! | #DIV/0! | #DIV/0! |  |  |  | 100.7 | #DIV/0! | #DIV/0! | #DIV/0! | #DIV/0! | #DIV/0! | #DIV/0! | #DIV/0! | #DIV/0! | #DIV/0! | #DIV/0! | #DIV/0! | #DIV/0! | #DIV/0! |  |  |  | 100.7 | #DIV/0! | #DIV/0! | #DIV/0! | #DIV/0! | #DIV/0! | #DIV/0! | #DIV/0! | #DIV/0! | #DIV/0! | #DIV/0! | #DIV/0! | #DIV/0! | #DIV/0! |  |  |  | 100.7 | #DIV/0! | #DIV/0! | #DIV/0! | #DIV/0! | #DIV/0! | #DIV/0! | #DIV/0! | #DIV/0! | #DIV/0! | #DIV/0! | #DIV/0! | #DIV/0! | #DIV/0! |  |  |  | 100.7 | #DIV/0! | #DIV/0! | #DIV/0! | #DIV/0! | #DIV/0! | #DIV/0! | #DIV/0! | #DIV/0! | #DIV/0! | #DIV/0! | #DIV/0! | #DIV/0! | #DIV/0!
[15 empty] | 100.8 | 89.6438 | -17.1005 | 3661.5796 | 3921.515 | 3661.5796 | 3921.515 | 32.5947 | 26.1814 | 1 | 1 | 3661.5796 | 3921.515 |  |  |  |  | 100.8 | #DIV/0! | #DIV/0! | #DIV/0! | #DIV/0! | #DIV/0! | #DIV/0! | #DIV/0! | #DIV/0! | #DIV/0! | #DIV/0! | #DIV/0! | #DIV/0! | #DIV/0! |  |  |  | 100.8 | #DIV/0! | #DIV/0! | #DIV/0! | #DIV/0! | #DIV/0! | #DIV/0! | #DIV/0! | #DIV/0! | #DIV/0! | #DIV/0! | #DIV/0! | #DIV/0! | #DIV/0! |  |  |  | 100.8 | #DIV/0! | #DIV/0! | #DIV/0! | #DIV/0! | #DIV/0! | #DIV/0! | #DIV/0! | #DIV/0! | #DIV/0! | #DIV/0! | #DIV/0! | #DIV/0! | #DIV/0! |  |  |  | 100.8 | #DIV/0! | #DIV/0! | #DIV/0! | #DIV/0! | #DIV/0! | #DIV/0! | #DIV/0! | #DIV/0! | #DIV/0! | #DIV/0! | #DIV/0! | #DIV/0! | #DIV/0! |  |  |  | 100.8 | #DIV/0! | #DIV/0! | #DIV/0! | #DIV/0! | #DIV/0! | #DIV/0! | #DIV/0! | #DIV/0! | #DIV/0! | #DIV/0! | #DIV/0! | #DIV/0! | #DIV/0! |  |  |  | 100.8 | #DIV/0! | #DIV/0! | #DIV/0! | #DIV/0! | #DIV/0! | #DIV/0! | #DIV/0! | #DIV/0! | #DIV/0! | #DIV/0! | #DIV/0! | #DIV/0! | #DIV/0! |  |  |  | 100.8 | #DIV/0! | #DIV/0! | #DIV/0! | #DIV/0! | #DIV/0! | #DIV/0! | #DIV/0! | #DIV/0! | #DIV/0! | #DIV/0! | #DIV/0! | #DIV/0! | #DIV/0!
[15 empty] | 100.9 | 89.6138 | -17.2569 | 3662.939 | 3920.2717 | 3662.939 | 3920.2717 | 32.5959 | 26.1644 | 1 | 1 | 3662.939 | 3920.2717 |  |  |  |  | 100.9 | #DIV/0! | #DIV/0! | #DIV/0! | #DIV/0! | #DIV/0! | #DIV/0! | #DIV/0! | #DIV/0! | #DIV/0! | #DIV/0! | #DIV/0! | #DIV/0! | #DIV/0! |  |  |  | 100.9 | #DIV/0! | #DIV/0! | #DIV/0! | #DIV/0! | #DIV/0! | #DIV/0! | #DIV/0! | #DIV/0! | #DIV/0! | #DIV/0! | #DIV/0! | #DIV/0! | #DIV/0! |  |  |  | 100.9 | #DIV/0! | #DIV/0! | #DIV/0! | #DIV/0! | #DIV/0! | #DIV/0! | #DIV/0! | #DIV/0! | #DIV/0! | #DIV/0! | #DIV/0! | #DIV/0! | #DIV/0! |  |  |  | 100.9 | #DIV/0! | #DIV/0! | #DIV/0! | #DIV/0! | #DIV/0! | #DIV/0! | #DIV/0! | #DIV/0! | #DIV/0! | #DIV/0! | #DIV/0! | #DIV/0! | #DIV/0! |  |  |  | 100.9 | #DIV/0! | #DIV/0! | #DIV/0! | #DIV/0! | #DIV/0! | #DIV/0! | #DIV/0! | #DIV/0! | #DIV/0! | #DIV/0! | #DIV/0! | #DIV/0! | #DIV/0! |  |  |  | 100.9 | #DIV/0! | #DIV/0! | #DIV/0! | #DIV/0! | #DIV/0! | #DIV/0! | #DIV/0! | #DIV/0! | #DIV/0! | #DIV/0! | #DIV/0! | #DIV/0! | #DIV/0! |  |  |  | 100.9 | #DIV/0! | #DIV/0! | #DIV/0! | #DIV/0! | #DIV/0! | #DIV/0! | #DIV/0! | #DIV/0! | #DIV/0! | #DIV/0! | #DIV/0! | #DIV/0! | #DIV/0!
[15 empty] | 101 | 89.5836 | -17.4133 | 3664.2984 | 3919.0294 | 3664.2984 | 3919.0294 | 32.597 | 26.1472 | 1 | 1 | 3664.2984 | 3919.0294 |  |  |  |  | 101 | #DIV/0! | #DIV/0! | #DIV/0! | #DIV/0! | #DIV/0! | #DIV/0! | #DIV/0! | #DIV/0! | #DIV/0! | #DIV/0! | #DIV/0! | #DIV/0! | #DIV/0! |  |  |  | 101 | #DIV/0! | #DIV/0! | #DIV/0! | #DIV/0! | #DIV/0! | #DIV/0! | #DIV/0! | #DIV/0! | #DIV/0! | #DIV/0! | #DIV/0! | #DIV/0! | #DIV/0! |  |  |  | 101 | #DIV/0! | #DIV/0! | #DIV/0! | #DIV/0! | #DIV/0! | #DIV/0! | #DIV/0! | #DIV/0! | #DIV/0! | #DIV/0! | #DIV/0! | #DIV/0! | #DIV/0! |  |  |  | 101 | #DIV/0! | #DIV/0! | #DIV/0! | #DIV/0! | #DIV/0! | #DIV/0! | #DIV/0! | #DIV/0! | #DIV/0! | #DIV/0! | #DIV/0! | #DIV/0! | #DIV/0! |  |  |  | 101 | #DIV/0! | #DIV/0! | #DIV/0! | #DIV/0! | #DIV/0! | #DIV/0! | #DIV/0! | #DIV/0! | #DIV/0! | #DIV/0! | #DIV/0! | #DIV/0! | #DIV/0! |  |  |  | 101 | #DIV/0! | #DIV/0! | #DIV/0! | #DIV/0! | #DIV/0! | #DIV/0! | #DIV/0! | #DIV/0! | #DIV/0! | #DIV/0! | #DIV/0! | #DIV/0! | #DIV/0! |  |  |  | 101 | #DIV/0! | #DIV/0! | #DIV/0! | #DIV/0! | #DIV/0! | #DIV/0! | #DIV/0! | #DIV/0! | #DIV/0! | #DIV/0! | #DIV/0! | #DIV/0! | #DIV/0!
[15 empty] | 101.1 | 89.553 | -17.5696 | 3665.658 | 3917.7879 | 3665.658 | 3917.7879 | 32.5979 | 26.1301 | 1 | 1 | 3665.658 | 3917.7879 |  |  |  |  | 101.1 | #DIV/0! | #DIV/0! | #DIV/0! | #DIV/0! | #DIV/0! | #DIV/0! | #DIV/0! | #DIV/0! | #DIV/0! | #DIV/0! | #DIV/0! | #DIV/0! | #DIV/0! |  |  |  | 101.1 | #DIV/0! | #DIV/0! | #DIV/0! | #DIV/0! | #DIV/0! | #DIV/0! | #DIV/0! | #DIV/0! | #DIV/0! | #DIV/0! | #DIV/0! | #DIV/0! | #DIV/0! |  |  |  | 101.1 | #DIV/0! | #DIV/0! | #DIV/0! | #DIV/0! | #DIV/0! | #DIV/0! | #DIV/0! | #DIV/0! | #DIV/0! | #DIV/0! | #DIV/0! | #DIV/0! | #DIV/0! |  |  |  | 101.1 | #DIV/0! | #DIV/0! | #DIV/0! | #DIV/0! | #DIV/0! | #DIV/0! | #DIV/0! | #DIV/0! | #DIV/0! | #DIV/0! | #DIV/0! | #DIV/0! | #DIV/0! |  |  |  | 101.1 | #DIV/0! | #DIV/0! | #DIV/0! | #DIV/0! | #DIV/0! | #DIV/0! | #DIV/0! | #DIV/0! | #DIV/0! | #DIV/0! | #DIV/0! | #DIV/0! | #DIV/0! |  |  |  | 101.1 | #DIV/0! | #DIV/0! | #DIV/0! | #DIV/0! | #DIV/0! | #DIV/0! | #DIV/0! | #DIV/0! | #DIV/0! | #DIV/0! | #DIV/0! | #DIV/0! | #DIV/0! |  |  |  | 101.1 | #DIV/0! | #DIV/0! | #DIV/0! | #DIV/0! | #DIV/0! | #DIV/0! | #DIV/0! | #DIV/0! | #DIV/0! | #DIV/0! | #DIV/0! | #DIV/0! | #DIV/0!
[15 empty] | 101.2 | 89.5222 | -17.7259 | 3667.0176 | 3916.5473 | 3667.0176 | 3916.5473 | 32.5988 | 26.1128 | 1 | 1 | 3667.0176 | 3916.5473 |  |  |  |  | 101.2 | #DIV/0! | #DIV/0! | #DIV/0! | #DIV/0! | #DIV/0! | #DIV/0! | #DIV/0! | #DIV/0! | #DIV/0! | #DIV/0! | #DIV/0! | #DIV/0! | #DIV/0! |  |  |  | 101.2 | #DIV/0! | #DIV/0! | #DIV/0! | #DIV/0! | #DIV/0! | #DIV/0! | #DIV/0! | #DIV/0! | #DIV/0! | #DIV/0! | #DIV/0! | #DIV/0! | #DIV/0! |  |  |  | 101.2 | #DIV/0! | #DIV/0! | #DIV/0! | #DIV/0! | #DIV/0! | #DIV/0! | #DIV/0! | #DIV/0! | #DIV/0! | #DIV/0! | #DIV/0! | #DIV/0! | #DIV/0! |  |  |  | 101.2 | #DIV/0! | #DIV/0! | #DIV/0! | #DIV/0! | #DIV/0! | #DIV/0! | #DIV/0! | #DIV/0! | #DIV/0! | #DIV/0! | #DIV/0! | #DIV/0! | #DIV/0! |  |  |  | 101.2 | #DIV/0! | #DIV/0! | #DIV/0! | #DIV/0! | #DIV/0! | #DIV/0! | #DIV/0! | #DIV/0! | #DIV/0! | #DIV/0! | #DIV/0! | #DIV/0! | #DIV/0! |  |  |  | 101.2 | #DIV/0! | #DIV/0! | #DIV/0! | #DIV/0! | #DIV/0! | #DIV/0! | #DIV/0! | #DIV/0! | #DIV/0! | #DIV/0! | #DIV/0! | #DIV/0! | #DIV/0! |  |  |  | 101.2 | #DIV/0! | #DIV/0! | #DIV/0! | #DIV/0! | #DIV/0! | #DIV/0! | #DIV/0! | #DIV/0! | #DIV/0! | #DIV/0! | #DIV/0! | #DIV/0! | #DIV/0!
[15 empty] | 101.3 | 89.4911 | -17.8821 | 3668.3773 | 3915.3077 | 3668.3773 | 3915.3077 | 32.5996 | 26.0955 | 1 | 1 | 3668.3773 | 3915.3077 |  |  |  |  | 101.3 | #DIV/0! | #DIV/0! | #DIV/0! | #DIV/0! | #DIV/0! | #DIV/0! | #DIV/0! | #DIV/0! | #DIV/0! | #DIV/0! | #DIV/0! | #DIV/0! | #DIV/0! |  |  |  | 101.3 | #DIV/0! | #DIV/0! | #DIV/0! | #DIV/0! | #DIV/0! | #DIV/0! | #DIV/0! | #DIV/0! | #DIV/0! | #DIV/0! | #DIV/0! | #DIV/0! | #DIV/0! |  |  |  | 101.3 | #DIV/0! | #DIV/0! | #DIV/0! | #DIV/0! | #DIV/0! | #DIV/0! | #DIV/0! | #DIV/0! | #DIV/0! | #DIV/0! | #DIV/0! | #DIV/0! | #DIV/0! |  |  |  | 101.3 | #DIV/0! | #DIV/0! | #DIV/0! | #DIV/0! | #DIV/0! | #DIV/0! | #DIV/0! | #DIV/0! | #DIV/0! | #DIV/0! | #DIV/0! | #DIV/0! | #DIV/0! |  |  |  | 101.3 | #DIV/0! | #DIV/0! | #DIV/0! | #DIV/0! | #DIV/0! | #DIV/0! | #DIV/0! | #DIV/0! | #DIV/0! | #DIV/0! | #DIV/0! | #DIV/0! | #DIV/0! |  |  |  | 101.3 | #DIV/0! | #DIV/0! | #DIV/0! | #DIV/0! | #DIV/0! | #DIV/0! | #DIV/0! | #DIV/0! | #DIV/0! | #DIV/0! | #DIV/0! | #DIV/0! | #DIV/0! |  |  |  | 101.3 | #DIV/0! | #DIV/0! | #DIV/0! | #DIV/0! | #DIV/0! | #DIV/0! | #DIV/0! | #DIV/0! | #DIV/0! | #DIV/0! | #DIV/0! | #DIV/0! | #DIV/0!
[15 empty] | 101.4 | 89.4598 | -18.0383 | 3669.7372 | 3914.0689 | 3669.7372 | 3914.0689 | 32.6002 | 26.0781 | 1 | 1 | 3669.7372 | 3914.0689 |  |  |  |  | 101.4 | #DIV/0! | #DIV/0! | #DIV/0! | #DIV/0! | #DIV/0! | #DIV/0! | #DIV/0! | #DIV/0! | #DIV/0! | #DIV/0! | #DIV/0! | #DIV/0! | #DIV/0! |  |  |  | 101.4 | #DIV/0! | #DIV/0! | #DIV/0! | #DIV/0! | #DIV/0! | #DIV/0! | #DIV/0! | #DIV/0! | #DIV/0! | #DIV/0! | #DIV/0! | #DIV/0! | #DIV/0! |  |  |  | 101.4 | #DIV/0! | #DIV/0! | #DIV/0! | #DIV/0! | #DIV/0! | #DIV/0! | #DIV/0! | #DIV/0! | #DIV/0! | #DIV/0! | #DIV/0! | #DIV/0! | #DIV/0! |  |  |  | 101.4 | #DIV/0! | #DIV/0! | #DIV/0! | #DIV/0! | #DIV/0! | #DIV/0! | #DIV/0! | #DIV/0! | #DIV/0! | #DIV/0! | #DIV/0! | #DIV/0! | #DIV/0! |  |  |  | 101.4 | #DIV/0! | #DIV/0! | #DIV/0! | #DIV/0! | #DIV/0! | #DIV/0! | #DIV/0! | #DIV/0! | #DIV/0! | #DIV/0! | #DIV/0! | #DIV/0! | #DIV/0! |  |  |  | 101.4 | #DIV/0! | #DIV/0! | #DIV/0! | #DIV/0! | #DIV/0! | #DIV/0! | #DIV/0! | #DIV/0! | #DIV/0! | #DIV/0! | #DIV/0! | #DIV/0! | #DIV/0! |  |  |  | 101.4 | #DIV/0! | #DIV/0! | #DIV/0! | #DIV/0! | #DIV/0! | #DIV/0! | #DIV/0! | #DIV/0! | #DIV/0! | #DIV/0! | #DIV/0! | #DIV/0! | #DIV/0!
[15 empty] | 101.5 | 89.4282 | -18.1944 | 3671.0971 | 3912.8311 | 3671.0971 | 3912.8311 | 32.6008 | 26.0606 | 1 | 1 | 3671.0971 | 3912.8311 |  |  |  |  | 101.5 | #DIV/0! | #DIV/0! | #DIV/0! | #DIV/0! | #DIV/0! | #DIV/0! | #DIV/0! | #DIV/0! | #DIV/0! | #DIV/0! | #DIV/0! | #DIV/0! | #DIV/0! |  |  |  | 101.5 | #DIV/0! | #DIV/0! | #DIV/0! | #DIV/0! | #DIV/0! | #DIV/0! | #DIV/0! | #DIV/0! | #DIV/0! | #DIV/0! | #DIV/0! | #DIV/0! | #DIV/0! |  |  |  | 101.5 | #DIV/0! | #DIV/0! | #DIV/0! | #DIV/0! | #DIV/0! | #DIV/0! | #DIV/0! | #DIV/0! | #DIV/0! | #DIV/0! | #DIV/0! | #DIV/0! | #DIV/0! |  |  |  | 101.5 | #DIV/0! | #DIV/0! | #DIV/0! | #DIV/0! | #DIV/0! | #DIV/0! | #DIV/0! | #DIV/0! | #DIV/0! | #DIV/0! | #DIV/0! | #DIV/0! | #DIV/0! |  |  |  | 101.5 | #DIV/0! | #DIV/0! | #DIV/0! | #DIV/0! | #DIV/0! | #DIV/0! | #DIV/0! | #DIV/0! | #DIV/0! | #DIV/0! | #DIV/0! | #DIV/0! | #DIV/0! |  |  |  | 101.5 | #DIV/0! | #DIV/0! | #DIV/0! | #DIV/0! | #DIV/0! | #DIV/0! | #DIV/0! | #DIV/0! | #DIV/0! | #DIV/0! | #DIV/0! | #DIV/0! | #DIV/0! |  |  |  | 101.5 | #DIV/0! | #DIV/0! | #DIV/0! | #DIV/0! | #DIV/0! | #DIV/0! | #DIV/0! | #DIV/0! | #DIV/0! | #DIV/0! | #DIV/0! | #DIV/0! | #DIV/0!
[15 empty] | 101.6 | 89.3963 | -18.3504 | 3672.4571 | 3911.5943 | 3672.4571 | 3911.5943 | 32.6012 | 26.0431 | 1 | 1 | 3672.4571 | 3911.5943 |  |  |  |  | 101.6 | #DIV/0! | #DIV/0! | #DIV/0! | #DIV/0! | #DIV/0! | #DIV/0! | #DIV/0! | #DIV/0! | #DIV/0! | #DIV/0! | #DIV/0! | #DIV/0! | #DIV/0! |  |  |  | 101.6 | #DIV/0! | #DIV/0! | #DIV/0! | #DIV/0! | #DIV/0! | #DIV/0! | #DIV/0! | #DIV/0! | #DIV/0! | #DIV/0! | #DIV/0! | #DIV/0! | #DIV/0! |  |  |  | 101.6 | #DIV/0! | #DIV/0! | #DIV/0! | #DIV/0! | #DIV/0! | #DIV/0! | #DIV/0! | #DIV/0! | #DIV/0! | #DIV/0! | #DIV/0! | #DIV/0! | #DIV/0! |  |  |  | 101.6 | #DIV/0! | #DIV/0! | #DIV/0! | #DIV/0! | #DIV/0! | #DIV/0! | #DIV/0! | #DIV/0! | #DIV/0! | #DIV/0! | #DIV/0! | #DIV/0! | #DIV/0! |  |  |  | 101.6 | #DIV/0! | #DIV/0! | #DIV/0! | #DIV/0! | #DIV/0! | #DIV/0! | #DIV/0! | #DIV/0! | #DIV/0! | #DIV/0! | #DIV/0! | #DIV/0! | #DIV/0! |  |  |  | 101.6 | #DIV/0! | #DIV/0! | #DIV/0! | #DIV/0! | #DIV/0! | #DIV/0! | #DIV/0! | #DIV/0! | #DIV/0! | #DIV/0! | #DIV/0! | #DIV/0! | #DIV/0! |  |  |  | 101.6 | #DIV/0! | #DIV/0! | #DIV/0! | #DIV/0! | #DIV/0! | #DIV/0! | #DIV/0! | #DIV/0! | #DIV/0! | #DIV/0! | #DIV/0! | #DIV/0! | #DIV/0!
[15 empty] | 101.7 | 89.3641 | -18.5064 | 3673.8171 | 3910.3583 | 3673.8171 | 3910.3583 | 32.6016 | 26.0255 | 1 | 1 | 3673.8171 | 3910.3583 |  |  |  |  | 101.7 | #DIV/0! | #DIV/0! | #DIV/0! | #DIV/0! | #DIV/0! | #DIV/0! | #DIV/0! | #DIV/0! | #DIV/0! | #DIV/0! | #DIV/0! | #DIV/0! | #DIV/0! |  |  |  | 101.7 | #DIV/0! | #DIV/0! | #DIV/0! | #DIV/0! | #DIV/0! | #DIV/0! | #DIV/0! | #DIV/0! | #DIV/0! | #DIV/0! | #DIV/0! | #DIV/0! | #DIV/0! |  |  |  | 101.7 | #DIV/0! | #DIV/0! | #DIV/0! | #DIV/0! | #DIV/0! | #DIV/0! | #DIV/0! | #DIV/0! | #DIV/0! | #DIV/0! | #DIV/0! | #DIV/0! | #DIV/0! |  |  |  | 101.7 | #DIV/0! | #DIV/0! | #DIV/0! | #DIV/0! | #DIV/0! | #DIV/0! | #DIV/0! | #DIV/0! | #DIV/0! | #DIV/0! | #DIV/0! | #DIV/0! | #DIV/0! |  |  |  | 101.7 | #DIV/0! | #DIV/0! | #DIV/0! | #DIV/0! | #DIV/0! | #DIV/0! | #DIV/0! | #DIV/0! | #DIV/0! | #DIV/0! | #DIV/0! | #DIV/0! | #DIV/0! |  |  |  | 101.7 | #DIV/0! | #DIV/0! | #DIV/0! | #DIV/0! | #DIV/0! | #DIV/0! | #DIV/0! | #DIV/0! | #DIV/0! | #DIV/0! | #DIV/0! | #DIV/0! | #DIV/0! |  |  |  | 101.7 | #DIV/0! | #DIV/0! | #DIV/0! | #DIV/0! | #DIV/0! | #DIV/0! | #DIV/0! | #DIV/0! | #DIV/0! | #DIV/0! | #DIV/0! | #DIV/0! | #DIV/0!
[15 empty] | 101.8 | 89.3317 | -18.6624 | 3675.1773 | 3909.1233 | 3675.1773 | 3909.1233 | 32.6018 | 26.0078 | 1 | 1 | 3675.1773 | 3909.1233 |  |  |  |  | 101.8 | #DIV/0! | #DIV/0! | #DIV/0! | #DIV/0! | #DIV/0! | #DIV/0! | #DIV/0! | #DIV/0! | #DIV/0! | #DIV/0! | #DIV/0! | #DIV/0! | #DIV/0! |  |  |  | 101.8 | #DIV/0! | #DIV/0! | #DIV/0! | #DIV/0! | #DIV/0! | #DIV/0! | #DIV/0! | #DIV/0! | #DIV/0! | #DIV/0! | #DIV/0! | #DIV/0! | #DIV/0! |  |  |  | 101.8 | #DIV/0! | #DIV/0! | #DIV/0! | #DIV/0! | #DIV/0! | #DIV/0! | #DIV/0! | #DIV/0! | #DIV/0! | #DIV/0! | #DIV/0! | #DIV/0! | #DIV/0! |  |  |  | 101.8 | #DIV/0! | #DIV/0! | #DIV/0! | #DIV/0! | #DIV/0! | #DIV/0! | #DIV/0! | #DIV/0! | #DIV/0! | #DIV/0! | #DIV/0! | #DIV/0! | #DIV/0! |  |  |  | 101.8 | #DIV/0! | #DIV/0! | #DIV/0! | #DIV/0! | #DIV/0! | #DIV/0! | #DIV/0! | #DIV/0! | #DIV/0! | #DIV/0! | #DIV/0! | #DIV/0! | #DIV/0! |  |  |  | 101.8 | #DIV/0! | #DIV/0! | #DIV/0! | #DIV/0! | #DIV/0! | #DIV/0! | #DIV/0! | #DIV/0! | #DIV/0! | #DIV/0! | #DIV/0! | #DIV/0! | #DIV/0! |  |  |  | 101.8 | #DIV/0! | #DIV/0! | #DIV/0! | #DIV/0! | #DIV/0! | #DIV/0! | #DIV/0! | #DIV/0! | #DIV/0! | #DIV/0! | #DIV/0! | #DIV/0! | #DIV/0!
[15 empty] | 101.9 | 89.299 | -18.8182 | 3676.5375 | 3907.8892 | 3676.5375 | 3907.8892 | 32.6019 | 25.9901 | 1 | 1 | 3676.5375 | 3907.8892 |  |  |  |  | 101.9 | #DIV/0! | #DIV/0! | #DIV/0! | #DIV/0! | #DIV/0! | #DIV/0! | #DIV/0! | #DIV/0! | #DIV/0! | #DIV/0! | #DIV/0! | #DIV/0! | #DIV/0! |  |  |  | 101.9 | #DIV/0! | #DIV/0! | #DIV/0! | #DIV/0! | #DIV/0! | #DIV/0! | #DIV/0! | #DIV/0! | #DIV/0! | #DIV/0! | #DIV/0! | #DIV/0! | #DIV/0! |  |  |  | 101.9 | #DIV/0! | #DIV/0! | #DIV/0! | #DIV/0! | #DIV/0! | #DIV/0! | #DIV/0! | #DIV/0! | #DIV/0! | #DIV/0! | #DIV/0! | #DIV/0! | #DIV/0! |  |  |  | 101.9 | #DIV/0! | #DIV/0! | #DIV/0! | #DIV/0! | #DIV/0! | #DIV/0! | #DIV/0! | #DIV/0! | #DIV/0! | #DIV/0! | #DIV/0! | #DIV/0! | #DIV/0! |  |  |  | 101.9 | #DIV/0! | #DIV/0! | #DIV/0! | #DIV/0! | #DIV/0! | #DIV/0! | #DIV/0! | #DIV/0! | #DIV/0! | #DIV/0! | #DIV/0! | #DIV/0! | #DIV/0! |  |  |  | 101.9 | #DIV/0! | #DIV/0! | #DIV/0! | #DIV/0! | #DIV/0! | #DIV/0! | #DIV/0! | #DIV/0! | #DIV/0! | #DIV/0! | #DIV/0! | #DIV/0! | #DIV/0! |  |  |  | 101.9 | #DIV/0! | #DIV/0! | #DIV/0! | #DIV/0! | #DIV/0! | #DIV/0! | #DIV/0! | #DIV/0! | #DIV/0! | #DIV/0! | #DIV/0! | #DIV/0! | #DIV/0!
[15 empty] | 102 | 89.266 | -18.9741 | 3677.8977 | 3906.6561 | 3677.8977 | 3906.6561 | 32.602 | 25.9723 | 1 | 1 | 3677.8977 | 3906.6561 |  |  |  |  | 102 | #DIV/0! | #DIV/0! | #DIV/0! | #DIV/0! | #DIV/0! | #DIV/0! | #DIV/0! | #DIV/0! | #DIV/0! | #DIV/0! | #DIV/0! | #DIV/0! | #DIV/0! |  |  |  | 102 | #DIV/0! | #DIV/0! | #DIV/0! | #DIV/0! | #DIV/0! | #DIV/0! | #DIV/0! | #DIV/0! | #DIV/0! | #DIV/0! | #DIV/0! | #DIV/0! | #DIV/0! |  |  |  | 102 | #DIV/0! | #DIV/0! | #DIV/0! | #DIV/0! | #DIV/0! | #DIV/0! | #DIV/0! | #DIV/0! | #DIV/0! | #DIV/0! | #DIV/0! | #DIV/0! | #DIV/0! |  |  |  | 102 | #DIV/0! | #DIV/0! | #DIV/0! | #DIV/0! | #DIV/0! | #DIV/0! | #DIV/0! | #DIV/0! | #DIV/0! | #DIV/0! | #DIV/0! | #DIV/0! | #DIV/0! |  |  |  | 102 | #DIV/0! | #DIV/0! | #DIV/0! | #DIV/0! | #DIV/0! | #DIV/0! | #DIV/0! | #DIV/0! | #DIV/0! | #DIV/0! | #DIV/0! | #DIV/0! | #DIV/0! |  |  |  | 102 | #DIV/0! | #DIV/0! | #DIV/0! | #DIV/0! | #DIV/0! | #DIV/0! | #DIV/0! | #DIV/0! | #DIV/0! | #DIV/0! | #DIV/0! | #DIV/0! | #DIV/0! |  |  |  | 102 | #DIV/0! | #DIV/0! | #DIV/0! | #DIV/0! | #DIV/0! | #DIV/0! | #DIV/0! | #DIV/0! | #DIV/0! | #DIV/0! | #DIV/0! | #DIV/0! | #DIV/0!
[15 empty] | 102.1 | 89.2328 | -19.1298 | 3679.258 | 3905.4239 | 3679.258 | 3905.4239 | 32.6019 | 25.9544 | 1 | 1 | 3679.258 | 3905.4239 |  |  |  |  | 102.1 | #DIV/0! | #DIV/0! | #DIV/0! | #DIV/0! | #DIV/0! | #DIV/0! | #DIV/0! | #DIV/0! | #DIV/0! | #DIV/0! | #DIV/0! | #DIV/0! | #DIV/0! |  |  |  | 102.1 | #DIV/0! | #DIV/0! | #DIV/0! | #DIV/0! | #DIV/0! | #DIV/0! | #DIV/0! | #DIV/0! | #DIV/0! | #DIV/0! | #DIV/0! | #DIV/0! | #DIV/0! |  |  |  | 102.1 | #DIV/0! | #DIV/0! | #DIV/0! | #DIV/0! | #DIV/0! | #DIV/0! | #DIV/0! | #DIV/0! | #DIV/0! | #DIV/0! | #DIV/0! | #DIV/0! | #DIV/0! |  |  |  | 102.1 | #DIV/0! | #DIV/0! | #DIV/0! | #DIV/0! | #DIV/0! | #DIV/0! | #DIV/0! | #DIV/0! | #DIV/0! | #DIV/0! | #DIV/0! | #DIV/0! | #DIV/0! |  |  |  | 102.1 | #DIV/0! | #DIV/0! | #DIV/0! | #DIV/0! | #DIV/0! | #DIV/0! | #DIV/0! | #DIV/0! | #DIV/0! | #DIV/0! | #DIV/0! | #DIV/0! | #DIV/0! |  |  |  | 102.1 | #DIV/0! | #DIV/0! | #DIV/0! | #DIV/0! | #DIV/0! | #DIV/0! | #DIV/0! | #DIV/0! | #DIV/0! | #DIV/0! | #DIV/0! | #DIV/0! | #DIV/0! |  |  |  | 102.1 | #DIV/0! | #DIV/0! | #DIV/0! | #DIV/0! | #DIV/0! | #DIV/0! | #DIV/0! | #DIV/0! | #DIV/0! | #DIV/0! | #DIV/0! | #DIV/0! | #DIV/0!
[15 empty] | 102.2 | 89.1992 | -19.2856 | 3680.6184 | 3904.1927 | 3680.6184 | 3904.1927 | 32.6017 | 25.9365 | 1 | 1 | 3680.6184 | 3904.1927 |  |  |  |  | 102.2 | #DIV/0! | #DIV/0! | #DIV/0! | #DIV/0! | #DIV/0! | #DIV/0! | #DIV/0! | #DIV/0! | #DIV/0! | #DIV/0! | #DIV/0! | #DIV/0! | #DIV/0! |  |  |  | 102.2 | #DIV/0! | #DIV/0! | #DIV/0! | #DIV/0! | #DIV/0! | #DIV/0! | #DIV/0! | #DIV/0! | #DIV/0! | #DIV/0! | #DIV/0! | #DIV/0! | #DIV/0! |  |  |  | 102.2 | #DIV/0! | #DIV/0! | #DIV/0! | #DIV/0! | #DIV/0! | #DIV/0! | #DIV/0! | #DIV/0! | #DIV/0! | #DIV/0! | #DIV/0! | #DIV/0! | #DIV/0! |  |  |  | 102.2 | #DIV/0! | #DIV/0! | #DIV/0! | #DIV/0! | #DIV/0! | #DIV/0! | #DIV/0! | #DIV/0! | #DIV/0! | #DIV/0! | #DIV/0! | #DIV/0! | #DIV/0! |  |  |  | 102.2 | #DIV/0! | #DIV/0! | #DIV/0! | #DIV/0! | #DIV/0! | #DIV/0! | #DIV/0! | #DIV/0! | #DIV/0! | #DIV/0! | #DIV/0! | #DIV/0! | #DIV/0! |  |  |  | 102.2 | #DIV/0! | #DIV/0! | #DIV/0! | #DIV/0! | #DIV/0! | #DIV/0! | #DIV/0! | #DIV/0! | #DIV/0! | #DIV/0! | #DIV/0! | #DIV/0! | #DIV/0! |  |  |  | 102.2 | #DIV/0! | #DIV/0! | #DIV/0! | #DIV/0! | #DIV/0! | #DIV/0! | #DIV/0! | #DIV/0! | #DIV/0! | #DIV/0! | #DIV/0! | #DIV/0! | #DIV/0!
[15 empty] | 102.3 | 89.1654 | -19.4412 | 3681.9788 | 3902.9624 | 3681.9788 | 3902.9624 | 32.6014 | 25.9185 | 1 | 1 | 3681.9788 | 3902.9624 |  |  |  |  | 102.3 | #DIV/0! | #DIV/0! | #DIV/0! | #DIV/0! | #DIV/0! | #DIV/0! | #DIV/0! | #DIV/0! | #DIV/0! | #DIV/0! | #DIV/0! | #DIV/0! | #DIV/0! |  |  |  | 102.3 | #DIV/0! | #DIV/0! | #DIV/0! | #DIV/0! | #DIV/0! | #DIV/0! | #DIV/0! | #DIV/0! | #DIV/0! | #DIV/0! | #DIV/0! | #DIV/0! | #DIV/0! |  |  |  | 102.3 | #DIV/0! | #DIV/0! | #DIV/0! | #DIV/0! | #DIV/0! | #DIV/0! | #DIV/0! | #DIV/0! | #DIV/0! | #DIV/0! | #DIV/0! | #DIV/0! | #DIV/0! |  |  |  | 102.3 | #DIV/0! | #DIV/0! | #DIV/0! | #DIV/0! | #DIV/0! | #DIV/0! | #DIV/0! | #DIV/0! | #DIV/0! | #DIV/0! | #DIV/0! | #DIV/0! | #DIV/0! |  |  |  | 102.3 | #DIV/0! | #DIV/0! | #DIV/0! | #DIV/0! | #DIV/0! | #DIV/0! | #DIV/0! | #DIV/0! | #DIV/0! | #DIV/0! | #DIV/0! | #DIV/0! | #DIV/0! |  |  |  | 102.3 | #DIV/0! | #DIV/0! | #DIV/0! | #DIV/0! | #DIV/0! | #DIV/0! | #DIV/0! | #DIV/0! | #DIV/0! | #DIV/0! | #DIV/0! | #DIV/0! | #DIV/0! |  |  |  | 102.3 | #DIV/0! | #DIV/0! | #DIV/0! | #DIV/0! | #DIV/0! | #DIV/0! | #DIV/0! | #DIV/0! | #DIV/0! | #DIV/0! | #DIV/0! | #DIV/0! | #DIV/0!
[15 empty] | 102.4 | 89.1314 | -19.5968 | 3683.3393 | 3901.733 | 3683.3393 | 3901.733 | 32.6009 | 25.9004 | 1 | 1 | 3683.3393 | 3901.733 |  |  |  |  | 102.4 | #DIV/0! | #DIV/0! | #DIV/0! | #DIV/0! | #DIV/0! | #DIV/0! | #DIV/0! | #DIV/0! | #DIV/0! | #DIV/0! | #DIV/0! | #DIV/0! | #DIV/0! |  |  |  | 102.4 | #DIV/0! | #DIV/0! | #DIV/0! | #DIV/0! | #DIV/0! | #DIV/0! | #DIV/0! | #DIV/0! | #DIV/0! | #DIV/0! | #DIV/0! | #DIV/0! | #DIV/0! |  |  |  | 102.4 | #DIV/0! | #DIV/0! | #DIV/0! | #DIV/0! | #DIV/0! | #DIV/0! | #DIV/0! | #DIV/0! | #DIV/0! | #DIV/0! | #DIV/0! | #DIV/0! | #DIV/0! |  |  |  | 102.4 | #DIV/0! | #DIV/0! | #DIV/0! | #DIV/0! | #DIV/0! | #DIV/0! | #DIV/0! | #DIV/0! | #DIV/0! | #DIV/0! | #DIV/0! | #DIV/0! | #DIV/0! |  |  |  | 102.4 | #DIV/0! | #DIV/0! | #DIV/0! | #DIV/0! | #DIV/0! | #DIV/0! | #DIV/0! | #DIV/0! | #DIV/0! | #DIV/0! | #DIV/0! | #DIV/0! | #DIV/0! |  |  |  | 102.4 | #DIV/0! | #DIV/0! | #DIV/0! | #DIV/0! | #DIV/0! | #DIV/0! | #DIV/0! | #DIV/0! | #DIV/0! | #DIV/0! | #DIV/0! | #DIV/0! | #DIV/0! |  |  |  | 102.4 | #DIV/0! | #DIV/0! | #DIV/0! | #DIV/0! | #DIV/0! | #DIV/0! | #DIV/0! | #DIV/0! | #DIV/0! | #DIV/0! | #DIV/0! | #DIV/0! | #DIV/0!
[15 empty] | 102.5 | 89.097 | -19.7523 | 3684.6998 | 3900.5046 | 3684.6998 | 3900.5046 | 32.6004 | 25.8823 | 1 | 1 | 3684.6998 | 3900.5046 |  |  |  |  | 102.5 | #DIV/0! | #DIV/0! | #DIV/0! | #DIV/0! | #DIV/0! | #DIV/0! | #DIV/0! | #DIV/0! | #DIV/0! | #DIV/0! | #DIV/0! | #DIV/0! | #DIV/0! |  |  |  | 102.5 | #DIV/0! | #DIV/0! | #DIV/0! | #DIV/0! | #DIV/0! | #DIV/0! | #DIV/0! | #DIV/0! | #DIV/0! | #DIV/0! | #DIV/0! | #DIV/0! | #DIV/0! |  |  |  | 102.5 | #DIV/0! | #DIV/0! | #DIV/0! | #DIV/0! | #DIV/0! | #DIV/0! | #DIV/0! | #DIV/0! | #DIV/0! | #DIV/0! | #DIV/0! | #DIV/0! | #DIV/0! |  |  |  | 102.5 | #DIV/0! | #DIV/0! | #DIV/0! | #DIV/0! | #DIV/0! | #DIV/0! | #DIV/0! | #DIV/0! | #DIV/0! | #DIV/0! | #DIV/0! | #DIV/0! | #DIV/0! |  |  |  | 102.5 | #DIV/0! | #DIV/0! | #DIV/0! | #DIV/0! | #DIV/0! | #DIV/0! | #DIV/0! | #DIV/0! | #DIV/0! | #DIV/0! | #DIV/0! | #DIV/0! | #DIV/0! |  |  |  | 102.5 | #DIV/0! | #DIV/0! | #DIV/0! | #DIV/0! | #DIV/0! | #DIV/0! | #DIV/0! | #DIV/0! | #DIV/0! | #DIV/0! | #DIV/0! | #DIV/0! | #DIV/0! |  |  |  | 102.5 | #DIV/0! | #DIV/0! | #DIV/0! | #DIV/0! | #DIV/0! | #DIV/0! | #DIV/0! | #DIV/0! | #DIV/0! | #DIV/0! | #DIV/0! | #DIV/0! | #DIV/0!
[15 empty] | 102.6 | 89.0624 | -19.9078 | 3686.0603 | 3899.2772 | 3686.0603 | 3899.2772 | 32.5998 | 25.8641 | 1 | 1 | 3686.0603 | 3899.2772 |  |  |  |  | 102.6 | #DIV/0! | #DIV/0! | #DIV/0! | #DIV/0! | #DIV/0! | #DIV/0! | #DIV/0! | #DIV/0! | #DIV/0! | #DIV/0! | #DIV/0! | #DIV/0! | #DIV/0! |  |  |  | 102.6 | #DIV/0! | #DIV/0! | #DIV/0! | #DIV/0! | #DIV/0! | #DIV/0! | #DIV/0! | #DIV/0! | #DIV/0! | #DIV/0! | #DIV/0! | #DIV/0! | #DIV/0! |  |  |  | 102.6 | #DIV/0! | #DIV/0! | #DIV/0! | #DIV/0! | #DIV/0! | #DIV/0! | #DIV/0! | #DIV/0! | #DIV/0! | #DIV/0! | #DIV/0! | #DIV/0! | #DIV/0! |  |  |  | 102.6 | #DIV/0! | #DIV/0! | #DIV/0! | #DIV/0! | #DIV/0! | #DIV/0! | #DIV/0! | #DIV/0! | #DIV/0! | #DIV/0! | #DIV/0! | #DIV/0! | #DIV/0! |  |  |  | 102.6 | #DIV/0! | #DIV/0! | #DIV/0! | #DIV/0! | #DIV/0! | #DIV/0! | #DIV/0! | #DIV/0! | #DIV/0! | #DIV/0! | #DIV/0! | #DIV/0! | #DIV/0! |  |  |  | 102.6 | #DIV/0! | #DIV/0! | #DIV/0! | #DIV/0! | #DIV/0! | #DIV/0! | #DIV/0! | #DIV/0! | #DIV/0! | #DIV/0! | #DIV/0! | #DIV/0! | #DIV/0! |  |  |  | 102.6 | #DIV/0! | #DIV/0! | #DIV/0! | #DIV/0! | #DIV/0! | #DIV/0! | #DIV/0! | #DIV/0! | #DIV/0! | #DIV/0! | #DIV/0! | #DIV/0! | #DIV/0!
[15 empty] | 102.7 | 89.0275 | -20.0632 | 3687.4208 | 3898.0507 | 3687.4208 | 3898.0507 | 32.5991 | 25.8459 | 1 | 1 | 3687.4208 | 3898.0507 |  |  |  |  | 102.7 | #DIV/0! | #DIV/0! | #DIV/0! | #DIV/0! | #DIV/0! | #DIV/0! | #DIV/0! | #DIV/0! | #DIV/0! | #DIV/0! | #DIV/0! | #DIV/0! | #DIV/0! |  |  |  | 102.7 | #DIV/0! | #DIV/0! | #DIV/0! | #DIV/0! | #DIV/0! | #DIV/0! | #DIV/0! | #DIV/0! | #DIV/0! | #DIV/0! | #DIV/0! | #DIV/0! | #DIV/0! |  |  |  | 102.7 | #DIV/0! | #DIV/0! | #DIV/0! | #DIV/0! | #DIV/0! | #DIV/0! | #DIV/0! | #DIV/0! | #DIV/0! | #DIV/0! | #DIV/0! | #DIV/0! | #DIV/0! |  |  |  | 102.7 | #DIV/0! | #DIV/0! | #DIV/0! | #DIV/0! | #DIV/0! | #DIV/0! | #DIV/0! | #DIV/0! | #DIV/0! | #DIV/0! | #DIV/0! | #DIV/0! | #DIV/0! |  |  |  | 102.7 | #DIV/0! | #DIV/0! | #DIV/0! | #DIV/0! | #DIV/0! | #DIV/0! | #DIV/0! | #DIV/0! | #DIV/0! | #DIV/0! | #DIV/0! | #DIV/0! | #DIV/0! |  |  |  | 102.7 | #DIV/0! | #DIV/0! | #DIV/0! | #DIV/0! | #DIV/0! | #DIV/0! | #DIV/0! | #DIV/0! | #DIV/0! | #DIV/0! | #DIV/0! | #DIV/0! | #DIV/0! |  |  |  | 102.7 | #DIV/0! | #DIV/0! | #DIV/0! | #DIV/0! | #DIV/0! | #DIV/0! | #DIV/0! | #DIV/0! | #DIV/0! | #DIV/0! | #DIV/0! | #DIV/0! | #DIV/0!
[15 empty] | 102.8 | 88.9924 | -20.2186 | 3688.7814 | 3896.8252 | 3688.7814 | 3896.8252 | 32.5982 | 25.8275 | 1 | 1 | 3688.7814 | 3896.8252 |  |  |  |  | 102.8 | #DIV/0! | #DIV/0! | #DIV/0! | #DIV/0! | #DIV/0! | #DIV/0! | #DIV/0! | #DIV/0! | #DIV/0! | #DIV/0! | #DIV/0! | #DIV/0! | #DIV/0! |  |  |  | 102.8 | #DIV/0! | #DIV/0! | #DIV/0! | #DIV/0! | #DIV/0! | #DIV/0! | #DIV/0! | #DIV/0! | #DIV/0! | #DIV/0! | #DIV/0! | #DIV/0! | #DIV/0! |  |  |  | 102.8 | #DIV/0! | #DIV/0! | #DIV/0! | #DIV/0! | #DIV/0! | #DIV/0! | #DIV/0! | #DIV/0! | #DIV/0! | #DIV/0! | #DIV/0! | #DIV/0! | #DIV/0! |  |  |  | 102.8 | #DIV/0! | #DIV/0! | #DIV/0! | #DIV/0! | #DIV/0! | #DIV/0! | #DIV/0! | #DIV/0! | #DIV/0! | #DIV/0! | #DIV/0! | #DIV/0! | #DIV/0! |  |  |  | 102.8 | #DIV/0! | #DIV/0! | #DIV/0! | #DIV/0! | #DIV/0! | #DIV/0! | #DIV/0! | #DIV/0! | #DIV/0! | #DIV/0! | #DIV/0! | #DIV/0! | #DIV/0! |  |  |  | 102.8 | #DIV/0! | #DIV/0! | #DIV/0! | #DIV/0! | #DIV/0! | #DIV/0! | #DIV/0! | #DIV/0! | #DIV/0! | #DIV/0! | #DIV/0! | #DIV/0! | #DIV/0! |  |  |  | 102.8 | #DIV/0! | #DIV/0! | #DIV/0! | #DIV/0! | #DIV/0! | #DIV/0! | #DIV/0! | #DIV/0! | #DIV/0! | #DIV/0! | #DIV/0! | #DIV/0! | #DIV/0!
[15 empty] | 102.9 | 88.957 | -20.3739 | 3690.142 | 3895.6007 | 3690.142 | 3895.6007 | 32.5972 | 25.8091 | 1 | 1 | 3690.142 | 3895.6007 |  |  |  |  | 102.9 | #DIV/0! | #DIV/0! | #DIV/0! | #DIV/0! | #DIV/0! | #DIV/0! | #DIV/0! | #DIV/0! | #DIV/0! | #DIV/0! | #DIV/0! | #DIV/0! | #DIV/0! |  |  |  | 102.9 | #DIV/0! | #DIV/0! | #DIV/0! | #DIV/0! | #DIV/0! | #DIV/0! | #DIV/0! | #DIV/0! | #DIV/0! | #DIV/0! | #DIV/0! | #DIV/0! | #DIV/0! |  |  |  | 102.9 | #DIV/0! | #DIV/0! | #DIV/0! | #DIV/0! | #DIV/0! | #DIV/0! | #DIV/0! | #DIV/0! | #DIV/0! | #DIV/0! | #DIV/0! | #DIV/0! | #DIV/0! |  |  |  | 102.9 | #DIV/0! | #DIV/0! | #DIV/0! | #DIV/0! | #DIV/0! | #DIV/0! | #DIV/0! | #DIV/0! | #DIV/0! | #DIV/0! | #DIV/0! | #DIV/0! | #DIV/0! |  |  |  | 102.9 | #DIV/0! | #DIV/0! | #DIV/0! | #DIV/0! | #DIV/0! | #DIV/0! | #DIV/0! | #DIV/0! | #DIV/0! | #DIV/0! | #DIV/0! | #DIV/0! | #DIV/0! |  |  |  | 102.9 | #DIV/0! | #DIV/0! | #DIV/0! | #DIV/0! | #DIV/0! | #DIV/0! | #DIV/0! | #DIV/0! | #DIV/0! | #DIV/0! | #DIV/0! | #DIV/0! | #DIV/0! |  |  |  | 102.9 | #DIV/0! | #DIV/0! | #DIV/0! | #DIV/0! | #DIV/0! | #DIV/0! | #DIV/0! | #DIV/0! | #DIV/0! | #DIV/0! | #DIV/0! | #DIV/0! | #DIV/0!
[15 empty] | 103 | 88.9213 | -20.5291 | 3691.5026 | 3894.3771 | 3691.5026 | 3894.3771 | 32.5962 | 25.7907 | 1 | 1 | 3691.5026 | 3894.3771 |  |  |  |  | 103 | #DIV/0! | #DIV/0! | #DIV/0! | #DIV/0! | #DIV/0! | #DIV/0! | #DIV/0! | #DIV/0! | #DIV/0! | #DIV/0! | #DIV/0! | #DIV/0! | #DIV/0! |  |  |  | 103 | #DIV/0! | #DIV/0! | #DIV/0! | #DIV/0! | #DIV/0! | #DIV/0! | #DIV/0! | #DIV/0! | #DIV/0! | #DIV/0! | #DIV/0! | #DIV/0! | #DIV/0! |  |  |  | 103 | #DIV/0! | #DIV/0! | #DIV/0! | #DIV/0! | #DIV/0! | #DIV/0! | #DIV/0! | #DIV/0! | #DIV/0! | #DIV/0! | #DIV/0! | #DIV/0! | #DIV/0! |  |  |  | 103 | #DIV/0! | #DIV/0! | #DIV/0! | #DIV/0! | #DIV/0! | #DIV/0! | #DIV/0! | #DIV/0! | #DIV/0! | #DIV/0! | #DIV/0! | #DIV/0! | #DIV/0! |  |  |  | 103 | #DIV/0! | #DIV/0! | #DIV/0! | #DIV/0! | #DIV/0! | #DIV/0! | #DIV/0! | #DIV/0! | #DIV/0! | #DIV/0! | #DIV/0! | #DIV/0! | #DIV/0! |  |  |  | 103 | #DIV/0! | #DIV/0! | #DIV/0! | #DIV/0! | #DIV/0! | #DIV/0! | #DIV/0! | #DIV/0! | #DIV/0! | #DIV/0! | #DIV/0! | #DIV/0! | #DIV/0! |  |  |  | 103 | #DIV/0! | #DIV/0! | #DIV/0! | #DIV/0! | #DIV/0! | #DIV/0! | #DIV/0! | #DIV/0! | #DIV/0! | #DIV/0! | #DIV/0! | #DIV/0! | #DIV/0!
[15 empty] | 103.1 | 88.8853 | -20.6843 | 3692.8632 | 3893.1545 | 3692.8632 | 3893.1545 | 32.595 | 25.7722 | 1 | 1 | 3692.8632 | 3893.1545 |  |  |  |  | 103.1 | #DIV/0! | #DIV/0! | #DIV/0! | #DIV/0! | #DIV/0! | #DIV/0! | #DIV/0! | #DIV/0! | #DIV/0! | #DIV/0! | #DIV/0! | #DIV/0! | #DIV/0! |  |  |  | 103.1 | #DIV/0! | #DIV/0! | #DIV/0! | #DIV/0! | #DIV/0! | #DIV/0! | #DIV/0! | #DIV/0! | #DIV/0! | #DIV/0! | #DIV/0! | #DIV/0! | #DIV/0! |  |  |  | 103.1 | #DIV/0! | #DIV/0! | #DIV/0! | #DIV/0! | #DIV/0! | #DIV/0! | #DIV/0! | #DIV/0! | #DIV/0! | #DIV/0! | #DIV/0! | #DIV/0! | #DIV/0! |  |  |  | 103.1 | #DIV/0! | #DIV/0! | #DIV/0! | #DIV/0! | #DIV/0! | #DIV/0! | #DIV/0! | #DIV/0! | #DIV/0! | #DIV/0! | #DIV/0! | #DIV/0! | #DIV/0! |  |  |  | 103.1 | #DIV/0! | #DIV/0! | #DIV/0! | #DIV/0! | #DIV/0! | #DIV/0! | #DIV/0! | #DIV/0! | #DIV/0! | #DIV/0! | #DIV/0! | #DIV/0! | #DIV/0! |  |  |  | 103.1 | #DIV/0! | #DIV/0! | #DIV/0! | #DIV/0! | #DIV/0! | #DIV/0! | #DIV/0! | #DIV/0! | #DIV/0! | #DIV/0! | #DIV/0! | #DIV/0! | #DIV/0! |  |  |  | 103.1 | #DIV/0! | #DIV/0! | #DIV/0! | #DIV/0! | #DIV/0! | #DIV/0! | #DIV/0! | #DIV/0! | #DIV/0! | #DIV/0! | #DIV/0! | #DIV/0! | #DIV/0!
[15 empty] | 103.2 | 88.8491 | -20.8394 | 3694.2238 | 3891.9329 | 3694.2238 | 3891.9329 | 32.5937 | 25.7536 | 1 | 1 | 3694.2238 | 3891.9329 |  |  |  |  | 103.2 | #DIV/0! | #DIV/0! | #DIV/0! | #DIV/0! | #DIV/0! | #DIV/0! | #DIV/0! | #DIV/0! | #DIV/0! | #DIV/0! | #DIV/0! | #DIV/0! | #DIV/0! |  |  |  | 103.2 | #DIV/0! | #DIV/0! | #DIV/0! | #DIV/0! | #DIV/0! | #DIV/0! | #DIV/0! | #DIV/0! | #DIV/0! | #DIV/0! | #DIV/0! | #DIV/0! | #DIV/0! |  |  |  | 103.2 | #DIV/0! | #DIV/0! | #DIV/0! | #DIV/0! | #DIV/0! | #DIV/0! | #DIV/0! | #DIV/0! | #DIV/0! | #DIV/0! | #DIV/0! | #DIV/0! | #DIV/0! |  |  |  | 103.2 | #DIV/0! | #DIV/0! | #DIV/0! | #DIV/0! | #DIV/0! | #DIV/0! | #DIV/0! | #DIV/0! | #DIV/0! | #DIV/0! | #DIV/0! | #DIV/0! | #DIV/0! |  |  |  | 103.2 | #DIV/0! | #DIV/0! | #DIV/0! | #DIV/0! | #DIV/0! | #DIV/0! | #DIV/0! | #DIV/0! | #DIV/0! | #DIV/0! | #DIV/0! | #DIV/0! | #DIV/0! |  |  |  | 103.2 | #DIV/0! | #DIV/0! | #DIV/0! | #DIV/0! | #DIV/0! | #DIV/0! | #DIV/0! | #DIV/0! | #DIV/0! | #DIV/0! | #DIV/0! | #DIV/0! | #DIV/0! |  |  |  | 103.2 | #DIV/0! | #DIV/0! | #DIV/0! | #DIV/0! | #DIV/0! | #DIV/0! | #DIV/0! | #DIV/0! | #DIV/0! | #DIV/0! | #DIV/0! | #DIV/0! | #DIV/0!
[15 empty] | 103.3 | 88.8126 | -20.9944 | 3695.5844 | 3890.7123 | 3695.5844 | 3890.7123 | 32.5923 | 25.7349 | 1 | 1 | 3695.5844 | 3890.7123 |  |  |  |  | 103.3 | #DIV/0! | #DIV/0! | #DIV/0! | #DIV/0! | #DIV/0! | #DIV/0! | #DIV/0! | #DIV/0! | #DIV/0! | #DIV/0! | #DIV/0! | #DIV/0! | #DIV/0! |  |  |  | 103.3 | #DIV/0! | #DIV/0! | #DIV/0! | #DIV/0! | #DIV/0! | #DIV/0! | #DIV/0! | #DIV/0! | #DIV/0! | #DIV/0! | #DIV/0! | #DIV/0! | #DIV/0! |  |  |  | 103.3 | #DIV/0! | #DIV/0! | #DIV/0! | #DIV/0! | #DIV/0! | #DIV/0! | #DIV/0! | #DIV/0! | #DIV/0! | #DIV/0! | #DIV/0! | #DIV/0! | #DIV/0! |  |  |  | 103.3 | #DIV/0! | #DIV/0! | #DIV/0! | #DIV/0! | #DIV/0! | #DIV/0! | #DIV/0! | #DIV/0! | #DIV/0! | #DIV/0! | #DIV/0! | #DIV/0! | #DIV/0! |  |  |  | 103.3 | #DIV/0! | #DIV/0! | #DIV/0! | #DIV/0! | #DIV/0! | #DIV/0! | #DIV/0! | #DIV/0! | #DIV/0! | #DIV/0! | #DIV/0! | #DIV/0! | #DIV/0! |  |  |  | 103.3 | #DIV/0! | #DIV/0! | #DIV/0! | #DIV/0! | #DIV/0! | #DIV/0! | #DIV/0! | #DIV/0! | #DIV/0! | #DIV/0! | #DIV/0! | #DIV/0! | #DIV/0! |  |  |  | 103.3 | #DIV/0! | #DIV/0! | #DIV/0! | #DIV/0! | #DIV/0! | #DIV/0! | #DIV/0! | #DIV/0! | #DIV/0! | #DIV/0! | #DIV/0! | #DIV/0! | #DIV/0!
[15 empty] | 103.4 | 88.7758 | -21.1494 | 3696.945 | 3889.4926 | 3696.945 | 3889.4926 | 32.5908 | 25.7162 | 1 | 1 | 3696.945 | 3889.4926 |  |  |  |  | 103.4 | #DIV/0! | #DIV/0! | #DIV/0! | #DIV/0! | #DIV/0! | #DIV/0! | #DIV/0! | #DIV/0! | #DIV/0! | #DIV/0! | #DIV/0! | #DIV/0! | #DIV/0! |  |  |  | 103.4 | #DIV/0! | #DIV/0! | #DIV/0! | #DIV/0! | #DIV/0! | #DIV/0! | #DIV/0! | #DIV/0! | #DIV/0! | #DIV/0! | #DIV/0! | #DIV/0! | #DIV/0! |  |  |  | 103.4 | #DIV/0! | #DIV/0! | #DIV/0! | #DIV/0! | #DIV/0! | #DIV/0! | #DIV/0! | #DIV/0! | #DIV/0! | #DIV/0! | #DIV/0! | #DIV/0! | #DIV/0! |  |  |  | 103.4 | #DIV/0! | #DIV/0! | #DIV/0! | #DIV/0! | #DIV/0! | #DIV/0! | #DIV/0! | #DIV/0! | #DIV/0! | #DIV/0! | #DIV/0! | #DIV/0! | #DIV/0! |  |  |  | 103.4 | #DIV/0! | #DIV/0! | #DIV/0! | #DIV/0! | #DIV/0! | #DIV/0! | #DIV/0! | #DIV/0! | #DIV/0! | #DIV/0! | #DIV/0! | #DIV/0! | #DIV/0! |  |  |  | 103.4 | #DIV/0! | #DIV/0! | #DIV/0! | #DIV/0! | #DIV/0! | #DIV/0! | #DIV/0! | #DIV/0! | #DIV/0! | #DIV/0! | #DIV/0! | #DIV/0! | #DIV/0! |  |  |  | 103.4 | #DIV/0! | #DIV/0! | #DIV/0! | #DIV/0! | #DIV/0! | #DIV/0! | #DIV/0! | #DIV/0! | #DIV/0! | #DIV/0! | #DIV/0! | #DIV/0! | #DIV/0!
[15 empty] | 103.5 | 88.7387 | -21.3043 | 3698.3055 | 3888.2739 | 3698.3055 | 3888.2739 | 32.5892 | 25.6974 | 1 | 1 | 3698.3055 | 3888.2739 |  |  |  |  | 103.5 | #DIV/0! | #DIV/0! | #DIV/0! | #DIV/0! | #DIV/0! | #DIV/0! | #DIV/0! | #DIV/0! | #DIV/0! | #DIV/0! | #DIV/0! | #DIV/0! | #DIV/0! |  |  |  | 103.5 | #DIV/0! | #DIV/0! | #DIV/0! | #DIV/0! | #DIV/0! | #DIV/0! | #DIV/0! | #DIV/0! | #DIV/0! | #DIV/0! | #DIV/0! | #DIV/0! | #DIV/0! |  |  |  | 103.5 | #DIV/0! | #DIV/0! | #DIV/0! | #DIV/0! | #DIV/0! | #DIV/0! | #DIV/0! | #DIV/0! | #DIV/0! | #DIV/0! | #DIV/0! | #DIV/0! | #DIV/0! |  |  |  | 103.5 | #DIV/0! | #DIV/0! | #DIV/0! | #DIV/0! | #DIV/0! | #DIV/0! | #DIV/0! | #DIV/0! | #DIV/0! | #DIV/0! | #DIV/0! | #DIV/0! | #DIV/0! |  |  |  | 103.5 | #DIV/0! | #DIV/0! | #DIV/0! | #DIV/0! | #DIV/0! | #DIV/0! | #DIV/0! | #DIV/0! | #DIV/0! | #DIV/0! | #DIV/0! | #DIV/0! | #DIV/0! |  |  |  | 103.5 | #DIV/0! | #DIV/0! | #DIV/0! | #DIV/0! | #DIV/0! | #DIV/0! | #DIV/0! | #DIV/0! | #DIV/0! | #DIV/0! | #DIV/0! | #DIV/0! | #DIV/0! |  |  |  | 103.5 | #DIV/0! | #DIV/0! | #DIV/0! | #DIV/0! | #DIV/0! | #DIV/0! | #DIV/0! | #DIV/0! | #DIV/0! | #DIV/0! | #DIV/0! | #DIV/0! | #DIV/0!
[15 empty] | 103.6 | 88.7014 | -21.4591 | 3699.6661 | 3887.0563 | 3699.6661 | 3887.0563 | 32.5875 | 25.6786 | 1 | 1 | 3699.6661 | 3887.0563 |  |  |  |  | 103.6 | #DIV/0! | #DIV/0! | #DIV/0! | #DIV/0! | #DIV/0! | #DIV/0! | #DIV/0! | #DIV/0! | #DIV/0! | #DIV/0! | #DIV/0! | #DIV/0! | #DIV/0! |  |  |  | 103.6 | #DIV/0! | #DIV/0! | #DIV/0! | #DIV/0! | #DIV/0! | #DIV/0! | #DIV/0! | #DIV/0! | #DIV/0! | #DIV/0! | #DIV/0! | #DIV/0! | #DIV/0! |  |  |  | 103.6 | #DIV/0! | #DIV/0! | #DIV/0! | #DIV/0! | #DIV/0! | #DIV/0! | #DIV/0! | #DIV/0! | #DIV/0! | #DIV/0! | #DIV/0! | #DIV/0! | #DIV/0! |  |  |  | 103.6 | #DIV/0! | #DIV/0! | #DIV/0! | #DIV/0! | #DIV/0! | #DIV/0! | #DIV/0! | #DIV/0! | #DIV/0! | #DIV/0! | #DIV/0! | #DIV/0! | #DIV/0! |  |  |  | 103.6 | #DIV/0! | #DIV/0! | #DIV/0! | #DIV/0! | #DIV/0! | #DIV/0! | #DIV/0! | #DIV/0! | #DIV/0! | #DIV/0! | #DIV/0! | #DIV/0! | #DIV/0! |  |  |  | 103.6 | #DIV/0! | #DIV/0! | #DIV/0! | #DIV/0! | #DIV/0! | #DIV/0! | #DIV/0! | #DIV/0! | #DIV/0! | #DIV/0! | #DIV/0! | #DIV/0! | #DIV/0! |  |  |  | 103.6 | #DIV/0! | #DIV/0! | #DIV/0! | #DIV/0! | #DIV/0! | #DIV/0! | #DIV/0! | #DIV/0! | #DIV/0! | #DIV/0! | #DIV/0! | #DIV/0! | #DIV/0!
[15 empty] | 103.7 | 88.6638 | -21.6139 | 3701.0266 | 3885.8396 | 3701.0266 | 3885.8396 | 32.5857 | 25.6596 | 1 | 1 | 3701.0266 | 3885.8396 |  |  |  |  | 103.7 | #DIV/0! | #DIV/0! | #DIV/0! | #DIV/0! | #DIV/0! | #DIV/0! | #DIV/0! | #DIV/0! | #DIV/0! | #DIV/0! | #DIV/0! | #DIV/0! | #DIV/0! |  |  |  | 103.7 | #DIV/0! | #DIV/0! | #DIV/0! | #DIV/0! | #DIV/0! | #DIV/0! | #DIV/0! | #DIV/0! | #DIV/0! | #DIV/0! | #DIV/0! | #DIV/0! | #DIV/0! |  |  |  | 103.7 | #DIV/0! | #DIV/0! | #DIV/0! | #DIV/0! | #DIV/0! | #DIV/0! | #DIV/0! | #DIV/0! | #DIV/0! | #DIV/0! | #DIV/0! | #DIV/0! | #DIV/0! |  |  |  | 103.7 | #DIV/0! | #DIV/0! | #DIV/0! | #DIV/0! | #DIV/0! | #DIV/0! | #DIV/0! | #DIV/0! | #DIV/0! | #DIV/0! | #DIV/0! | #DIV/0! | #DIV/0! |  |  |  | 103.7 | #DIV/0! | #DIV/0! | #DIV/0! | #DIV/0! | #DIV/0! | #DIV/0! | #DIV/0! | #DIV/0! | #DIV/0! | #DIV/0! | #DIV/0! | #DIV/0! | #DIV/0! |  |  |  | 103.7 | #DIV/0! | #DIV/0! | #DIV/0! | #DIV/0! | #DIV/0! | #DIV/0! | #DIV/0! | #DIV/0! | #DIV/0! | #DIV/0! | #DIV/0! | #DIV/0! | #DIV/0! |  |  |  | 103.7 | #DIV/0! | #DIV/0! | #DIV/0! | #DIV/0! | #DIV/0! | #DIV/0! | #DIV/0! | #DIV/0! | #DIV/0! | #DIV/0! | #DIV/0! | #DIV/0! | #DIV/0!
[15 empty] | 103.8 | 88.626 | -21.7686 | 3702.3872 | 3884.6239 | 3702.3872 | 3884.6239 | 32.5837 | 25.6407 | 1 | 1 | 3702.3872 | 3884.6239 |  |  |  |  | 103.8 | #DIV/0! | #DIV/0! | #DIV/0! | #DIV/0! | #DIV/0! | #DIV/0! | #DIV/0! | #DIV/0! | #DIV/0! | #DIV/0! | #DIV/0! | #DIV/0! | #DIV/0! |  |  |  | 103.8 | #DIV/0! | #DIV/0! | #DIV/0! | #DIV/0! | #DIV/0! | #DIV/0! | #DIV/0! | #DIV/0! | #DIV/0! | #DIV/0! | #DIV/0! | #DIV/0! | #DIV/0! |  |  |  | 103.8 | #DIV/0! | #DIV/0! | #DIV/0! | #DIV/0! | #DIV/0! | #DIV/0! | #DIV/0! | #DIV/0! | #DIV/0! | #DIV/0! | #DIV/0! | #DIV/0! | #DIV/0! |  |  |  | 103.8 | #DIV/0! | #DIV/0! | #DIV/0! | #DIV/0! | #DIV/0! | #DIV/0! | #DIV/0! | #DIV/0! | #DIV/0! | #DIV/0! | #DIV/0! | #DIV/0! | #DIV/0! |  |  |  | 103.8 | #DIV/0! | #DIV/0! | #DIV/0! | #DIV/0! | #DIV/0! | #DIV/0! | #DIV/0! | #DIV/0! | #DIV/0! | #DIV/0! | #DIV/0! | #DIV/0! | #DIV/0! |  |  |  | 103.8 | #DIV/0! | #DIV/0! | #DIV/0! | #DIV/0! | #DIV/0! | #DIV/0! | #DIV/0! | #DIV/0! | #DIV/0! | #DIV/0! | #DIV/0! | #DIV/0! | #DIV/0! |  |  |  | 103.8 | #DIV/0! | #DIV/0! | #DIV/0! | #DIV/0! | #DIV/0! | #DIV/0! | #DIV/0! | #DIV/0! | #DIV/0! | #DIV/0! | #DIV/0! | #DIV/0! | #DIV/0!
[15 empty] | 103.9 | 88.5878 | -21.9233 | 3703.7476 | 3883.4092 | 3703.7476 | 3883.4092 | 32.5817 | 25.6216 | 1 | 1 | 3703.7476 | 3883.4092 |  |  |  |  | 103.9 | #DIV/0! | #DIV/0! | #DIV/0! | #DIV/0! | #DIV/0! | #DIV/0! | #DIV/0! | #DIV/0! | #DIV/0! | #DIV/0! | #DIV/0! | #DIV/0! | #DIV/0! |  |  |  | 103.9 | #DIV/0! | #DIV/0! | #DIV/0! | #DIV/0! | #DIV/0! | #DIV/0! | #DIV/0! | #DIV/0! | #DIV/0! | #DIV/0! | #DIV/0! | #DIV/0! | #DIV/0! |  |  |  | 103.9 | #DIV/0! | #DIV/0! | #DIV/0! | #DIV/0! | #DIV/0! | #DIV/0! | #DIV/0! | #DIV/0! | #DIV/0! | #DIV/0! | #DIV/0! | #DIV/0! | #DIV/0! |  |  |  | 103.9 | #DIV/0! | #DIV/0! | #DIV/0! | #DIV/0! | #DIV/0! | #DIV/0! | #DIV/0! | #DIV/0! | #DIV/0! | #DIV/0! | #DIV/0! | #DIV/0! | #DIV/0! |  |  |  | 103.9 | #DIV/0! | #DIV/0! | #DIV/0! | #DIV/0! | #DIV/0! | #DIV/0! | #DIV/0! | #DIV/0! | #DIV/0! | #DIV/0! | #DIV/0! | #DIV/0! | #DIV/0! |  |  |  | 103.9 | #DIV/0! | #DIV/0! | #DIV/0! | #DIV/0! | #DIV/0! | #DIV/0! | #DIV/0! | #DIV/0! | #DIV/0! | #DIV/0! | #DIV/0! | #DIV/0! | #DIV/0! |  |  |  | 103.9 | #DIV/0! | #DIV/0! | #DIV/0! | #DIV/0! | #DIV/0! | #DIV/0! | #DIV/0! | #DIV/0! | #DIV/0! | #DIV/0! | #DIV/0! | #DIV/0! | #DIV/0!
[15 empty] | 104 | 88.5494 | -22.0779 | 3705.1081 | 3882.1955 | 3705.1081 | 3882.1955 | 32.5795 | 25.6025 | 1 | 1 | 3705.1081 | 3882.1955 |  |  |  |  | 104 | #DIV/0! | #DIV/0! | #DIV/0! | #DIV/0! | #DIV/0! | #DIV/0! | #DIV/0! | #DIV/0! | #DIV/0! | #DIV/0! | #DIV/0! | #DIV/0! | #DIV/0! |  |  |  | 104 | #DIV/0! | #DIV/0! | #DIV/0! | #DIV/0! | #DIV/0! | #DIV/0! | #DIV/0! | #DIV/0! | #DIV/0! | #DIV/0! | #DIV/0! | #DIV/0! | #DIV/0! |  |  |  | 104 | #DIV/0! | #DIV/0! | #DIV/0! | #DIV/0! | #DIV/0! | #DIV/0! | #DIV/0! | #DIV/0! | #DIV/0! | #DIV/0! | #DIV/0! | #DIV/0! | #DIV/0! |  |  |  | 104 | #DIV/0! | #DIV/0! | #DIV/0! | #DIV/0! | #DIV/0! | #DIV/0! | #DIV/0! | #DIV/0! | #DIV/0! | #DIV/0! | #DIV/0! | #DIV/0! | #DIV/0! |  |  |  | 104 | #DIV/0! | #DIV/0! | #DIV/0! | #DIV/0! | #DIV/0! | #DIV/0! | #DIV/0! | #DIV/0! | #DIV/0! | #DIV/0! | #DIV/0! | #DIV/0! | #DIV/0! |  |  |  | 104 | #DIV/0! | #DIV/0! | #DIV/0! | #DIV/0! | #DIV/0! | #DIV/0! | #DIV/0! | #DIV/0! | #DIV/0! | #DIV/0! | #DIV/0! | #DIV/0! | #DIV/0! |  |  |  | 104 | #DIV/0! | #DIV/0! | #DIV/0! | #DIV/0! | #DIV/0! | #DIV/0! | #DIV/0! | #DIV/0! | #DIV/0! | #DIV/0! | #DIV/0! | #DIV/0! | #DIV/0!
[15 empty] | 104.1 | 88.5108 | -22.2324 | 3706.4685 | 3880.9828 | 3706.4685 | 3880.9828 | 32.5772 | 25.5833 | 1 | 1 | 3706.4685 | 3880.9828 |  |  |  |  | 104.1 | #DIV/0! | #DIV/0! | #DIV/0! | #DIV/0! | #DIV/0! | #DIV/0! | #DIV/0! | #DIV/0! | #DIV/0! | #DIV/0! | #DIV/0! | #DIV/0! | #DIV/0! |  |  |  | 104.1 | #DIV/0! | #DIV/0! | #DIV/0! | #DIV/0! | #DIV/0! | #DIV/0! | #DIV/0! | #DIV/0! | #DIV/0! | #DIV/0! | #DIV/0! | #DIV/0! | #DIV/0! |  |  |  | 104.1 | #DIV/0! | #DIV/0! | #DIV/0! | #DIV/0! | #DIV/0! | #DIV/0! | #DIV/0! | #DIV/0! | #DIV/0! | #DIV/0! | #DIV/0! | #DIV/0! | #DIV/0! |  |  |  | 104.1 | #DIV/0! | #DIV/0! | #DIV/0! | #DIV/0! | #DIV/0! | #DIV/0! | #DIV/0! | #DIV/0! | #DIV/0! | #DIV/0! | #DIV/0! | #DIV/0! | #DIV/0! |  |  |  | 104.1 | #DIV/0! | #DIV/0! | #DIV/0! | #DIV/0! | #DIV/0! | #DIV/0! | #DIV/0! | #DIV/0! | #DIV/0! | #DIV/0! | #DIV/0! | #DIV/0! | #DIV/0! |  |  |  | 104.1 | #DIV/0! | #DIV/0! | #DIV/0! | #DIV/0! | #DIV/0! | #DIV/0! | #DIV/0! | #DIV/0! | #DIV/0! | #DIV/0! | #DIV/0! | #DIV/0! | #DIV/0! |  |  |  | 104.1 | #DIV/0! | #DIV/0! | #DIV/0! | #DIV/0! | #DIV/0! | #DIV/0! | #DIV/0! | #DIV/0! | #DIV/0! | #DIV/0! | #DIV/0! | #DIV/0! | #DIV/0!
[15 empty] | 104.2 | 88.4718 | -22.3868 | 3707.8288 | 3879.7712 | 3707.8288 | 3879.7712 | 32.5749 | 25.5641 | 1 | 1 | 3707.8288 | 3879.7712 |  |  |  |  | 104.2 | #DIV/0! | #DIV/0! | #DIV/0! | #DIV/0! | #DIV/0! | #DIV/0! | #DIV/0! | #DIV/0! | #DIV/0! | #DIV/0! | #DIV/0! | #DIV/0! | #DIV/0! |  |  |  | 104.2 | #DIV/0! | #DIV/0! | #DIV/0! | #DIV/0! | #DIV/0! | #DIV/0! | #DIV/0! | #DIV/0! | #DIV/0! | #DIV/0! | #DIV/0! | #DIV/0! | #DIV/0! |  |  |  | 104.2 | #DIV/0! | #DIV/0! | #DIV/0! | #DIV/0! | #DIV/0! | #DIV/0! | #DIV/0! | #DIV/0! | #DIV/0! | #DIV/0! | #DIV/0! | #DIV/0! | #DIV/0! |  |  |  | 104.2 | #DIV/0! | #DIV/0! | #DIV/0! | #DIV/0! | #DIV/0! | #DIV/0! | #DIV/0! | #DIV/0! | #DIV/0! | #DIV/0! | #DIV/0! | #DIV/0! | #DIV/0! |  |  |  | 104.2 | #DIV/0! | #DIV/0! | #DIV/0! | #DIV/0! | #DIV/0! | #DIV/0! | #DIV/0! | #DIV/0! | #DIV/0! | #DIV/0! | #DIV/0! | #DIV/0! | #DIV/0! |  |  |  | 104.2 | #DIV/0! | #DIV/0! | #DIV/0! | #DIV/0! | #DIV/0! | #DIV/0! | #DIV/0! | #DIV/0! | #DIV/0! | #DIV/0! | #DIV/0! | #DIV/0! | #DIV/0! |  |  |  | 104.2 | #DIV/0! | #DIV/0! | #DIV/0! | #DIV/0! | #DIV/0! | #DIV/0! | #DIV/0! | #DIV/0! | #DIV/0! | #DIV/0! | #DIV/0! | #DIV/0! | #DIV/0!
[15 empty] | 104.3 | 88.4326 | -22.5412 | 3709.1891 | 3878.5605 | 3709.1891 | 3878.5605 | 32.5724 | 25.5448 | 1 | 1 | 3709.1891 | 3878.5605 |  |  |  |  | 104.3 | #DIV/0! | #DIV/0! | #DIV/0! | #DIV/0! | #DIV/0! | #DIV/0! | #DIV/0! | #DIV/0! | #DIV/0! | #DIV/0! | #DIV/0! | #DIV/0! | #DIV/0! |  |  |  | 104.3 | #DIV/0! | #DIV/0! | #DIV/0! | #DIV/0! | #DIV/0! | #DIV/0! | #DIV/0! | #DIV/0! | #DIV/0! | #DIV/0! | #DIV/0! | #DIV/0! | #DIV/0! |  |  |  | 104.3 | #DIV/0! | #DIV/0! | #DIV/0! | #DIV/0! | #DIV/0! | #DIV/0! | #DIV/0! | #DIV/0! | #DIV/0! | #DIV/0! | #DIV/0! | #DIV/0! | #DIV/0! |  |  |  | 104.3 | #DIV/0! | #DIV/0! | #DIV/0! | #DIV/0! | #DIV/0! | #DIV/0! | #DIV/0! | #DIV/0! | #DIV/0! | #DIV/0! | #DIV/0! | #DIV/0! | #DIV/0! |  |  |  | 104.3 | #DIV/0! | #DIV/0! | #DIV/0! | #DIV/0! | #DIV/0! | #DIV/0! | #DIV/0! | #DIV/0! | #DIV/0! | #DIV/0! | #DIV/0! | #DIV/0! | #DIV/0! |  |  |  | 104.3 | #DIV/0! | #DIV/0! | #DIV/0! | #DIV/0! | #DIV/0! | #DIV/0! | #DIV/0! | #DIV/0! | #DIV/0! | #DIV/0! | #DIV/0! | #DIV/0! | #DIV/0! |  |  |  | 104.3 | #DIV/0! | #DIV/0! | #DIV/0! | #DIV/0! | #DIV/0! | #DIV/0! | #DIV/0! | #DIV/0! | #DIV/0! | #DIV/0! | #DIV/0! | #DIV/0! | #DIV/0!
[15 empty] | 104.4 | 88.3932 | -22.6955 | 3710.5494 | 3877.3509 | 3710.5494 | 3877.3509 | 32.5698 | 25.5254 | 1 | 1 | 3710.5494 | 3877.3509 |  |  |  |  | 104.4 | #DIV/0! | #DIV/0! | #DIV/0! | #DIV/0! | #DIV/0! | #DIV/0! | #DIV/0! | #DIV/0! | #DIV/0! | #DIV/0! | #DIV/0! | #DIV/0! | #DIV/0! |  |  |  | 104.4 | #DIV/0! | #DIV/0! | #DIV/0! | #DIV/0! | #DIV/0! | #DIV/0! | #DIV/0! | #DIV/0! | #DIV/0! | #DIV/0! | #DIV/0! | #DIV/0! | #DIV/0! |  |  |  | 104.4 | #DIV/0! | #DIV/0! | #DIV/0! | #DIV/0! | #DIV/0! | #DIV/0! | #DIV/0! | #DIV/0! | #DIV/0! | #DIV/0! | #DIV/0! | #DIV/0! | #DIV/0! |  |  |  | 104.4 | #DIV/0! | #DIV/0! | #DIV/0! | #DIV/0! | #DIV/0! | #DIV/0! | #DIV/0! | #DIV/0! | #DIV/0! | #DIV/0! | #DIV/0! | #DIV/0! | #DIV/0! |  |  |  | 104.4 | #DIV/0! | #DIV/0! | #DIV/0! | #DIV/0! | #DIV/0! | #DIV/0! | #DIV/0! | #DIV/0! | #DIV/0! | #DIV/0! | #DIV/0! | #DIV/0! | #DIV/0! |  |  |  | 104.4 | #DIV/0! | #DIV/0! | #DIV/0! | #DIV/0! | #DIV/0! | #DIV/0! | #DIV/0! | #DIV/0! | #DIV/0! | #DIV/0! | #DIV/0! | #DIV/0! | #DIV/0! |  |  |  | 104.4 | #DIV/0! | #DIV/0! | #DIV/0! | #DIV/0! | #DIV/0! | #DIV/0! | #DIV/0! | #DIV/0! | #DIV/0! | #DIV/0! | #DIV/0! | #DIV/0! | #DIV/0!
[15 empty] | 104.5 | 88.3534 | -22.8497 | 3711.9096 | 3876.1422 | 3711.9096 | 3876.1422 | 32.5671 | 25.506 | 1 | 1 | 3711.9096 | 3876.1422 |  |  |  |  | 104.5 | #DIV/0! | #DIV/0! | #DIV/0! | #DIV/0! | #DIV/0! | #DIV/0! | #DIV/0! | #DIV/0! | #DIV/0! | #DIV/0! | #DIV/0! | #DIV/0! | #DIV/0! |  |  |  | 104.5 | #DIV/0! | #DIV/0! | #DIV/0! | #DIV/0! | #DIV/0! | #DIV/0! | #DIV/0! | #DIV/0! | #DIV/0! | #DIV/0! | #DIV/0! | #DIV/0! | #DIV/0! |  |  |  | 104.5 | #DIV/0! | #DIV/0! | #DIV/0! | #DIV/0! | #DIV/0! | #DIV/0! | #DIV/0! | #DIV/0! | #DIV/0! | #DIV/0! | #DIV/0! | #DIV/0! | #DIV/0! |  |  |  | 104.5 | #DIV/0! | #DIV/0! | #DIV/0! | #DIV/0! | #DIV/0! | #DIV/0! | #DIV/0! | #DIV/0! | #DIV/0! | #DIV/0! | #DIV/0! | #DIV/0! | #DIV/0! |  |  |  | 104.5 | #DIV/0! | #DIV/0! | #DIV/0! | #DIV/0! | #DIV/0! | #DIV/0! | #DIV/0! | #DIV/0! | #DIV/0! | #DIV/0! | #DIV/0! | #DIV/0! | #DIV/0! |  |  |  | 104.5 | #DIV/0! | #DIV/0! | #DIV/0! | #DIV/0! | #DIV/0! | #DIV/0! | #DIV/0! | #DIV/0! | #DIV/0! | #DIV/0! | #DIV/0! | #DIV/0! | #DIV/0! |  |  |  | 104.5 | #DIV/0! | #DIV/0! | #DIV/0! | #DIV/0! | #DIV/0! | #DIV/0! | #DIV/0! | #DIV/0! | #DIV/0! | #DIV/0! | #DIV/0! | #DIV/0! | #DIV/0!
[15 empty] | 104.6 | 88.3134 | -23.0039 | 3713.2697 | 3874.9346 | 3713.2697 | 3874.9346 | 32.5642 | 25.4865 | 1 | 1 | 3713.2697 | 3874.9346 |  |  |  |  | 104.6 | #DIV/0! | #DIV/0! | #DIV/0! | #DIV/0! | #DIV/0! | #DIV/0! | #DIV/0! | #DIV/0! | #DIV/0! | #DIV/0! | #DIV/0! | #DIV/0! | #DIV/0! |  |  |  | 104.6 | #DIV/0! | #DIV/0! | #DIV/0! | #DIV/0! | #DIV/0! | #DIV/0! | #DIV/0! | #DIV/0! | #DIV/0! | #DIV/0! | #DIV/0! | #DIV/0! | #DIV/0! |  |  |  | 104.6 | #DIV/0! | #DIV/0! | #DIV/0! | #DIV/0! | #DIV/0! | #DIV/0! | #DIV/0! | #DIV/0! | #DIV/0! | #DIV/0! | #DIV/0! | #DIV/0! | #DIV/0! |  |  |  | 104.6 | #DIV/0! | #DIV/0! | #DIV/0! | #DIV/0! | #DIV/0! | #DIV/0! | #DIV/0! | #DIV/0! | #DIV/0! | #DIV/0! | #DIV/0! | #DIV/0! | #DIV/0! |  |  |  | 104.6 | #DIV/0! | #DIV/0! | #DIV/0! | #DIV/0! | #DIV/0! | #DIV/0! | #DIV/0! | #DIV/0! | #DIV/0! | #DIV/0! | #DIV/0! | #DIV/0! | #DIV/0! |  |  |  | 104.6 | #DIV/0! | #DIV/0! | #DIV/0! | #DIV/0! | #DIV/0! | #DIV/0! | #DIV/0! | #DIV/0! | #DIV/0! | #DIV/0! | #DIV/0! | #DIV/0! | #DIV/0! |  |  |  | 104.6 | #DIV/0! | #DIV/0! | #DIV/0! | #DIV/0! | #DIV/0! | #DIV/0! | #DIV/0! | #DIV/0! | #DIV/0! | #DIV/0! | #DIV/0! | #DIV/0! | #DIV/0!
[15 empty] | 104.7 | 88.2731 | -23.158 | 3714.6297 | 3873.728 | 3714.6297 | 3873.728 | 32.5613 | 25.4669 | 1 | 1 | 3714.6297 | 3873.728 |  |  |  |  | 104.7 | #DIV/0! | #DIV/0! | #DIV/0! | #DIV/0! | #DIV/0! | #DIV/0! | #DIV/0! | #DIV/0! | #DIV/0! | #DIV/0! | #DIV/0! | #DIV/0! | #DIV/0! |  |  |  | 104.7 | #DIV/0! | #DIV/0! | #DIV/0! | #DIV/0! | #DIV/0! | #DIV/0! | #DIV/0! | #DIV/0! | #DIV/0! | #DIV/0! | #DIV/0! | #DIV/0! | #DIV/0! |  |  |  | 104.7 | #DIV/0! | #DIV/0! | #DIV/0! | #DIV/0! | #DIV/0! | #DIV/0! | #DIV/0! | #DIV/0! | #DIV/0! | #DIV/0! | #DIV/0! | #DIV/0! | #DIV/0! |  |  |  | 104.7 | #DIV/0! | #DIV/0! | #DIV/0! | #DIV/0! | #DIV/0! | #DIV/0! | #DIV/0! | #DIV/0! | #DIV/0! | #DIV/0! | #DIV/0! | #DIV/0! | #DIV/0! |  |  |  | 104.7 | #DIV/0! | #DIV/0! | #DIV/0! | #DIV/0! | #DIV/0! | #DIV/0! | #DIV/0! | #DIV/0! | #DIV/0! | #DIV/0! | #DIV/0! | #DIV/0! | #DIV/0! |  |  |  | 104.7 | #DIV/0! | #DIV/0! | #DIV/0! | #DIV/0! | #DIV/0! | #DIV/0! | #DIV/0! | #DIV/0! | #DIV/0! | #DIV/0! | #DIV/0! | #DIV/0! | #DIV/0! |  |  |  | 104.7 | #DIV/0! | #DIV/0! | #DIV/0! | #DIV/0! | #DIV/0! | #DIV/0! | #DIV/0! | #DIV/0! | #DIV/0! | #DIV/0! | #DIV/0! | #DIV/0! | #DIV/0!
[15 empty] | 104.8 | 88.2326 | -23.312 | 3715.9897 | 3872.5225 | 3715.9897 | 3872.5225 | 32.5583 | 25.4473 | 1 | 1 | 3715.9897 | 3872.5225 |  |  |  |  | 104.8 | #DIV/0! | #DIV/0! | #DIV/0! | #DIV/0! | #DIV/0! | #DIV/0! | #DIV/0! | #DIV/0! | #DIV/0! | #DIV/0! | #DIV/0! | #DIV/0! | #DIV/0! |  |  |  | 104.8 | #DIV/0! | #DIV/0! | #DIV/0! | #DIV/0! | #DIV/0! | #DIV/0! | #DIV/0! | #DIV/0! | #DIV/0! | #DIV/0! | #DIV/0! | #DIV/0! | #DIV/0! |  |  |  | 104.8 | #DIV/0! | #DIV/0! | #DIV/0! | #DIV/0! | #DIV/0! | #DIV/0! | #DIV/0! | #DIV/0! | #DIV/0! | #DIV/0! | #DIV/0! | #DIV/0! | #DIV/0! |  |  |  | 104.8 | #DIV/0! | #DIV/0! | #DIV/0! | #DIV/0! | #DIV/0! | #DIV/0! | #DIV/0! | #DIV/0! | #DIV/0! | #DIV/0! | #DIV/0! | #DIV/0! | #DIV/0! |  |  |  | 104.8 | #DIV/0! | #DIV/0! | #DIV/0! | #DIV/0! | #DIV/0! | #DIV/0! | #DIV/0! | #DIV/0! | #DIV/0! | #DIV/0! | #DIV/0! | #DIV/0! | #DIV/0! |  |  |  | 104.8 | #DIV/0! | #DIV/0! | #DIV/0! | #DIV/0! | #DIV/0! | #DIV/0! | #DIV/0! | #DIV/0! | #DIV/0! | #DIV/0! | #DIV/0! | #DIV/0! | #DIV/0! |  |  |  | 104.8 | #DIV/0! | #DIV/0! | #DIV/0! | #DIV/0! | #DIV/0! | #DIV/0! | #DIV/0! | #DIV/0! | #DIV/0! | #DIV/0! | #DIV/0! | #DIV/0! | #DIV/0!
[15 empty] | 104.9 | 88.1917 | -23.466 | 3717.3496 | 3871.3179 | 3717.3496 | 3871.3179 | 32.5551 | 25.4276 | 1 | 1 | 3717.3496 | 3871.3179 |  |  |  |  | 104.9 | #DIV/0! | #DIV/0! | #DIV/0! | #DIV/0! | #DIV/0! | #DIV/0! | #DIV/0! | #DIV/0! | #DIV/0! | #DIV/0! | #DIV/0! | #DIV/0! | #DIV/0! |  |  |  | 104.9 | #DIV/0! | #DIV/0! | #DIV/0! | #DIV/0! | #DIV/0! | #DIV/0! | #DIV/0! | #DIV/0! | #DIV/0! | #DIV/0! | #DIV/0! | #DIV/0! | #DIV/0! |  |  |  | 104.9 | #DIV/0! | #DIV/0! | #DIV/0! | #DIV/0! | #DIV/0! | #DIV/0! | #DIV/0! | #DIV/0! | #DIV/0! | #DIV/0! | #DIV/0! | #DIV/0! | #DIV/0! |  |  |  | 104.9 | #DIV/0! | #DIV/0! | #DIV/0! | #DIV/0! | #DIV/0! | #DIV/0! | #DIV/0! | #DIV/0! | #DIV/0! | #DIV/0! | #DIV/0! | #DIV/0! | #DIV/0! |  |  |  | 104.9 | #DIV/0! | #DIV/0! | #DIV/0! | #DIV/0! | #DIV/0! | #DIV/0! | #DIV/0! | #DIV/0! | #DIV/0! | #DIV/0! | #DIV/0! | #DIV/0! | #DIV/0! |  |  |  | 104.9 | #DIV/0! | #DIV/0! | #DIV/0! | #DIV/0! | #DIV/0! | #DIV/0! | #DIV/0! | #DIV/0! | #DIV/0! | #DIV/0! | #DIV/0! | #DIV/0! | #DIV/0! |  |  |  | 104.9 | #DIV/0! | #DIV/0! | #DIV/0! | #DIV/0! | #DIV/0! | #DIV/0! | #DIV/0! | #DIV/0! | #DIV/0! | #DIV/0! | #DIV/0! | #DIV/0! | #DIV/0!
[15 empty] | 105 | 88.1506 | -23.6199 | 3718.7094 | 3870.1144 | 3718.7094 | 3870.1144 | 32.5518 | 25.4079 | 1 | 1 | 3718.7094 | 3870.1144 |  |  |  |  | 105 | #DIV/0! | #DIV/0! | #DIV/0! | #DIV/0! | #DIV/0! | #DIV/0! | #DIV/0! | #DIV/0! | #DIV/0! | #DIV/0! | #DIV/0! | #DIV/0! | #DIV/0! |  |  |  | 105 | #DIV/0! | #DIV/0! | #DIV/0! | #DIV/0! | #DIV/0! | #DIV/0! | #DIV/0! | #DIV/0! | #DIV/0! | #DIV/0! | #DIV/0! | #DIV/0! | #DIV/0! |  |  |  | 105 | #DIV/0! | #DIV/0! | #DIV/0! | #DIV/0! | #DIV/0! | #DIV/0! | #DIV/0! | #DIV/0! | #DIV/0! | #DIV/0! | #DIV/0! | #DIV/0! | #DIV/0! |  |  |  | 105 | #DIV/0! | #DIV/0! | #DIV/0! | #DIV/0! | #DIV/0! | #DIV/0! | #DIV/0! | #DIV/0! | #DIV/0! | #DIV/0! | #DIV/0! | #DIV/0! | #DIV/0! |  |  |  | 105 | #DIV/0! | #DIV/0! | #DIV/0! | #DIV/0! | #DIV/0! | #DIV/0! | #DIV/0! | #DIV/0! | #DIV/0! | #DIV/0! | #DIV/0! | #DIV/0! | #DIV/0! |  |  |  | 105 | #DIV/0! | #DIV/0! | #DIV/0! | #DIV/0! | #DIV/0! | #DIV/0! | #DIV/0! | #DIV/0! | #DIV/0! | #DIV/0! | #DIV/0! | #DIV/0! | #DIV/0! |  |  |  | 105 | #DIV/0! | #DIV/0! | #DIV/0! | #DIV/0! | #DIV/0! | #DIV/0! | #DIV/0! | #DIV/0! | #DIV/0! | #DIV/0! | #DIV/0! | #DIV/0! | #DIV/0!
[15 empty] | 105.1 | 88.1093 | -23.7737 | 3720.0691 | 3868.912 | 3720.0691 | 3868.912 | 32.5485 | 25.3881 | 1 | 1 | 3720.0691 | 3868.912 |  |  |  |  | 105.1 | #DIV/0! | #DIV/0! | #DIV/0! | #DIV/0! | #DIV/0! | #DIV/0! | #DIV/0! | #DIV/0! | #DIV/0! | #DIV/0! | #DIV/0! | #DIV/0! | #DIV/0! |  |  |  | 105.1 | #DIV/0! | #DIV/0! | #DIV/0! | #DIV/0! | #DIV/0! | #DIV/0! | #DIV/0! | #DIV/0! | #DIV/0! | #DIV/0! | #DIV/0! | #DIV/0! | #DIV/0! |  |  |  | 105.1 | #DIV/0! | #DIV/0! | #DIV/0! | #DIV/0! | #DIV/0! | #DIV/0! | #DIV/0! | #DIV/0! | #DIV/0! | #DIV/0! | #DIV/0! | #DIV/0! | #DIV/0! |  |  |  | 105.1 | #DIV/0! | #DIV/0! | #DIV/0! | #DIV/0! | #DIV/0! | #DIV/0! | #DIV/0! | #DIV/0! | #DIV/0! | #DIV/0! | #DIV/0! | #DIV/0! | #DIV/0! |  |  |  | 105.1 | #DIV/0! | #DIV/0! | #DIV/0! | #DIV/0! | #DIV/0! | #DIV/0! | #DIV/0! | #DIV/0! | #DIV/0! | #DIV/0! | #DIV/0! | #DIV/0! | #DIV/0! |  |  |  | 105.1 | #DIV/0! | #DIV/0! | #DIV/0! | #DIV/0! | #DIV/0! | #DIV/0! | #DIV/0! | #DIV/0! | #DIV/0! | #DIV/0! | #DIV/0! | #DIV/0! | #DIV/0! |  |  |  | 105.1 | #DIV/0! | #DIV/0! | #DIV/0! | #DIV/0! | #DIV/0! | #DIV/0! | #DIV/0! | #DIV/0! | #DIV/0! | #DIV/0! | #DIV/0! | #DIV/0! | #DIV/0!
[15 empty] | 105.2 | 88.0677 | -23.9275 | 3721.4287 | 3867.7105 | 3721.4287 | 3867.7105 | 32.545 | 25.3682 | 1 | 1 | 3721.4287 | 3867.7105 |  |  |  |  | 105.2 | #DIV/0! | #DIV/0! | #DIV/0! | #DIV/0! | #DIV/0! | #DIV/0! | #DIV/0! | #DIV/0! | #DIV/0! | #DIV/0! | #DIV/0! | #DIV/0! | #DIV/0! |  |  |  | 105.2 | #DIV/0! | #DIV/0! | #DIV/0! | #DIV/0! | #DIV/0! | #DIV/0! | #DIV/0! | #DIV/0! | #DIV/0! | #DIV/0! | #DIV/0! | #DIV/0! | #DIV/0! |  |  |  | 105.2 | #DIV/0! | #DIV/0! | #DIV/0! | #DIV/0! | #DIV/0! | #DIV/0! | #DIV/0! | #DIV/0! | #DIV/0! | #DIV/0! | #DIV/0! | #DIV/0! | #DIV/0! |  |  |  | 105.2 | #DIV/0! | #DIV/0! | #DIV/0! | #DIV/0! | #DIV/0! | #DIV/0! | #DIV/0! | #DIV/0! | #DIV/0! | #DIV/0! | #DIV/0! | #DIV/0! | #DIV/0! |  |  |  | 105.2 | #DIV/0! | #DIV/0! | #DIV/0! | #DIV/0! | #DIV/0! | #DIV/0! | #DIV/0! | #DIV/0! | #DIV/0! | #DIV/0! | #DIV/0! | #DIV/0! | #DIV/0! |  |  |  | 105.2 | #DIV/0! | #DIV/0! | #DIV/0! | #DIV/0! | #DIV/0! | #DIV/0! | #DIV/0! | #DIV/0! | #DIV/0! | #DIV/0! | #DIV/0! | #DIV/0! | #DIV/0! |  |  |  | 105.2 | #DIV/0! | #DIV/0! | #DIV/0! | #DIV/0! | #DIV/0! | #DIV/0! | #DIV/0! | #DIV/0! | #DIV/0! | #DIV/0! | #DIV/0! | #DIV/0! | #DIV/0!
[15 empty] | 105.3 | 88.0258 | -24.0811 | 3722.7882 | 3866.5102 | 3722.7882 | 3866.5102 | 32.5414 | 25.3483 | 1 | 1 | 3722.7882 | 3866.5102 |  |  |  |  | 105.3 | #DIV/0! | #DIV/0! | #DIV/0! | #DIV/0! | #DIV/0! | #DIV/0! | #DIV/0! | #DIV/0! | #DIV/0! | #DIV/0! | #DIV/0! | #DIV/0! | #DIV/0! |  |  |  | 105.3 | #DIV/0! | #DIV/0! | #DIV/0! | #DIV/0! | #DIV/0! | #DIV/0! | #DIV/0! | #DIV/0! | #DIV/0! | #DIV/0! | #DIV/0! | #DIV/0! | #DIV/0! |  |  |  | 105.3 | #DIV/0! | #DIV/0! | #DIV/0! | #DIV/0! | #DIV/0! | #DIV/0! | #DIV/0! | #DIV/0! | #DIV/0! | #DIV/0! | #DIV/0! | #DIV/0! | #DIV/0! |  |  |  | 105.3 | #DIV/0! | #DIV/0! | #DIV/0! | #DIV/0! | #DIV/0! | #DIV/0! | #DIV/0! | #DIV/0! | #DIV/0! | #DIV/0! | #DIV/0! | #DIV/0! | #DIV/0! |  |  |  | 105.3 | #DIV/0! | #DIV/0! | #DIV/0! | #DIV/0! | #DIV/0! | #DIV/0! | #DIV/0! | #DIV/0! | #DIV/0! | #DIV/0! | #DIV/0! | #DIV/0! | #DIV/0! |  |  |  | 105.3 | #DIV/0! | #DIV/0! | #DIV/0! | #DIV/0! | #DIV/0! | #DIV/0! | #DIV/0! | #DIV/0! | #DIV/0! | #DIV/0! | #DIV/0! | #DIV/0! | #DIV/0! |  |  |  | 105.3 | #DIV/0! | #DIV/0! | #DIV/0! | #DIV/0! | #DIV/0! | #DIV/0! | #DIV/0! | #DIV/0! | #DIV/0! | #DIV/0! | #DIV/0! | #DIV/0! | #DIV/0!
[15 empty] | 105.4 | 87.9836 | -24.2347 | 3724.1476 | 3865.3108 | 3724.1476 | 3865.3108 | 32.5377 | 25.3283 | 1 | 1 | 3724.1476 | 3865.3108 |  |  |  |  | 105.4 | #DIV/0! | #DIV/0! | #DIV/0! | #DIV/0! | #DIV/0! | #DIV/0! | #DIV/0! | #DIV/0! | #DIV/0! | #DIV/0! | #DIV/0! | #DIV/0! | #DIV/0! |  |  |  | 105.4 | #DIV/0! | #DIV/0! | #DIV/0! | #DIV/0! | #DIV/0! | #DIV/0! | #DIV/0! | #DIV/0! | #DIV/0! | #DIV/0! | #DIV/0! | #DIV/0! | #DIV/0! |  |  |  | 105.4 | #DIV/0! | #DIV/0! | #DIV/0! | #DIV/0! | #DIV/0! | #DIV/0! | #DIV/0! | #DIV/0! | #DIV/0! | #DIV/0! | #DIV/0! | #DIV/0! | #DIV/0! |  |  |  | 105.4 | #DIV/0! | #DIV/0! | #DIV/0! | #DIV/0! | #DIV/0! | #DIV/0! | #DIV/0! | #DIV/0! | #DIV/0! | #DIV/0! | #DIV/0! | #DIV/0! | #DIV/0! |  |  |  | 105.4 | #DIV/0! | #DIV/0! | #DIV/0! | #DIV/0! | #DIV/0! | #DIV/0! | #DIV/0! | #DIV/0! | #DIV/0! | #DIV/0! | #DIV/0! | #DIV/0! | #DIV/0! |  |  |  | 105.4 | #DIV/0! | #DIV/0! | #DIV/0! | #DIV/0! | #DIV/0! | #DIV/0! | #DIV/0! | #DIV/0! | #DIV/0! | #DIV/0! | #DIV/0! | #DIV/0! | #DIV/0! |  |  |  | 105.4 | #DIV/0! | #DIV/0! | #DIV/0! | #DIV/0! | #DIV/0! | #DIV/0! | #DIV/0! | #DIV/0! | #DIV/0! | #DIV/0! | #DIV/0! | #DIV/0! | #DIV/0!
[15 empty] | 105.5 | 87.9412 | -24.3882 | 3725.5069 | 3864.1125 | 3725.5069 | 3864.1125 | 32.5339 | 25.3082 | 1 | 1 | 3725.5069 | 3864.1125 |  |  |  |  | 105.5 | #DIV/0! | #DIV/0! | #DIV/0! | #DIV/0! | #DIV/0! | #DIV/0! | #DIV/0! | #DIV/0! | #DIV/0! | #DIV/0! | #DIV/0! | #DIV/0! | #DIV/0! |  |  |  | 105.5 | #DIV/0! | #DIV/0! | #DIV/0! | #DIV/0! | #DIV/0! | #DIV/0! | #DIV/0! | #DIV/0! | #DIV/0! | #DIV/0! | #DIV/0! | #DIV/0! | #DIV/0! |  |  |  | 105.5 | #DIV/0! | #DIV/0! | #DIV/0! | #DIV/0! | #DIV/0! | #DIV/0! | #DIV/0! | #DIV/0! | #DIV/0! | #DIV/0! | #DIV/0! | #DIV/0! | #DIV/0! |  |  |  | 105.5 | #DIV/0! | #DIV/0! | #DIV/0! | #DIV/0! | #DIV/0! | #DIV/0! | #DIV/0! | #DIV/0! | #DIV/0! | #DIV/0! | #DIV/0! | #DIV/0! | #DIV/0! |  |  |  | 105.5 | #DIV/0! | #DIV/0! | #DIV/0! | #DIV/0! | #DIV/0! | #DIV/0! | #DIV/0! | #DIV/0! | #DIV/0! | #DIV/0! | #DIV/0! | #DIV/0! | #DIV/0! |  |  |  | 105.5 | #DIV/0! | #DIV/0! | #DIV/0! | #DIV/0! | #DIV/0! | #DIV/0! | #DIV/0! | #DIV/0! | #DIV/0! | #DIV/0! | #DIV/0! | #DIV/0! | #DIV/0! |  |  |  | 105.5 | #DIV/0! | #DIV/0! | #DIV/0! | #DIV/0! | #DIV/0! | #DIV/0! | #DIV/0! | #DIV/0! | #DIV/0! | #DIV/0! | #DIV/0! | #DIV/0! | #DIV/0!
[15 empty] | 105.6 | 87.8985 | -24.5417 | 3726.8661 | 3862.9153 | 3726.8661 | 3862.9153 | 32.5299 | 25.2881 | 1 | 1 | 3726.8661 | 3862.9153 |  |  |  |  | 105.6 | #DIV/0! | #DIV/0! | #DIV/0! | #DIV/0! | #DIV/0! | #DIV/0! | #DIV/0! | #DIV/0! | #DIV/0! | #DIV/0! | #DIV/0! | #DIV/0! | #DIV/0! |  |  |  | 105.6 | #DIV/0! | #DIV/0! | #DIV/0! | #DIV/0! | #DIV/0! | #DIV/0! | #DIV/0! | #DIV/0! | #DIV/0! | #DIV/0! | #DIV/0! | #DIV/0! | #DIV/0! |  |  |  | 105.6 | #DIV/0! | #DIV/0! | #DIV/0! | #DIV/0! | #DIV/0! | #DIV/0! | #DIV/0! | #DIV/0! | #DIV/0! | #DIV/0! | #DIV/0! | #DIV/0! | #DIV/0! |  |  |  | 105.6 | #DIV/0! | #DIV/0! | #DIV/0! | #DIV/0! | #DIV/0! | #DIV/0! | #DIV/0! | #DIV/0! | #DIV/0! | #DIV/0! | #DIV/0! | #DIV/0! | #DIV/0! |  |  |  | 105.6 | #DIV/0! | #DIV/0! | #DIV/0! | #DIV/0! | #DIV/0! | #DIV/0! | #DIV/0! | #DIV/0! | #DIV/0! | #DIV/0! | #DIV/0! | #DIV/0! | #DIV/0! |  |  |  | 105.6 | #DIV/0! | #DIV/0! | #DIV/0! | #DIV/0! | #DIV/0! | #DIV/0! | #DIV/0! | #DIV/0! | #DIV/0! | #DIV/0! | #DIV/0! | #DIV/0! | #DIV/0! |  |  |  | 105.6 | #DIV/0! | #DIV/0! | #DIV/0! | #DIV/0! | #DIV/0! | #DIV/0! | #DIV/0! | #DIV/0! | #DIV/0! | #DIV/0! | #DIV/0! | #DIV/0! | #DIV/0!
[15 empty] | 105.7 | 87.8555 | -24.6951 | 3728.2252 | 3861.7191 | 3728.2252 | 3861.7191 | 32.5259 | 25.2679 | 1 | 1 | 3728.2252 | 3861.7191 |  |  |  |  | 105.7 | #DIV/0! | #DIV/0! | #DIV/0! | #DIV/0! | #DIV/0! | #DIV/0! | #DIV/0! | #DIV/0! | #DIV/0! | #DIV/0! | #DIV/0! | #DIV/0! | #DIV/0! |  |  |  | 105.7 | #DIV/0! | #DIV/0! | #DIV/0! | #DIV/0! | #DIV/0! | #DIV/0! | #DIV/0! | #DIV/0! | #DIV/0! | #DIV/0! | #DIV/0! | #DIV/0! | #DIV/0! |  |  |  | 105.7 | #DIV/0! | #DIV/0! | #DIV/0! | #DIV/0! | #DIV/0! | #DIV/0! | #DIV/0! | #DIV/0! | #DIV/0! | #DIV/0! | #DIV/0! | #DIV/0! | #DIV/0! |  |  |  | 105.7 | #DIV/0! | #DIV/0! | #DIV/0! | #DIV/0! | #DIV/0! | #DIV/0! | #DIV/0! | #DIV/0! | #DIV/0! | #DIV/0! | #DIV/0! | #DIV/0! | #DIV/0! |  |  |  | 105.7 | #DIV/0! | #DIV/0! | #DIV/0! | #DIV/0! | #DIV/0! | #DIV/0! | #DIV/0! | #DIV/0! | #DIV/0! | #DIV/0! | #DIV/0! | #DIV/0! | #DIV/0! |  |  |  | 105.7 | #DIV/0! | #DIV/0! | #DIV/0! | #DIV/0! | #DIV/0! | #DIV/0! | #DIV/0! | #DIV/0! | #DIV/0! | #DIV/0! | #DIV/0! | #DIV/0! | #DIV/0! |  |  |  | 105.7 | #DIV/0! | #DIV/0! | #DIV/0! | #DIV/0! | #DIV/0! | #DIV/0! | #DIV/0! | #DIV/0! | #DIV/0! | #DIV/0! | #DIV/0! | #DIV/0! | #DIV/0!
[15 empty] | 105.8 | 87.8123 | -24.8484 | 3729.5841 | 3860.5239 | 3729.5841 | 3860.5239 | 32.5217 | 25.2476 | 1 | 1 | 3729.5841 | 3860.5239 |  |  |  |  | 105.8 | #DIV/0! | #DIV/0! | #DIV/0! | #DIV/0! | #DIV/0! | #DIV/0! | #DIV/0! | #DIV/0! | #DIV/0! | #DIV/0! | #DIV/0! | #DIV/0! | #DIV/0! |  |  |  | 105.8 | #DIV/0! | #DIV/0! | #DIV/0! | #DIV/0! | #DIV/0! | #DIV/0! | #DIV/0! | #DIV/0! | #DIV/0! | #DIV/0! | #DIV/0! | #DIV/0! | #DIV/0! |  |  |  | 105.8 | #DIV/0! | #DIV/0! | #DIV/0! | #DIV/0! | #DIV/0! | #DIV/0! | #DIV/0! | #DIV/0! | #DIV/0! | #DIV/0! | #DIV/0! | #DIV/0! | #DIV/0! |  |  |  | 105.8 | #DIV/0! | #DIV/0! | #DIV/0! | #DIV/0! | #DIV/0! | #DIV/0! | #DIV/0! | #DIV/0! | #DIV/0! | #DIV/0! | #DIV/0! | #DIV/0! | #DIV/0! |  |  |  | 105.8 | #DIV/0! | #DIV/0! | #DIV/0! | #DIV/0! | #DIV/0! | #DIV/0! | #DIV/0! | #DIV/0! | #DIV/0! | #DIV/0! | #DIV/0! | #DIV/0! | #DIV/0! |  |  |  | 105.8 | #DIV/0! | #DIV/0! | #DIV/0! | #DIV/0! | #DIV/0! | #DIV/0! | #DIV/0! | #DIV/0! | #DIV/0! | #DIV/0! | #DIV/0! | #DIV/0! | #DIV/0! |  |  |  | 105.8 | #DIV/0! | #DIV/0! | #DIV/0! | #DIV/0! | #DIV/0! | #DIV/0! | #DIV/0! | #DIV/0! | #DIV/0! | #DIV/0! | #DIV/0! | #DIV/0! | #DIV/0!
[15 empty] | 105.9 | 87.7688 | -25.0016 | 3730.9429 | 3859.3299 | 3730.9429 | 3859.3299 | 32.5175 | 25.2273 | 1 | 1 | 3730.9429 | 3859.3299 |  |  |  |  | 105.9 | #DIV/0! | #DIV/0! | #DIV/0! | #DIV/0! | #DIV/0! | #DIV/0! | #DIV/0! | #DIV/0! | #DIV/0! | #DIV/0! | #DIV/0! | #DIV/0! | #DIV/0! |  |  |  | 105.9 | #DIV/0! | #DIV/0! | #DIV/0! | #DIV/0! | #DIV/0! | #DIV/0! | #DIV/0! | #DIV/0! | #DIV/0! | #DIV/0! | #DIV/0! | #DIV/0! | #DIV/0! |  |  |  | 105.9 | #DIV/0! | #DIV/0! | #DIV/0! | #DIV/0! | #DIV/0! | #DIV/0! | #DIV/0! | #DIV/0! | #DIV/0! | #DIV/0! | #DIV/0! | #DIV/0! | #DIV/0! |  |  |  | 105.9 | #DIV/0! | #DIV/0! | #DIV/0! | #DIV/0! | #DIV/0! | #DIV/0! | #DIV/0! | #DIV/0! | #DIV/0! | #DIV/0! | #DIV/0! | #DIV/0! | #DIV/0! |  |  |  | 105.9 | #DIV/0! | #DIV/0! | #DIV/0! | #DIV/0! | #DIV/0! | #DIV/0! | #DIV/0! | #DIV/0! | #DIV/0! | #DIV/0! | #DIV/0! | #DIV/0! | #DIV/0! |  |  |  | 105.9 | #DIV/0! | #DIV/0! | #DIV/0! | #DIV/0! | #DIV/0! | #DIV/0! | #DIV/0! | #DIV/0! | #DIV/0! | #DIV/0! | #DIV/0! | #DIV/0! | #DIV/0! |  |  |  | 105.9 | #DIV/0! | #DIV/0! | #DIV/0! | #DIV/0! | #DIV/0! | #DIV/0! | #DIV/0! | #DIV/0! | #DIV/0! | #DIV/0! | #DIV/0! | #DIV/0! | #DIV/0!
[15 empty] | 106 | 87.725 | -25.1547 | 3732.3016 | 3858.1368 | 3732.3016 | 3858.1368 | 32.5131 | 25.2069 | 1 | 1 | 3732.3016 | 3858.1368 |  |  |  |  | 106 | #DIV/0! | #DIV/0! | #DIV/0! | #DIV/0! | #DIV/0! | #DIV/0! | #DIV/0! | #DIV/0! | #DIV/0! | #DIV/0! | #DIV/0! | #DIV/0! | #DIV/0! |  |  |  | 106 | #DIV/0! | #DIV/0! | #DIV/0! | #DIV/0! | #DIV/0! | #DIV/0! | #DIV/0! | #DIV/0! | #DIV/0! | #DIV/0! | #DIV/0! | #DIV/0! | #DIV/0! |  |  |  | 106 | #DIV/0! | #DIV/0! | #DIV/0! | #DIV/0! | #DIV/0! | #DIV/0! | #DIV/0! | #DIV/0! | #DIV/0! | #DIV/0! | #DIV/0! | #DIV/0! | #DIV/0! |  |  |  | 106 | #DIV/0! | #DIV/0! | #DIV/0! | #DIV/0! | #DIV/0! | #DIV/0! | #DIV/0! | #DIV/0! | #DIV/0! | #DIV/0! | #DIV/0! | #DIV/0! | #DIV/0! |  |  |  | 106 | #DIV/0! | #DIV/0! | #DIV/0! | #DIV/0! | #DIV/0! | #DIV/0! | #DIV/0! | #DIV/0! | #DIV/0! | #DIV/0! | #DIV/0! | #DIV/0! | #DIV/0! |  |  |  | 106 | #DIV/0! | #DIV/0! | #DIV/0! | #DIV/0! | #DIV/0! | #DIV/0! | #DIV/0! | #DIV/0! | #DIV/0! | #DIV/0! | #DIV/0! | #DIV/0! | #DIV/0! |  |  |  | 106 | #DIV/0! | #DIV/0! | #DIV/0! | #DIV/0! | #DIV/0! | #DIV/0! | #DIV/0! | #DIV/0! | #DIV/0! | #DIV/0! | #DIV/0! | #DIV/0! | #DIV/0!
[15 empty] | 106.1 | 87.681 | -25.3078 | 3733.6601 | 3856.9449 | 3733.6601 | 3856.9449 | 32.5086 | 25.1865 | 1 | 1 | 3733.6601 | 3856.9449 |  |  |  |  | 106.1 | #DIV/0! | #DIV/0! | #DIV/0! | #DIV/0! | #DIV/0! | #DIV/0! | #DIV/0! | #DIV/0! | #DIV/0! | #DIV/0! | #DIV/0! | #DIV/0! | #DIV/0! |  |  |  | 106.1 | #DIV/0! | #DIV/0! | #DIV/0! | #DIV/0! | #DIV/0! | #DIV/0! | #DIV/0! | #DIV/0! | #DIV/0! | #DIV/0! | #DIV/0! | #DIV/0! | #DIV/0! |  |  |  | 106.1 | #DIV/0! | #DIV/0! | #DIV/0! | #DIV/0! | #DIV/0! | #DIV/0! | #DIV/0! | #DIV/0! | #DIV/0! | #DIV/0! | #DIV/0! | #DIV/0! | #DIV/0! |  |  |  | 106.1 | #DIV/0! | #DIV/0! | #DIV/0! | #DIV/0! | #DIV/0! | #DIV/0! | #DIV/0! | #DIV/0! | #DIV/0! | #DIV/0! | #DIV/0! | #DIV/0! | #DIV/0! |  |  |  | 106.1 | #DIV/0! | #DIV/0! | #DIV/0! | #DIV/0! | #DIV/0! | #DIV/0! | #DIV/0! | #DIV/0! | #DIV/0! | #DIV/0! | #DIV/0! | #DIV/0! | #DIV/0! |  |  |  | 106.1 | #DIV/0! | #DIV/0! | #DIV/0! | #DIV/0! | #DIV/0! | #DIV/0! | #DIV/0! | #DIV/0! | #DIV/0! | #DIV/0! | #DIV/0! | #DIV/0! | #DIV/0! |  |  |  | 106.1 | #DIV/0! | #DIV/0! | #DIV/0! | #DIV/0! | #DIV/0! | #DIV/0! | #DIV/0! | #DIV/0! | #DIV/0! | #DIV/0! | #DIV/0! | #DIV/0! | #DIV/0!
[15 empty] | 106.2 | 87.6367 | -25.4608 | 3735.0185 | 3855.754 | 3735.0185 | 3855.754 | 32.504 | 25.166 | 1 | 1 | 3735.0185 | 3855.754 |  |  |  |  | 106.2 | #DIV/0! | #DIV/0! | #DIV/0! | #DIV/0! | #DIV/0! | #DIV/0! | #DIV/0! | #DIV/0! | #DIV/0! | #DIV/0! | #DIV/0! | #DIV/0! | #DIV/0! |  |  |  | 106.2 | #DIV/0! | #DIV/0! | #DIV/0! | #DIV/0! | #DIV/0! | #DIV/0! | #DIV/0! | #DIV/0! | #DIV/0! | #DIV/0! | #DIV/0! | #DIV/0! | #DIV/0! |  |  |  | 106.2 | #DIV/0! | #DIV/0! | #DIV/0! | #DIV/0! | #DIV/0! | #DIV/0! | #DIV/0! | #DIV/0! | #DIV/0! | #DIV/0! | #DIV/0! | #DIV/0! | #DIV/0! |  |  |  | 106.2 | #DIV/0! | #DIV/0! | #DIV/0! | #DIV/0! | #DIV/0! | #DIV/0! | #DIV/0! | #DIV/0! | #DIV/0! | #DIV/0! | #DIV/0! | #DIV/0! | #DIV/0! |  |  |  | 106.2 | #DIV/0! | #DIV/0! | #DIV/0! | #DIV/0! | #DIV/0! | #DIV/0! | #DIV/0! | #DIV/0! | #DIV/0! | #DIV/0! | #DIV/0! | #DIV/0! | #DIV/0! |  |  |  | 106.2 | #DIV/0! | #DIV/0! | #DIV/0! | #DIV/0! | #DIV/0! | #DIV/0! | #DIV/0! | #DIV/0! | #DIV/0! | #DIV/0! | #DIV/0! | #DIV/0! | #DIV/0! |  |  |  | 106.2 | #DIV/0! | #DIV/0! | #DIV/0! | #DIV/0! | #DIV/0! | #DIV/0! | #DIV/0! | #DIV/0! | #DIV/0! | #DIV/0! | #DIV/0! | #DIV/0! | #DIV/0!
[15 empty] | 106.3 | 87.5921 | -25.6137 | 3736.3767 | 3854.5642 | 3736.3767 | 3854.5642 | 32.4993 | 25.1454 | 1 | 1 | 3736.3767 | 3854.5642 |  |  |  |  | 106.3 | #DIV/0! | #DIV/0! | #DIV/0! | #DIV/0! | #DIV/0! | #DIV/0! | #DIV/0! | #DIV/0! | #DIV/0! | #DIV/0! | #DIV/0! | #DIV/0! | #DIV/0! |  |  |  | 106.3 | #DIV/0! | #DIV/0! | #DIV/0! | #DIV/0! | #DIV/0! | #DIV/0! | #DIV/0! | #DIV/0! | #DIV/0! | #DIV/0! | #DIV/0! | #DIV/0! | #DIV/0! |  |  |  | 106.3 | #DIV/0! | #DIV/0! | #DIV/0! | #DIV/0! | #DIV/0! | #DIV/0! | #DIV/0! | #DIV/0! | #DIV/0! | #DIV/0! | #DIV/0! | #DIV/0! | #DIV/0! |  |  |  | 106.3 | #DIV/0! | #DIV/0! | #DIV/0! | #DIV/0! | #DIV/0! | #DIV/0! | #DIV/0! | #DIV/0! | #DIV/0! | #DIV/0! | #DIV/0! | #DIV/0! | #DIV/0! |  |  |  | 106.3 | #DIV/0! | #DIV/0! | #DIV/0! | #DIV/0! | #DIV/0! | #DIV/0! | #DIV/0! | #DIV/0! | #DIV/0! | #DIV/0! | #DIV/0! | #DIV/0! | #DIV/0! |  |  |  | 106.3 | #DIV/0! | #DIV/0! | #DIV/0! | #DIV/0! | #DIV/0! | #DIV/0! | #DIV/0! | #DIV/0! | #DIV/0! | #DIV/0! | #DIV/0! | #DIV/0! | #DIV/0! |  |  |  | 106.3 | #DIV/0! | #DIV/0! | #DIV/0! | #DIV/0! | #DIV/0! | #DIV/0! | #DIV/0! | #DIV/0! | #DIV/0! | #DIV/0! | #DIV/0! | #DIV/0! | #DIV/0!
[15 empty] | 106.4 | 87.5472 | -25.7666 | 3737.7348 | 3853.3754 | 3737.7348 | 3853.3754 | 32.4944 | 25.1248 | 1 | 1 | 3737.7348 | 3853.3754 |  |  |  |  | 106.4 | #DIV/0! | #DIV/0! | #DIV/0! | #DIV/0! | #DIV/0! | #DIV/0! | #DIV/0! | #DIV/0! | #DIV/0! | #DIV/0! | #DIV/0! | #DIV/0! | #DIV/0! |  |  |  | 106.4 | #DIV/0! | #DIV/0! | #DIV/0! | #DIV/0! | #DIV/0! | #DIV/0! | #DIV/0! | #DIV/0! | #DIV/0! | #DIV/0! | #DIV/0! | #DIV/0! | #DIV/0! |  |  |  | 106.4 | #DIV/0! | #DIV/0! | #DIV/0! | #DIV/0! | #DIV/0! | #DIV/0! | #DIV/0! | #DIV/0! | #DIV/0! | #DIV/0! | #DIV/0! | #DIV/0! | #DIV/0! |  |  |  | 106.4 | #DIV/0! | #DIV/0! | #DIV/0! | #DIV/0! | #DIV/0! | #DIV/0! | #DIV/0! | #DIV/0! | #DIV/0! | #DIV/0! | #DIV/0! | #DIV/0! | #DIV/0! |  |  |  | 106.4 | #DIV/0! | #DIV/0! | #DIV/0! | #DIV/0! | #DIV/0! | #DIV/0! | #DIV/0! | #DIV/0! | #DIV/0! | #DIV/0! | #DIV/0! | #DIV/0! | #DIV/0! |  |  |  | 106.4 | #DIV/0! | #DIV/0! | #DIV/0! | #DIV/0! | #DIV/0! | #DIV/0! | #DIV/0! | #DIV/0! | #DIV/0! | #DIV/0! | #DIV/0! | #DIV/0! | #DIV/0! |  |  |  | 106.4 | #DIV/0! | #DIV/0! | #DIV/0! | #DIV/0! | #DIV/0! | #DIV/0! | #DIV/0! | #DIV/0! | #DIV/0! | #DIV/0! | #DIV/0! | #DIV/0! | #DIV/0!
[15 empty] | 106.5 | 87.5021 | -25.9193 | 3739.0927 | 3852.1878 | 3739.0927 | 3852.1878 | 32.4895 | 25.1041 | 1 | 1 | 3739.0927 | 3852.1878 |  |  |  |  | 106.5 | #DIV/0! | #DIV/0! | #DIV/0! | #DIV/0! | #DIV/0! | #DIV/0! | #DIV/0! | #DIV/0! | #DIV/0! | #DIV/0! | #DIV/0! | #DIV/0! | #DIV/0! |  |  |  | 106.5 | #DIV/0! | #DIV/0! | #DIV/0! | #DIV/0! | #DIV/0! | #DIV/0! | #DIV/0! | #DIV/0! | #DIV/0! | #DIV/0! | #DIV/0! | #DIV/0! | #DIV/0! |  |  |  | 106.5 | #DIV/0! | #DIV/0! | #DIV/0! | #DIV/0! | #DIV/0! | #DIV/0! | #DIV/0! | #DIV/0! | #DIV/0! | #DIV/0! | #DIV/0! | #DIV/0! | #DIV/0! |  |  |  | 106.5 | #DIV/0! | #DIV/0! | #DIV/0! | #DIV/0! | #DIV/0! | #DIV/0! | #DIV/0! | #DIV/0! | #DIV/0! | #DIV/0! | #DIV/0! | #DIV/0! | #DIV/0! |  |  |  | 106.5 | #DIV/0! | #DIV/0! | #DIV/0! | #DIV/0! | #DIV/0! | #DIV/0! | #DIV/0! | #DIV/0! | #DIV/0! | #DIV/0! | #DIV/0! | #DIV/0! | #DIV/0! |  |  |  | 106.5 | #DIV/0! | #DIV/0! | #DIV/0! | #DIV/0! | #DIV/0! | #DIV/0! | #DIV/0! | #DIV/0! | #DIV/0! | #DIV/0! | #DIV/0! | #DIV/0! | #DIV/0! |  |  |  | 106.5 | #DIV/0! | #DIV/0! | #DIV/0! | #DIV/0! | #DIV/0! | #DIV/0! | #DIV/0! | #DIV/0! | #DIV/0! | #DIV/0! | #DIV/0! | #DIV/0! | #DIV/0!
[15 empty] | 106.6 | 87.4568 | -26.072 | 3740.4504 | 3851.0012 | 3740.4504 | 3851.0012 | 32.4844 | 25.0834 | 1 | 1 | 3740.4504 | 3851.0012 |  |  |  |  | 106.6 | #DIV/0! | #DIV/0! | #DIV/0! | #DIV/0! | #DIV/0! | #DIV/0! | #DIV/0! | #DIV/0! | #DIV/0! | #DIV/0! | #DIV/0! | #DIV/0! | #DIV/0! |  |  |  | 106.6 | #DIV/0! | #DIV/0! | #DIV/0! | #DIV/0! | #DIV/0! | #DIV/0! | #DIV/0! | #DIV/0! | #DIV/0! | #DIV/0! | #DIV/0! | #DIV/0! | #DIV/0! |  |  |  | 106.6 | #DIV/0! | #DIV/0! | #DIV/0! | #DIV/0! | #DIV/0! | #DIV/0! | #DIV/0! | #DIV/0! | #DIV/0! | #DIV/0! | #DIV/0! | #DIV/0! | #DIV/0! |  |  |  | 106.6 | #DIV/0! | #DIV/0! | #DIV/0! | #DIV/0! | #DIV/0! | #DIV/0! | #DIV/0! | #DIV/0! | #DIV/0! | #DIV/0! | #DIV/0! | #DIV/0! | #DIV/0! |  |  |  | 106.6 | #DIV/0! | #DIV/0! | #DIV/0! | #DIV/0! | #DIV/0! | #DIV/0! | #DIV/0! | #DIV/0! | #DIV/0! | #DIV/0! | #DIV/0! | #DIV/0! | #DIV/0! |  |  |  | 106.6 | #DIV/0! | #DIV/0! | #DIV/0! | #DIV/0! | #DIV/0! | #DIV/0! | #DIV/0! | #DIV/0! | #DIV/0! | #DIV/0! | #DIV/0! | #DIV/0! | #DIV/0! |  |  |  | 106.6 | #DIV/0! | #DIV/0! | #DIV/0! | #DIV/0! | #DIV/0! | #DIV/0! | #DIV/0! | #DIV/0! | #DIV/0! | #DIV/0! | #DIV/0! | #DIV/0! | #DIV/0!
[15 empty] | 106.7 | 87.4111 | -26.2246 | 3741.808 | 3849.8157 | 3741.808 | 3849.8157 | 32.4793 | 25.0626 | 1 | 1 | 3741.808 | 3849.8157 |  |  |  |  | 106.7 | #DIV/0! | #DIV/0! | #DIV/0! | #DIV/0! | #DIV/0! | #DIV/0! | #DIV/0! | #DIV/0! | #DIV/0! | #DIV/0! | #DIV/0! | #DIV/0! | #DIV/0! |  |  |  | 106.7 | #DIV/0! | #DIV/0! | #DIV/0! | #DIV/0! | #DIV/0! | #DIV/0! | #DIV/0! | #DIV/0! | #DIV/0! | #DIV/0! | #DIV/0! | #DIV/0! | #DIV/0! |  |  |  | 106.7 | #DIV/0! | #DIV/0! | #DIV/0! | #DIV/0! | #DIV/0! | #DIV/0! | #DIV/0! | #DIV/0! | #DIV/0! | #DIV/0! | #DIV/0! | #DIV/0! | #DIV/0! |  |  |  | 106.7 | #DIV/0! | #DIV/0! | #DIV/0! | #DIV/0! | #DIV/0! | #DIV/0! | #DIV/0! | #DIV/0! | #DIV/0! | #DIV/0! | #DIV/0! | #DIV/0! | #DIV/0! |  |  |  | 106.7 | #DIV/0! | #DIV/0! | #DIV/0! | #DIV/0! | #DIV/0! | #DIV/0! | #DIV/0! | #DIV/0! | #DIV/0! | #DIV/0! | #DIV/0! | #DIV/0! | #DIV/0! |  |  |  | 106.7 | #DIV/0! | #DIV/0! | #DIV/0! | #DIV/0! | #DIV/0! | #DIV/0! | #DIV/0! | #DIV/0! | #DIV/0! | #DIV/0! | #DIV/0! | #DIV/0! | #DIV/0! |  |  |  | 106.7 | #DIV/0! | #DIV/0! | #DIV/0! | #DIV/0! | #DIV/0! | #DIV/0! | #DIV/0! | #DIV/0! | #DIV/0! | #DIV/0! | #DIV/0! | #DIV/0! | #DIV/0!
[15 empty] | 106.8 | 87.3652 | -26.3771 | 3743.1654 | 3848.6313 | 3743.1654 | 3848.6313 | 32.474 | 25.0417 | 1 | 1 | 3743.1654 | 3848.6313 |  |  |  |  | 106.8 | #DIV/0! | #DIV/0! | #DIV/0! | #DIV/0! | #DIV/0! | #DIV/0! | #DIV/0! | #DIV/0! | #DIV/0! | #DIV/0! | #DIV/0! | #DIV/0! | #DIV/0! |  |  |  | 106.8 | #DIV/0! | #DIV/0! | #DIV/0! | #DIV/0! | #DIV/0! | #DIV/0! | #DIV/0! | #DIV/0! | #DIV/0! | #DIV/0! | #DIV/0! | #DIV/0! | #DIV/0! |  |  |  | 106.8 | #DIV/0! | #DIV/0! | #DIV/0! | #DIV/0! | #DIV/0! | #DIV/0! | #DIV/0! | #DIV/0! | #DIV/0! | #DIV/0! | #DIV/0! | #DIV/0! | #DIV/0! |  |  |  | 106.8 | #DIV/0! | #DIV/0! | #DIV/0! | #DIV/0! | #DIV/0! | #DIV/0! | #DIV/0! | #DIV/0! | #DIV/0! | #DIV/0! | #DIV/0! | #DIV/0! | #DIV/0! |  |  |  | 106.8 | #DIV/0! | #DIV/0! | #DIV/0! | #DIV/0! | #DIV/0! | #DIV/0! | #DIV/0! | #DIV/0! | #DIV/0! | #DIV/0! | #DIV/0! | #DIV/0! | #DIV/0! |  |  |  | 106.8 | #DIV/0! | #DIV/0! | #DIV/0! | #DIV/0! | #DIV/0! | #DIV/0! | #DIV/0! | #DIV/0! | #DIV/0! | #DIV/0! | #DIV/0! | #DIV/0! | #DIV/0! |  |  |  | 106.8 | #DIV/0! | #DIV/0! | #DIV/0! | #DIV/0! | #DIV/0! | #DIV/0! | #DIV/0! | #DIV/0! | #DIV/0! | #DIV/0! | #DIV/0! | #DIV/0! | #DIV/0!
[15 empty] | 106.9 | 87.3191 | -26.5296 | 3744.5226 | 3847.4479 | 3744.5226 | 3847.4479 | 32.4686 | 25.0208 | 1 | 1 | 3744.5226 | 3847.4479 |  |  |  |  | 106.9 | #DIV/0! | #DIV/0! | #DIV/0! | #DIV/0! | #DIV/0! | #DIV/0! | #DIV/0! | #DIV/0! | #DIV/0! | #DIV/0! | #DIV/0! | #DIV/0! | #DIV/0! |  |  |  | 106.9 | #DIV/0! | #DIV/0! | #DIV/0! | #DIV/0! | #DIV/0! | #DIV/0! | #DIV/0! | #DIV/0! | #DIV/0! | #DIV/0! | #DIV/0! | #DIV/0! | #DIV/0! |  |  |  | 106.9 | #DIV/0! | #DIV/0! | #DIV/0! | #DIV/0! | #DIV/0! | #DIV/0! | #DIV/0! | #DIV/0! | #DIV/0! | #DIV/0! | #DIV/0! | #DIV/0! | #DIV/0! |  |  |  | 106.9 | #DIV/0! | #DIV/0! | #DIV/0! | #DIV/0! | #DIV/0! | #DIV/0! | #DIV/0! | #DIV/0! | #DIV/0! | #DIV/0! | #DIV/0! | #DIV/0! | #DIV/0! |  |  |  | 106.9 | #DIV/0! | #DIV/0! | #DIV/0! | #DIV/0! | #DIV/0! | #DIV/0! | #DIV/0! | #DIV/0! | #DIV/0! | #DIV/0! | #DIV/0! | #DIV/0! | #DIV/0! |  |  |  | 106.9 | #DIV/0! | #DIV/0! | #DIV/0! | #DIV/0! | #DIV/0! | #DIV/0! | #DIV/0! | #DIV/0! | #DIV/0! | #DIV/0! | #DIV/0! | #DIV/0! | #DIV/0! |  |  |  | 106.9 | #DIV/0! | #DIV/0! | #DIV/0! | #DIV/0! | #DIV/0! | #DIV/0! | #DIV/0! | #DIV/0! | #DIV/0! | #DIV/0! | #DIV/0! | #DIV/0! | #DIV/0!
[15 empty] | 107 | 87.2726 | -26.6819 | 3745.8796 | 3846.2657 | 3745.8796 | 3846.2657 | 32.4631 | 24.9998 | 1 | 1 | 3745.8796 | 3846.2657 |  |  |  |  | 107 | #DIV/0! | #DIV/0! | #DIV/0! | #DIV/0! | #DIV/0! | #DIV/0! | #DIV/0! | #DIV/0! | #DIV/0! | #DIV/0! | #DIV/0! | #DIV/0! | #DIV/0! |  |  |  | 107 | #DIV/0! | #DIV/0! | #DIV/0! | #DIV/0! | #DIV/0! | #DIV/0! | #DIV/0! | #DIV/0! | #DIV/0! | #DIV/0! | #DIV/0! | #DIV/0! | #DIV/0! |  |  |  | 107 | #DIV/0! | #DIV/0! | #DIV/0! | #DIV/0! | #DIV/0! | #DIV/0! | #DIV/0! | #DIV/0! | #DIV/0! | #DIV/0! | #DIV/0! | #DIV/0! | #DIV/0! |  |  |  | 107 | #DIV/0! | #DIV/0! | #DIV/0! | #DIV/0! | #DIV/0! | #DIV/0! | #DIV/0! | #DIV/0! | #DIV/0! | #DIV/0! | #DIV/0! | #DIV/0! | #DIV/0! |  |  |  | 107 | #DIV/0! | #DIV/0! | #DIV/0! | #DIV/0! | #DIV/0! | #DIV/0! | #DIV/0! | #DIV/0! | #DIV/0! | #DIV/0! | #DIV/0! | #DIV/0! | #DIV/0! |  |  |  | 107 | #DIV/0! | #DIV/0! | #DIV/0! | #DIV/0! | #DIV/0! | #DIV/0! | #DIV/0! | #DIV/0! | #DIV/0! | #DIV/0! | #DIV/0! | #DIV/0! | #DIV/0! |  |  |  | 107 | #DIV/0! | #DIV/0! | #DIV/0! | #DIV/0! | #DIV/0! | #DIV/0! | #DIV/0! | #DIV/0! | #DIV/0! | #DIV/0! | #DIV/0! | #DIV/0! | #DIV/0!
[15 empty] | 107.1 | 87.2259 | -26.8342 | 3747.2365 | 3845.0845 | 3747.2365 | 3845.0845 | 32.4575 | 24.9787 | 1 | 1 | 3747.2365 | 3845.0845 |  |  |  |  | 107.1 | #DIV/0! | #DIV/0! | #DIV/0! | #DIV/0! | #DIV/0! | #DIV/0! | #DIV/0! | #DIV/0! | #DIV/0! | #DIV/0! | #DIV/0! | #DIV/0! | #DIV/0! |  |  |  | 107.1 | #DIV/0! | #DIV/0! | #DIV/0! | #DIV/0! | #DIV/0! | #DIV/0! | #DIV/0! | #DIV/0! | #DIV/0! | #DIV/0! | #DIV/0! | #DIV/0! | #DIV/0! |  |  |  | 107.1 | #DIV/0! | #DIV/0! | #DIV/0! | #DIV/0! | #DIV/0! | #DIV/0! | #DIV/0! | #DIV/0! | #DIV/0! | #DIV/0! | #DIV/0! | #DIV/0! | #DIV/0! |  |  |  | 107.1 | #DIV/0! | #DIV/0! | #DIV/0! | #DIV/0! | #DIV/0! | #DIV/0! | #DIV/0! | #DIV/0! | #DIV/0! | #DIV/0! | #DIV/0! | #DIV/0! | #DIV/0! |  |  |  | 107.1 | #DIV/0! | #DIV/0! | #DIV/0! | #DIV/0! | #DIV/0! | #DIV/0! | #DIV/0! | #DIV/0! | #DIV/0! | #DIV/0! | #DIV/0! | #DIV/0! | #DIV/0! |  |  |  | 107.1 | #DIV/0! | #DIV/0! | #DIV/0! | #DIV/0! | #DIV/0! | #DIV/0! | #DIV/0! | #DIV/0! | #DIV/0! | #DIV/0! | #DIV/0! | #DIV/0! | #DIV/0! |  |  |  | 107.1 | #DIV/0! | #DIV/0! | #DIV/0! | #DIV/0! | #DIV/0! | #DIV/0! | #DIV/0! | #DIV/0! | #DIV/0! | #DIV/0! | #DIV/0! | #DIV/0! | #DIV/0!
[15 empty] | 107.2 | 87.179 | -26.9864 | 3748.5931 | 3843.9045 | 3748.5931 | 3843.9045 | 32.4517 | 24.9576 | 1 | 1 | 3748.5931 | 3843.9045 |  |  |  |  | 107.2 | #DIV/0! | #DIV/0! | #DIV/0! | #DIV/0! | #DIV/0! | #DIV/0! | #DIV/0! | #DIV/0! | #DIV/0! | #DIV/0! | #DIV/0! | #DIV/0! | #DIV/0! |  |  |  | 107.2 | #DIV/0! | #DIV/0! | #DIV/0! | #DIV/0! | #DIV/0! | #DIV/0! | #DIV/0! | #DIV/0! | #DIV/0! | #DIV/0! | #DIV/0! | #DIV/0! | #DIV/0! |  |  |  | 107.2 | #DIV/0! | #DIV/0! | #DIV/0! | #DIV/0! | #DIV/0! | #DIV/0! | #DIV/0! | #DIV/0! | #DIV/0! | #DIV/0! | #DIV/0! | #DIV/0! | #DIV/0! |  |  |  | 107.2 | #DIV/0! | #DIV/0! | #DIV/0! | #DIV/0! | #DIV/0! | #DIV/0! | #DIV/0! | #DIV/0! | #DIV/0! | #DIV/0! | #DIV/0! | #DIV/0! | #DIV/0! |  |  |  | 107.2 | #DIV/0! | #DIV/0! | #DIV/0! | #DIV/0! | #DIV/0! | #DIV/0! | #DIV/0! | #DIV/0! | #DIV/0! | #DIV/0! | #DIV/0! | #DIV/0! | #DIV/0! |  |  |  | 107.2 | #DIV/0! | #DIV/0! | #DIV/0! | #DIV/0! | #DIV/0! | #DIV/0! | #DIV/0! | #DIV/0! | #DIV/0! | #DIV/0! | #DIV/0! | #DIV/0! | #DIV/0! |  |  |  | 107.2 | #DIV/0! | #DIV/0! | #DIV/0! | #DIV/0! | #DIV/0! | #DIV/0! | #DIV/0! | #DIV/0! | #DIV/0! | #DIV/0! | #DIV/0! | #DIV/0! | #DIV/0!
[15 empty] | 107.3 | 87.1317 | -27.1385 | 3749.9496 | 3842.7255 | 3749.9496 | 3842.7255 | 32.4459 | 24.9365 | 1 | 1 | 3749.9496 | 3842.7255 |  |  |  |  | 107.3 | #DIV/0! | #DIV/0! | #DIV/0! | #DIV/0! | #DIV/0! | #DIV/0! | #DIV/0! | #DIV/0! | #DIV/0! | #DIV/0! | #DIV/0! | #DIV/0! | #DIV/0! |  |  |  | 107.3 | #DIV/0! | #DIV/0! | #DIV/0! | #DIV/0! | #DIV/0! | #DIV/0! | #DIV/0! | #DIV/0! | #DIV/0! | #DIV/0! | #DIV/0! | #DIV/0! | #DIV/0! |  |  |  | 107.3 | #DIV/0! | #DIV/0! | #DIV/0! | #DIV/0! | #DIV/0! | #DIV/0! | #DIV/0! | #DIV/0! | #DIV/0! | #DIV/0! | #DIV/0! | #DIV/0! | #DIV/0! |  |  |  | 107.3 | #DIV/0! | #DIV/0! | #DIV/0! | #DIV/0! | #DIV/0! | #DIV/0! | #DIV/0! | #DIV/0! | #DIV/0! | #DIV/0! | #DIV/0! | #DIV/0! | #DIV/0! |  |  |  | 107.3 | #DIV/0! | #DIV/0! | #DIV/0! | #DIV/0! | #DIV/0! | #DIV/0! | #DIV/0! | #DIV/0! | #DIV/0! | #DIV/0! | #DIV/0! | #DIV/0! | #DIV/0! |  |  |  | 107.3 | #DIV/0! | #DIV/0! | #DIV/0! | #DIV/0! | #DIV/0! | #DIV/0! | #DIV/0! | #DIV/0! | #DIV/0! | #DIV/0! | #DIV/0! | #DIV/0! | #DIV/0! |  |  |  | 107.3 | #DIV/0! | #DIV/0! | #DIV/0! | #DIV/0! | #DIV/0! | #DIV/0! | #DIV/0! | #DIV/0! | #DIV/0! | #DIV/0! | #DIV/0! | #DIV/0! | #DIV/0!
[15 empty] | 107.4 | 87.0842 | -27.2905 | 3751.3058 | 3841.5477 | 3751.3058 | 3841.5477 | 32.4399 | 24.9152 | 1 | 1 | 3751.3058 | 3841.5477 |  |  |  |  | 107.4 | #DIV/0! | #DIV/0! | #DIV/0! | #DIV/0! | #DIV/0! | #DIV/0! | #DIV/0! | #DIV/0! | #DIV/0! | #DIV/0! | #DIV/0! | #DIV/0! | #DIV/0! |  |  |  | 107.4 | #DIV/0! | #DIV/0! | #DIV/0! | #DIV/0! | #DIV/0! | #DIV/0! | #DIV/0! | #DIV/0! | #DIV/0! | #DIV/0! | #DIV/0! | #DIV/0! | #DIV/0! |  |  |  | 107.4 | #DIV/0! | #DIV/0! | #DIV/0! | #DIV/0! | #DIV/0! | #DIV/0! | #DIV/0! | #DIV/0! | #DIV/0! | #DIV/0! | #DIV/0! | #DIV/0! | #DIV/0! |  |  |  | 107.4 | #DIV/0! | #DIV/0! | #DIV/0! | #DIV/0! | #DIV/0! | #DIV/0! | #DIV/0! | #DIV/0! | #DIV/0! | #DIV/0! | #DIV/0! | #DIV/0! | #DIV/0! |  |  |  | 107.4 | #DIV/0! | #DIV/0! | #DIV/0! | #DIV/0! | #DIV/0! | #DIV/0! | #DIV/0! | #DIV/0! | #DIV/0! | #DIV/0! | #DIV/0! | #DIV/0! | #DIV/0! |  |  |  | 107.4 | #DIV/0! | #DIV/0! | #DIV/0! | #DIV/0! | #DIV/0! | #DIV/0! | #DIV/0! | #DIV/0! | #DIV/0! | #DIV/0! | #DIV/0! | #DIV/0! | #DIV/0! |  |  |  | 107.4 | #DIV/0! | #DIV/0! | #DIV/0! | #DIV/0! | #DIV/0! | #DIV/0! | #DIV/0! | #DIV/0! | #DIV/0! | #DIV/0! | #DIV/0! | #DIV/0! | #DIV/0!
[15 empty] | 107.5 | 87.0365 | -27.4425 | 3752.6618 | 3840.3709 | 3752.6618 | 3840.3709 | 32.4339 | 24.8939 | 1 | 1 | 3752.6618 | 3840.3709 |  |  |  |  | 107.5 | #DIV/0! | #DIV/0! | #DIV/0! | #DIV/0! | #DIV/0! | #DIV/0! | #DIV/0! | #DIV/0! | #DIV/0! | #DIV/0! | #DIV/0! | #DIV/0! | #DIV/0! |  |  |  | 107.5 | #DIV/0! | #DIV/0! | #DIV/0! | #DIV/0! | #DIV/0! | #DIV/0! | #DIV/0! | #DIV/0! | #DIV/0! | #DIV/0! | #DIV/0! | #DIV/0! | #DIV/0! |  |  |  | 107.5 | #DIV/0! | #DIV/0! | #DIV/0! | #DIV/0! | #DIV/0! | #DIV/0! | #DIV/0! | #DIV/0! | #DIV/0! | #DIV/0! | #DIV/0! | #DIV/0! | #DIV/0! |  |  |  | 107.5 | #DIV/0! | #DIV/0! | #DIV/0! | #DIV/0! | #DIV/0! | #DIV/0! | #DIV/0! | #DIV/0! | #DIV/0! | #DIV/0! | #DIV/0! | #DIV/0! | #DIV/0! |  |  |  | 107.5 | #DIV/0! | #DIV/0! | #DIV/0! | #DIV/0! | #DIV/0! | #DIV/0! | #DIV/0! | #DIV/0! | #DIV/0! | #DIV/0! | #DIV/0! | #DIV/0! | #DIV/0! |  |  |  | 107.5 | #DIV/0! | #DIV/0! | #DIV/0! | #DIV/0! | #DIV/0! | #DIV/0! | #DIV/0! | #DIV/0! | #DIV/0! | #DIV/0! | #DIV/0! | #DIV/0! | #DIV/0! |  |  |  | 107.5 | #DIV/0! | #DIV/0! | #DIV/0! | #DIV/0! | #DIV/0! | #DIV/0! | #DIV/0! | #DIV/0! | #DIV/0! | #DIV/0! | #DIV/0! | #DIV/0! | #DIV/0!
[15 empty] | 107.6 | 86.9884 | -27.5944 | 3754.0176 | 3839.1953 | 3754.0176 | 3839.1953 | 32.4277 | 24.8726 | 1 | 1 | 3754.0176 | 3839.1953 |  |  |  |  | 107.6 | #DIV/0! | #DIV/0! | #DIV/0! | #DIV/0! | #DIV/0! | #DIV/0! | #DIV/0! | #DIV/0! | #DIV/0! | #DIV/0! | #DIV/0! | #DIV/0! | #DIV/0! |  |  |  | 107.6 | #DIV/0! | #DIV/0! | #DIV/0! | #DIV/0! | #DIV/0! | #DIV/0! | #DIV/0! | #DIV/0! | #DIV/0! | #DIV/0! | #DIV/0! | #DIV/0! | #DIV/0! |  |  |  | 107.6 | #DIV/0! | #DIV/0! | #DIV/0! | #DIV/0! | #DIV/0! | #DIV/0! | #DIV/0! | #DIV/0! | #DIV/0! | #DIV/0! | #DIV/0! | #DIV/0! | #DIV/0! |  |  |  | 107.6 | #DIV/0! | #DIV/0! | #DIV/0! | #DIV/0! | #DIV/0! | #DIV/0! | #DIV/0! | #DIV/0! | #DIV/0! | #DIV/0! | #DIV/0! | #DIV/0! | #DIV/0! |  |  |  | 107.6 | #DIV/0! | #DIV/0! | #DIV/0! | #DIV/0! | #DIV/0! | #DIV/0! | #DIV/0! | #DIV/0! | #DIV/0! | #DIV/0! | #DIV/0! | #DIV/0! | #DIV/0! |  |  |  | 107.6 | #DIV/0! | #DIV/0! | #DIV/0! | #DIV/0! | #DIV/0! | #DIV/0! | #DIV/0! | #DIV/0! | #DIV/0! | #DIV/0! | #DIV/0! | #DIV/0! | #DIV/0! |  |  |  | 107.6 | #DIV/0! | #DIV/0! | #DIV/0! | #DIV/0! | #DIV/0! | #DIV/0! | #DIV/0! | #DIV/0! | #DIV/0! | #DIV/0! | #DIV/0! | #DIV/0! | #DIV/0!
[15 empty] | 107.7 | 86.9401 | -27.7461 | 3755.3732 | 3838.0207 | 3755.3732 | 3838.0207 | 32.4214 | 24.8512 | 1 | 1 | 3755.3732 | 3838.0207 |  |  |  |  | 107.7 | #DIV/0! | #DIV/0! | #DIV/0! | #DIV/0! | #DIV/0! | #DIV/0! | #DIV/0! | #DIV/0! | #DIV/0! | #DIV/0! | #DIV/0! | #DIV/0! | #DIV/0! |  |  |  | 107.7 | #DIV/0! | #DIV/0! | #DIV/0! | #DIV/0! | #DIV/0! | #DIV/0! | #DIV/0! | #DIV/0! | #DIV/0! | #DIV/0! | #DIV/0! | #DIV/0! | #DIV/0! |  |  |  | 107.7 | #DIV/0! | #DIV/0! | #DIV/0! | #DIV/0! | #DIV/0! | #DIV/0! | #DIV/0! | #DIV/0! | #DIV/0! | #DIV/0! | #DIV/0! | #DIV/0! | #DIV/0! |  |  |  | 107.7 | #DIV/0! | #DIV/0! | #DIV/0! | #DIV/0! | #DIV/0! | #DIV/0! | #DIV/0! | #DIV/0! | #DIV/0! | #DIV/0! | #DIV/0! | #DIV/0! | #DIV/0! |  |  |  | 107.7 | #DIV/0! | #DIV/0! | #DIV/0! | #DIV/0! | #DIV/0! | #DIV/0! | #DIV/0! | #DIV/0! | #DIV/0! | #DIV/0! | #DIV/0! | #DIV/0! | #DIV/0! |  |  |  | 107.7 | #DIV/0! | #DIV/0! | #DIV/0! | #DIV/0! | #DIV/0! | #DIV/0! | #DIV/0! | #DIV/0! | #DIV/0! | #DIV/0! | #DIV/0! | #DIV/0! | #DIV/0! |  |  |  | 107.7 | #DIV/0! | #DIV/0! | #DIV/0! | #DIV/0! | #DIV/0! | #DIV/0! | #DIV/0! | #DIV/0! | #DIV/0! | #DIV/0! | #DIV/0! | #DIV/0! | #DIV/0!
[15 empty] | 107.8 | 86.8916 | -27.8978 | 3756.7286 | 3836.8473 | 3756.7286 | 3836.8473 | 32.415 | 24.8297 | 1 | 1 | 3756.7286 | 3836.8473 |  |  |  |  | 107.8 | #DIV/0! | #DIV/0! | #DIV/0! | #DIV/0! | #DIV/0! | #DIV/0! | #DIV/0! | #DIV/0! | #DIV/0! | #DIV/0! | #DIV/0! | #DIV/0! | #DIV/0! |  |  |  | 107.8 | #DIV/0! | #DIV/0! | #DIV/0! | #DIV/0! | #DIV/0! | #DIV/0! | #DIV/0! | #DIV/0! | #DIV/0! | #DIV/0! | #DIV/0! | #DIV/0! | #DIV/0! |  |  |  | 107.8 | #DIV/0! | #DIV/0! | #DIV/0! | #DIV/0! | #DIV/0! | #DIV/0! | #DIV/0! | #DIV/0! | #DIV/0! | #DIV/0! | #DIV/0! | #DIV/0! | #DIV/0! |  |  |  | 107.8 | #DIV/0! | #DIV/0! | #DIV/0! | #DIV/0! | #DIV/0! | #DIV/0! | #DIV/0! | #DIV/0! | #DIV/0! | #DIV/0! | #DIV/0! | #DIV/0! | #DIV/0! |  |  |  | 107.8 | #DIV/0! | #DIV/0! | #DIV/0! | #DIV/0! | #DIV/0! | #DIV/0! | #DIV/0! | #DIV/0! | #DIV/0! | #DIV/0! | #DIV/0! | #DIV/0! | #DIV/0! |  |  |  | 107.8 | #DIV/0! | #DIV/0! | #DIV/0! | #DIV/0! | #DIV/0! | #DIV/0! | #DIV/0! | #DIV/0! | #DIV/0! | #DIV/0! | #DIV/0! | #DIV/0! | #DIV/0! |  |  |  | 107.8 | #DIV/0! | #DIV/0! | #DIV/0! | #DIV/0! | #DIV/0! | #DIV/0! | #DIV/0! | #DIV/0! | #DIV/0! | #DIV/0! | #DIV/0! | #DIV/0! | #DIV/0!
[15 empty] | 107.9 | 86.8428 | -28.0494 | 3758.0837 | 3835.675 | 3758.0837 | 3835.675 | 32.4084 | 24.8082 | 1 | 1 | 3758.0837 | 3835.675 |  |  |  |  | 107.9 | #DIV/0! | #DIV/0! | #DIV/0! | #DIV/0! | #DIV/0! | #DIV/0! | #DIV/0! | #DIV/0! | #DIV/0! | #DIV/0! | #DIV/0! | #DIV/0! | #DIV/0! |  |  |  | 107.9 | #DIV/0! | #DIV/0! | #DIV/0! | #DIV/0! | #DIV/0! | #DIV/0! | #DIV/0! | #DIV/0! | #DIV/0! | #DIV/0! | #DIV/0! | #DIV/0! | #DIV/0! |  |  |  | 107.9 | #DIV/0! | #DIV/0! | #DIV/0! | #DIV/0! | #DIV/0! | #DIV/0! | #DIV/0! | #DIV/0! | #DIV/0! | #DIV/0! | #DIV/0! | #DIV/0! | #DIV/0! |  |  |  | 107.9 | #DIV/0! | #DIV/0! | #DIV/0! | #DIV/0! | #DIV/0! | #DIV/0! | #DIV/0! | #DIV/0! | #DIV/0! | #DIV/0! | #DIV/0! | #DIV/0! | #DIV/0! |  |  |  | 107.9 | #DIV/0! | #DIV/0! | #DIV/0! | #DIV/0! | #DIV/0! | #DIV/0! | #DIV/0! | #DIV/0! | #DIV/0! | #DIV/0! | #DIV/0! | #DIV/0! | #DIV/0! |  |  |  | 107.9 | #DIV/0! | #DIV/0! | #DIV/0! | #DIV/0! | #DIV/0! | #DIV/0! | #DIV/0! | #DIV/0! | #DIV/0! | #DIV/0! | #DIV/0! | #DIV/0! | #DIV/0! |  |  |  | 107.9 | #DIV/0! | #DIV/0! | #DIV/0! | #DIV/0! | #DIV/0! | #DIV/0! | #DIV/0! | #DIV/0! | #DIV/0! | #DIV/0! | #DIV/0! | #DIV/0! | #DIV/0!
[15 empty] | 108 | 86.7937 | -28.201 | 3759.4386 | 3834.5038 | 3759.4386 | 3834.5038 | 32.4018 | 24.7866 | 1 | 1 | 3759.4386 | 3834.5038 |  |  |  |  | 108 | #DIV/0! | #DIV/0! | #DIV/0! | #DIV/0! | #DIV/0! | #DIV/0! | #DIV/0! | #DIV/0! | #DIV/0! | #DIV/0! | #DIV/0! | #DIV/0! | #DIV/0! |  |  |  | 108 | #DIV/0! | #DIV/0! | #DIV/0! | #DIV/0! | #DIV/0! | #DIV/0! | #DIV/0! | #DIV/0! | #DIV/0! | #DIV/0! | #DIV/0! | #DIV/0! | #DIV/0! |  |  |  | 108 | #DIV/0! | #DIV/0! | #DIV/0! | #DIV/0! | #DIV/0! | #DIV/0! | #DIV/0! | #DIV/0! | #DIV/0! | #DIV/0! | #DIV/0! | #DIV/0! | #DIV/0! |  |  |  | 108 | #DIV/0! | #DIV/0! | #DIV/0! | #DIV/0! | #DIV/0! | #DIV/0! | #DIV/0! | #DIV/0! | #DIV/0! | #DIV/0! | #DIV/0! | #DIV/0! | #DIV/0! |  |  |  | 108 | #DIV/0! | #DIV/0! | #DIV/0! | #DIV/0! | #DIV/0! | #DIV/0! | #DIV/0! | #DIV/0! | #DIV/0! | #DIV/0! | #DIV/0! | #DIV/0! | #DIV/0! |  |  |  | 108 | #DIV/0! | #DIV/0! | #DIV/0! | #DIV/0! | #DIV/0! | #DIV/0! | #DIV/0! | #DIV/0! | #DIV/0! | #DIV/0! | #DIV/0! | #DIV/0! | #DIV/0! |  |  |  | 108 | #DIV/0! | #DIV/0! | #DIV/0! | #DIV/0! | #DIV/0! | #DIV/0! | #DIV/0! | #DIV/0! | #DIV/0! | #DIV/0! | #DIV/0! | #DIV/0! | #DIV/0!
[15 empty] | 108.1 | 86.7443 | -28.3524 | 3760.7932 | 3833.3337 | 3760.7932 | 3833.3337 | 32.395 | 24.7649 | 1 | 1 | 3760.7932 | 3833.3337 |  |  |  |  | 108.1 | #DIV/0! | #DIV/0! | #DIV/0! | #DIV/0! | #DIV/0! | #DIV/0! | #DIV/0! | #DIV/0! | #DIV/0! | #DIV/0! | #DIV/0! | #DIV/0! | #DIV/0! |  |  |  | 108.1 | #DIV/0! | #DIV/0! | #DIV/0! | #DIV/0! | #DIV/0! | #DIV/0! | #DIV/0! | #DIV/0! | #DIV/0! | #DIV/0! | #DIV/0! | #DIV/0! | #DIV/0! |  |  |  | 108.1 | #DIV/0! | #DIV/0! | #DIV/0! | #DIV/0! | #DIV/0! | #DIV/0! | #DIV/0! | #DIV/0! | #DIV/0! | #DIV/0! | #DIV/0! | #DIV/0! | #DIV/0! |  |  |  | 108.1 | #DIV/0! | #DIV/0! | #DIV/0! | #DIV/0! | #DIV/0! | #DIV/0! | #DIV/0! | #DIV/0! | #DIV/0! | #DIV/0! | #DIV/0! | #DIV/0! | #DIV/0! |  |  |  | 108.1 | #DIV/0! | #DIV/0! | #DIV/0! | #DIV/0! | #DIV/0! | #DIV/0! | #DIV/0! | #DIV/0! | #DIV/0! | #DIV/0! | #DIV/0! | #DIV/0! | #DIV/0! |  |  |  | 108.1 | #DIV/0! | #DIV/0! | #DIV/0! | #DIV/0! | #DIV/0! | #DIV/0! | #DIV/0! | #DIV/0! | #DIV/0! | #DIV/0! | #DIV/0! | #DIV/0! | #DIV/0! |  |  |  | 108.1 | #DIV/0! | #DIV/0! | #DIV/0! | #DIV/0! | #DIV/0! | #DIV/0! | #DIV/0! | #DIV/0! | #DIV/0! | #DIV/0! | #DIV/0! | #DIV/0! | #DIV/0!
[15 empty] | 108.2 | 86.6947 | -28.5038 | 3762.1476 | 3832.1648 | 3762.1476 | 3832.1648 | 32.3882 | 24.7432 | 1 | 1 | 3762.1476 | 3832.1648 |  |  |  |  | 108.2 | #DIV/0! | #DIV/0! | #DIV/0! | #DIV/0! | #DIV/0! | #DIV/0! | #DIV/0! | #DIV/0! | #DIV/0! | #DIV/0! | #DIV/0! | #DIV/0! | #DIV/0! |  |  |  | 108.2 | #DIV/0! | #DIV/0! | #DIV/0! | #DIV/0! | #DIV/0! | #DIV/0! | #DIV/0! | #DIV/0! | #DIV/0! | #DIV/0! | #DIV/0! | #DIV/0! | #DIV/0! |  |  |  | 108.2 | #DIV/0! | #DIV/0! | #DIV/0! | #DIV/0! | #DIV/0! | #DIV/0! | #DIV/0! | #DIV/0! | #DIV/0! | #DIV/0! | #DIV/0! | #DIV/0! | #DIV/0! |  |  |  | 108.2 | #DIV/0! | #DIV/0! | #DIV/0! | #DIV/0! | #DIV/0! | #DIV/0! | #DIV/0! | #DIV/0! | #DIV/0! | #DIV/0! | #DIV/0! | #DIV/0! | #DIV/0! |  |  |  | 108.2 | #DIV/0! | #DIV/0! | #DIV/0! | #DIV/0! | #DIV/0! | #DIV/0! | #DIV/0! | #DIV/0! | #DIV/0! | #DIV/0! | #DIV/0! | #DIV/0! | #DIV/0! |  |  |  | 108.2 | #DIV/0! | #DIV/0! | #DIV/0! | #DIV/0! | #DIV/0! | #DIV/0! | #DIV/0! | #DIV/0! | #DIV/0! | #DIV/0! | #DIV/0! | #DIV/0! | #DIV/0! |  |  |  | 108.2 | #DIV/0! | #DIV/0! | #DIV/0! | #DIV/0! | #DIV/0! | #DIV/0! | #DIV/0! | #DIV/0! | #DIV/0! | #DIV/0! | #DIV/0! | #DIV/0! | #DIV/0!
[15 empty] | 108.3 | 86.6448 | -28.655 | 3763.5018 | 3830.997 | 3763.5018 | 3830.997 | 32.3812 | 24.7214 | 1 | 1 | 3763.5018 | 3830.997 |  |  |  |  | 108.3 | #DIV/0! | #DIV/0! | #DIV/0! | #DIV/0! | #DIV/0! | #DIV/0! | #DIV/0! | #DIV/0! | #DIV/0! | #DIV/0! | #DIV/0! | #DIV/0! | #DIV/0! |  |  |  | 108.3 | #DIV/0! | #DIV/0! | #DIV/0! | #DIV/0! | #DIV/0! | #DIV/0! | #DIV/0! | #DIV/0! | #DIV/0! | #DIV/0! | #DIV/0! | #DIV/0! | #DIV/0! |  |  |  | 108.3 | #DIV/0! | #DIV/0! | #DIV/0! | #DIV/0! | #DIV/0! | #DIV/0! | #DIV/0! | #DIV/0! | #DIV/0! | #DIV/0! | #DIV/0! | #DIV/0! | #DIV/0! |  |  |  | 108.3 | #DIV/0! | #DIV/0! | #DIV/0! | #DIV/0! | #DIV/0! | #DIV/0! | #DIV/0! | #DIV/0! | #DIV/0! | #DIV/0! | #DIV/0! | #DIV/0! | #DIV/0! |  |  |  | 108.3 | #DIV/0! | #DIV/0! | #DIV/0! | #DIV/0! | #DIV/0! | #DIV/0! | #DIV/0! | #DIV/0! | #DIV/0! | #DIV/0! | #DIV/0! | #DIV/0! | #DIV/0! |  |  |  | 108.3 | #DIV/0! | #DIV/0! | #DIV/0! | #DIV/0! | #DIV/0! | #DIV/0! | #DIV/0! | #DIV/0! | #DIV/0! | #DIV/0! | #DIV/0! | #DIV/0! | #DIV/0! |  |  |  | 108.3 | #DIV/0! | #DIV/0! | #DIV/0! | #DIV/0! | #DIV/0! | #DIV/0! | #DIV/0! | #DIV/0! | #DIV/0! | #DIV/0! | #DIV/0! | #DIV/0! | #DIV/0!
[15 empty] | 108.4 | 86.5947 | -28.8062 | 3764.8557 | 3829.8303 | 3764.8557 | 3829.8303 | 32.3741 | 24.6996 | 1 | 1 | 3764.8557 | 3829.8303 |  |  |  |  | 108.4 | #DIV/0! | #DIV/0! | #DIV/0! | #DIV/0! | #DIV/0! | #DIV/0! | #DIV/0! | #DIV/0! | #DIV/0! | #DIV/0! | #DIV/0! | #DIV/0! | #DIV/0! |  |  |  | 108.4 | #DIV/0! | #DIV/0! | #DIV/0! | #DIV/0! | #DIV/0! | #DIV/0! | #DIV/0! | #DIV/0! | #DIV/0! | #DIV/0! | #DIV/0! | #DIV/0! | #DIV/0! |  |  |  | 108.4 | #DIV/0! | #DIV/0! | #DIV/0! | #DIV/0! | #DIV/0! | #DIV/0! | #DIV/0! | #DIV/0! | #DIV/0! | #DIV/0! | #DIV/0! | #DIV/0! | #DIV/0! |  |  |  | 108.4 | #DIV/0! | #DIV/0! | #DIV/0! | #DIV/0! | #DIV/0! | #DIV/0! | #DIV/0! | #DIV/0! | #DIV/0! | #DIV/0! | #DIV/0! | #DIV/0! | #DIV/0! |  |  |  | 108.4 | #DIV/0! | #DIV/0! | #DIV/0! | #DIV/0! | #DIV/0! | #DIV/0! | #DIV/0! | #DIV/0! | #DIV/0! | #DIV/0! | #DIV/0! | #DIV/0! | #DIV/0! |  |  |  | 108.4 | #DIV/0! | #DIV/0! | #DIV/0! | #DIV/0! | #DIV/0! | #DIV/0! | #DIV/0! | #DIV/0! | #DIV/0! | #DIV/0! | #DIV/0! | #DIV/0! | #DIV/0! |  |  |  | 108.4 | #DIV/0! | #DIV/0! | #DIV/0! | #DIV/0! | #DIV/0! | #DIV/0! | #DIV/0! | #DIV/0! | #DIV/0! | #DIV/0! | #DIV/0! | #DIV/0! | #DIV/0!
[15 empty] | 108.5 | 86.5443 | -28.9573 | 3766.2093 | 3828.6647 | 3766.2093 | 3828.6647 | 32.3669 | 24.6777 | 1 | 1 | 3766.2093 | 3828.6647 |  |  |  |  | 108.5 | #DIV/0! | #DIV/0! | #DIV/0! | #DIV/0! | #DIV/0! | #DIV/0! | #DIV/0! | #DIV/0! | #DIV/0! | #DIV/0! | #DIV/0! | #DIV/0! | #DIV/0! |  |  |  | 108.5 | #DIV/0! | #DIV/0! | #DIV/0! | #DIV/0! | #DIV/0! | #DIV/0! | #DIV/0! | #DIV/0! | #DIV/0! | #DIV/0! | #DIV/0! | #DIV/0! | #DIV/0! |  |  |  | 108.5 | #DIV/0! | #DIV/0! | #DIV/0! | #DIV/0! | #DIV/0! | #DIV/0! | #DIV/0! | #DIV/0! | #DIV/0! | #DIV/0! | #DIV/0! | #DIV/0! | #DIV/0! |  |  |  | 108.5 | #DIV/0! | #DIV/0! | #DIV/0! | #DIV/0! | #DIV/0! | #DIV/0! | #DIV/0! | #DIV/0! | #DIV/0! | #DIV/0! | #DIV/0! | #DIV/0! | #DIV/0! |  |  |  | 108.5 | #DIV/0! | #DIV/0! | #DIV/0! | #DIV/0! | #DIV/0! | #DIV/0! | #DIV/0! | #DIV/0! | #DIV/0! | #DIV/0! | #DIV/0! | #DIV/0! | #DIV/0! |  |  |  | 108.5 | #DIV/0! | #DIV/0! | #DIV/0! | #DIV/0! | #DIV/0! | #DIV/0! | #DIV/0! | #DIV/0! | #DIV/0! | #DIV/0! | #DIV/0! | #DIV/0! | #DIV/0! |  |  |  | 108.5 | #DIV/0! | #DIV/0! | #DIV/0! | #DIV/0! | #DIV/0! | #DIV/0! | #DIV/0! | #DIV/0! | #DIV/0! | #DIV/0! | #DIV/0! | #DIV/0! | #DIV/0!
[15 empty] | 108.6 | 86.4936 | -29.1083 | 3767.5627 | 3827.5003 | 3767.5627 | 3827.5003 | 32.3595 | 24.6558 | 1 | 1 | 3767.5627 | 3827.5003 |  |  |  |  | 108.6 | #DIV/0! | #DIV/0! | #DIV/0! | #DIV/0! | #DIV/0! | #DIV/0! | #DIV/0! | #DIV/0! | #DIV/0! | #DIV/0! | #DIV/0! | #DIV/0! | #DIV/0! |  |  |  | 108.6 | #DIV/0! | #DIV/0! | #DIV/0! | #DIV/0! | #DIV/0! | #DIV/0! | #DIV/0! | #DIV/0! | #DIV/0! | #DIV/0! | #DIV/0! | #DIV/0! | #DIV/0! |  |  |  | 108.6 | #DIV/0! | #DIV/0! | #DIV/0! | #DIV/0! | #DIV/0! | #DIV/0! | #DIV/0! | #DIV/0! | #DIV/0! | #DIV/0! | #DIV/0! | #DIV/0! | #DIV/0! |  |  |  | 108.6 | #DIV/0! | #DIV/0! | #DIV/0! | #DIV/0! | #DIV/0! | #DIV/0! | #DIV/0! | #DIV/0! | #DIV/0! | #DIV/0! | #DIV/0! | #DIV/0! | #DIV/0! |  |  |  | 108.6 | #DIV/0! | #DIV/0! | #DIV/0! | #DIV/0! | #DIV/0! | #DIV/0! | #DIV/0! | #DIV/0! | #DIV/0! | #DIV/0! | #DIV/0! | #DIV/0! | #DIV/0! |  |  |  | 108.6 | #DIV/0! | #DIV/0! | #DIV/0! | #DIV/0! | #DIV/0! | #DIV/0! | #DIV/0! | #DIV/0! | #DIV/0! | #DIV/0! | #DIV/0! | #DIV/0! | #DIV/0! |  |  |  | 108.6 | #DIV/0! | #DIV/0! | #DIV/0! | #DIV/0! | #DIV/0! | #DIV/0! | #DIV/0! | #DIV/0! | #DIV/0! | #DIV/0! | #DIV/0! | #DIV/0! | #DIV/0!
[15 empty] | 108.7 | 86.4427 | -29.2592 | 3768.9158 | 3826.337 | 3768.9158 | 3826.337 | 32.3521 | 24.6337 | 1 | 1 | 3768.9158 | 3826.337 |  |  |  |  | 108.7 | #DIV/0! | #DIV/0! | #DIV/0! | #DIV/0! | #DIV/0! | #DIV/0! | #DIV/0! | #DIV/0! | #DIV/0! | #DIV/0! | #DIV/0! | #DIV/0! | #DIV/0! |  |  |  | 108.7 | #DIV/0! | #DIV/0! | #DIV/0! | #DIV/0! | #DIV/0! | #DIV/0! | #DIV/0! | #DIV/0! | #DIV/0! | #DIV/0! | #DIV/0! | #DIV/0! | #DIV/0! |  |  |  | 108.7 | #DIV/0! | #DIV/0! | #DIV/0! | #DIV/0! | #DIV/0! | #DIV/0! | #DIV/0! | #DIV/0! | #DIV/0! | #DIV/0! | #DIV/0! | #DIV/0! | #DIV/0! |  |  |  | 108.7 | #DIV/0! | #DIV/0! | #DIV/0! | #DIV/0! | #DIV/0! | #DIV/0! | #DIV/0! | #DIV/0! | #DIV/0! | #DIV/0! | #DIV/0! | #DIV/0! | #DIV/0! |  |  |  | 108.7 | #DIV/0! | #DIV/0! | #DIV/0! | #DIV/0! | #DIV/0! | #DIV/0! | #DIV/0! | #DIV/0! | #DIV/0! | #DIV/0! | #DIV/0! | #DIV/0! | #DIV/0! |  |  |  | 108.7 | #DIV/0! | #DIV/0! | #DIV/0! | #DIV/0! | #DIV/0! | #DIV/0! | #DIV/0! | #DIV/0! | #DIV/0! | #DIV/0! | #DIV/0! | #DIV/0! | #DIV/0! |  |  |  | 108.7 | #DIV/0! | #DIV/0! | #DIV/0! | #DIV/0! | #DIV/0! | #DIV/0! | #DIV/0! | #DIV/0! | #DIV/0! | #DIV/0! | #DIV/0! | #DIV/0! | #DIV/0!
[15 empty] | 108.8 | 86.3915 | -29.4101 | 3770.2686 | 3825.1749 | 3770.2686 | 3825.1749 | 32.3445 | 24.6117 | 1 | 1 | 3770.2686 | 3825.1749 |  |  |  |  | 108.8 | #DIV/0! | #DIV/0! | #DIV/0! | #DIV/0! | #DIV/0! | #DIV/0! | #DIV/0! | #DIV/0! | #DIV/0! | #DIV/0! | #DIV/0! | #DIV/0! | #DIV/0! |  |  |  | 108.8 | #DIV/0! | #DIV/0! | #DIV/0! | #DIV/0! | #DIV/0! | #DIV/0! | #DIV/0! | #DIV/0! | #DIV/0! | #DIV/0! | #DIV/0! | #DIV/0! | #DIV/0! |  |  |  | 108.8 | #DIV/0! | #DIV/0! | #DIV/0! | #DIV/0! | #DIV/0! | #DIV/0! | #DIV/0! | #DIV/0! | #DIV/0! | #DIV/0! | #DIV/0! | #DIV/0! | #DIV/0! |  |  |  | 108.8 | #DIV/0! | #DIV/0! | #DIV/0! | #DIV/0! | #DIV/0! | #DIV/0! | #DIV/0! | #DIV/0! | #DIV/0! | #DIV/0! | #DIV/0! | #DIV/0! | #DIV/0! |  |  |  | 108.8 | #DIV/0! | #DIV/0! | #DIV/0! | #DIV/0! | #DIV/0! | #DIV/0! | #DIV/0! | #DIV/0! | #DIV/0! | #DIV/0! | #DIV/0! | #DIV/0! | #DIV/0! |  |  |  | 108.8 | #DIV/0! | #DIV/0! | #DIV/0! | #DIV/0! | #DIV/0! | #DIV/0! | #DIV/0! | #DIV/0! | #DIV/0! | #DIV/0! | #DIV/0! | #DIV/0! | #DIV/0! |  |  |  | 108.8 | #DIV/0! | #DIV/0! | #DIV/0! | #DIV/0! | #DIV/0! | #DIV/0! | #DIV/0! | #DIV/0! | #DIV/0! | #DIV/0! | #DIV/0! | #DIV/0! | #DIV/0!
[15 empty] | 108.9 | 86.34 | -29.5608 | 3771.6211 | 3824.0139 | 3771.6211 | 3824.0139 | 32.3369 | 24.5896 | 1 | 1 | 3771.6211 | 3824.0139 |  |  |  |  | 108.9 | #DIV/0! | #DIV/0! | #DIV/0! | #DIV/0! | #DIV/0! | #DIV/0! | #DIV/0! | #DIV/0! | #DIV/0! | #DIV/0! | #DIV/0! | #DIV/0! | #DIV/0! |  |  |  | 108.9 | #DIV/0! | #DIV/0! | #DIV/0! | #DIV/0! | #DIV/0! | #DIV/0! | #DIV/0! | #DIV/0! | #DIV/0! | #DIV/0! | #DIV/0! | #DIV/0! | #DIV/0! |  |  |  | 108.9 | #DIV/0! | #DIV/0! | #DIV/0! | #DIV/0! | #DIV/0! | #DIV/0! | #DIV/0! | #DIV/0! | #DIV/0! | #DIV/0! | #DIV/0! | #DIV/0! | #DIV/0! |  |  |  | 108.9 | #DIV/0! | #DIV/0! | #DIV/0! | #DIV/0! | #DIV/0! | #DIV/0! | #DIV/0! | #DIV/0! | #DIV/0! | #DIV/0! | #DIV/0! | #DIV/0! | #DIV/0! |  |  |  | 108.9 | #DIV/0! | #DIV/0! | #DIV/0! | #DIV/0! | #DIV/0! | #DIV/0! | #DIV/0! | #DIV/0! | #DIV/0! | #DIV/0! | #DIV/0! | #DIV/0! | #DIV/0! |  |  |  | 108.9 | #DIV/0! | #DIV/0! | #DIV/0! | #DIV/0! | #DIV/0! | #DIV/0! | #DIV/0! | #DIV/0! | #DIV/0! | #DIV/0! | #DIV/0! | #DIV/0! | #DIV/0! |  |  |  | 108.9 | #DIV/0! | #DIV/0! | #DIV/0! | #DIV/0! | #DIV/0! | #DIV/0! | #DIV/0! | #DIV/0! | #DIV/0! | #DIV/0! | #DIV/0! | #DIV/0! | #DIV/0!
[15 empty] | 109 | 86.2883 | -29.7114 | 3772.9733 | 3822.854 | 3772.9733 | 3822.854 | 32.3291 | 24.5674 | 1 | 1 | 3772.9733 | 3822.854 |  |  |  |  | 109 | #DIV/0! | #DIV/0! | #DIV/0! | #DIV/0! | #DIV/0! | #DIV/0! | #DIV/0! | #DIV/0! | #DIV/0! | #DIV/0! | #DIV/0! | #DIV/0! | #DIV/0! |  |  |  | 109 | #DIV/0! | #DIV/0! | #DIV/0! | #DIV/0! | #DIV/0! | #DIV/0! | #DIV/0! | #DIV/0! | #DIV/0! | #DIV/0! | #DIV/0! | #DIV/0! | #DIV/0! |  |  |  | 109 | #DIV/0! | #DIV/0! | #DIV/0! | #DIV/0! | #DIV/0! | #DIV/0! | #DIV/0! | #DIV/0! | #DIV/0! | #DIV/0! | #DIV/0! | #DIV/0! | #DIV/0! |  |  |  | 109 | #DIV/0! | #DIV/0! | #DIV/0! | #DIV/0! | #DIV/0! | #DIV/0! | #DIV/0! | #DIV/0! | #DIV/0! | #DIV/0! | #DIV/0! | #DIV/0! | #DIV/0! |  |  |  | 109 | #DIV/0! | #DIV/0! | #DIV/0! | #DIV/0! | #DIV/0! | #DIV/0! | #DIV/0! | #DIV/0! | #DIV/0! | #DIV/0! | #DIV/0! | #DIV/0! | #DIV/0! |  |  |  | 109 | #DIV/0! | #DIV/0! | #DIV/0! | #DIV/0! | #DIV/0! | #DIV/0! | #DIV/0! | #DIV/0! | #DIV/0! | #DIV/0! | #DIV/0! | #DIV/0! | #DIV/0! |  |  |  | 109 | #DIV/0! | #DIV/0! | #DIV/0! | #DIV/0! | #DIV/0! | #DIV/0! | #DIV/0! | #DIV/0! | #DIV/0! | #DIV/0! | #DIV/0! | #DIV/0! | #DIV/0!
[15 empty] | 109.1 | 86.2363 | -29.862 | 3774.3253 | 3821.6953 | 3774.3253 | 3821.6953 | 32.3212 | 24.5451 | 1 | 1 | 3774.3253 | 3821.6953 |  |  |  |  | 109.1 | #DIV/0! | #DIV/0! | #DIV/0! | #DIV/0! | #DIV/0! | #DIV/0! | #DIV/0! | #DIV/0! | #DIV/0! | #DIV/0! | #DIV/0! | #DIV/0! | #DIV/0! |  |  |  | 109.1 | #DIV/0! | #DIV/0! | #DIV/0! | #DIV/0! | #DIV/0! | #DIV/0! | #DIV/0! | #DIV/0! | #DIV/0! | #DIV/0! | #DIV/0! | #DIV/0! | #DIV/0! |  |  |  | 109.1 | #DIV/0! | #DIV/0! | #DIV/0! | #DIV/0! | #DIV/0! | #DIV/0! | #DIV/0! | #DIV/0! | #DIV/0! | #DIV/0! | #DIV/0! | #DIV/0! | #DIV/0! |  |  |  | 109.1 | #DIV/0! | #DIV/0! | #DIV/0! | #DIV/0! | #DIV/0! | #DIV/0! | #DIV/0! | #DIV/0! | #DIV/0! | #DIV/0! | #DIV/0! | #DIV/0! | #DIV/0! |  |  |  | 109.1 | #DIV/0! | #DIV/0! | #DIV/0! | #DIV/0! | #DIV/0! | #DIV/0! | #DIV/0! | #DIV/0! | #DIV/0! | #DIV/0! | #DIV/0! | #DIV/0! | #DIV/0! |  |  |  | 109.1 | #DIV/0! | #DIV/0! | #DIV/0! | #DIV/0! | #DIV/0! | #DIV/0! | #DIV/0! | #DIV/0! | #DIV/0! | #DIV/0! | #DIV/0! | #DIV/0! | #DIV/0! |  |  |  | 109.1 | #DIV/0! | #DIV/0! | #DIV/0! | #DIV/0! | #DIV/0! | #DIV/0! | #DIV/0! | #DIV/0! | #DIV/0! | #DIV/0! | #DIV/0! | #DIV/0! | #DIV/0!
[15 empty] | 109.2 | 86.184 | -30.0125 | 3775.6769 | 3820.5378 | 3775.6769 | 3820.5378 | 32.3132 | 24.5228 | 1 | 1 | 3775.6769 | 3820.5378 |  |  |  |  | 109.2 | #DIV/0! | #DIV/0! | #DIV/0! | #DIV/0! | #DIV/0! | #DIV/0! | #DIV/0! | #DIV/0! | #DIV/0! | #DIV/0! | #DIV/0! | #DIV/0! | #DIV/0! |  |  |  | 109.2 | #DIV/0! | #DIV/0! | #DIV/0! | #DIV/0! | #DIV/0! | #DIV/0! | #DIV/0! | #DIV/0! | #DIV/0! | #DIV/0! | #DIV/0! | #DIV/0! | #DIV/0! |  |  |  | 109.2 | #DIV/0! | #DIV/0! | #DIV/0! | #DIV/0! | #DIV/0! | #DIV/0! | #DIV/0! | #DIV/0! | #DIV/0! | #DIV/0! | #DIV/0! | #DIV/0! | #DIV/0! |  |  |  | 109.2 | #DIV/0! | #DIV/0! | #DIV/0! | #DIV/0! | #DIV/0! | #DIV/0! | #DIV/0! | #DIV/0! | #DIV/0! | #DIV/0! | #DIV/0! | #DIV/0! | #DIV/0! |  |  |  | 109.2 | #DIV/0! | #DIV/0! | #DIV/0! | #DIV/0! | #DIV/0! | #DIV/0! | #DIV/0! | #DIV/0! | #DIV/0! | #DIV/0! | #DIV/0! | #DIV/0! | #DIV/0! |  |  |  | 109.2 | #DIV/0! | #DIV/0! | #DIV/0! | #DIV/0! | #DIV/0! | #DIV/0! | #DIV/0! | #DIV/0! | #DIV/0! | #DIV/0! | #DIV/0! | #DIV/0! | #DIV/0! |  |  |  | 109.2 | #DIV/0! | #DIV/0! | #DIV/0! | #DIV/0! | #DIV/0! | #DIV/0! | #DIV/0! | #DIV/0! | #DIV/0! | #DIV/0! | #DIV/0! | #DIV/0! | #DIV/0!
[15 empty] | 109.3 | 86.1315 | -30.1628 | 3777.0283 | 3819.3814 | 3777.0283 | 3819.3814 | 32.305 | 24.5005 | 1 | 1 | 3777.0283 | 3819.3814 |  |  |  |  | 109.3 | #DIV/0! | #DIV/0! | #DIV/0! | #DIV/0! | #DIV/0! | #DIV/0! | #DIV/0! | #DIV/0! | #DIV/0! | #DIV/0! | #DIV/0! | #DIV/0! | #DIV/0! |  |  |  | 109.3 | #DIV/0! | #DIV/0! | #DIV/0! | #DIV/0! | #DIV/0! | #DIV/0! | #DIV/0! | #DIV/0! | #DIV/0! | #DIV/0! | #DIV/0! | #DIV/0! | #DIV/0! |  |  |  | 109.3 | #DIV/0! | #DIV/0! | #DIV/0! | #DIV/0! | #DIV/0! | #DIV/0! | #DIV/0! | #DIV/0! | #DIV/0! | #DIV/0! | #DIV/0! | #DIV/0! | #DIV/0! |  |  |  | 109.3 | #DIV/0! | #DIV/0! | #DIV/0! | #DIV/0! | #DIV/0! | #DIV/0! | #DIV/0! | #DIV/0! | #DIV/0! | #DIV/0! | #DIV/0! | #DIV/0! | #DIV/0! |  |  |  | 109.3 | #DIV/0! | #DIV/0! | #DIV/0! | #DIV/0! | #DIV/0! | #DIV/0! | #DIV/0! | #DIV/0! | #DIV/0! | #DIV/0! | #DIV/0! | #DIV/0! | #DIV/0! |  |  |  | 109.3 | #DIV/0! | #DIV/0! | #DIV/0! | #DIV/0! | #DIV/0! | #DIV/0! | #DIV/0! | #DIV/0! | #DIV/0! | #DIV/0! | #DIV/0! | #DIV/0! | #DIV/0! |  |  |  | 109.3 | #DIV/0! | #DIV/0! | #DIV/0! | #DIV/0! | #DIV/0! | #DIV/0! | #DIV/0! | #DIV/0! | #DIV/0! | #DIV/0! | #DIV/0! | #DIV/0! | #DIV/0!
[15 empty] | 109.4 | 86.0787 | -30.3131 | 3778.3793 | 3818.2261 | 3778.3793 | 3818.2261 | 32.2968 | 24.478 | 1 | 1 | 3778.3793 | 3818.2261 |  |  |  |  | 109.4 | #DIV/0! | #DIV/0! | #DIV/0! | #DIV/0! | #DIV/0! | #DIV/0! | #DIV/0! | #DIV/0! | #DIV/0! | #DIV/0! | #DIV/0! | #DIV/0! | #DIV/0! |  |  |  | 109.4 | #DIV/0! | #DIV/0! | #DIV/0! | #DIV/0! | #DIV/0! | #DIV/0! | #DIV/0! | #DIV/0! | #DIV/0! | #DIV/0! | #DIV/0! | #DIV/0! | #DIV/0! |  |  |  | 109.4 | #DIV/0! | #DIV/0! | #DIV/0! | #DIV/0! | #DIV/0! | #DIV/0! | #DIV/0! | #DIV/0! | #DIV/0! | #DIV/0! | #DIV/0! | #DIV/0! | #DIV/0! |  |  |  | 109.4 | #DIV/0! | #DIV/0! | #DIV/0! | #DIV/0! | #DIV/0! | #DIV/0! | #DIV/0! | #DIV/0! | #DIV/0! | #DIV/0! | #DIV/0! | #DIV/0! | #DIV/0! |  |  |  | 109.4 | #DIV/0! | #DIV/0! | #DIV/0! | #DIV/0! | #DIV/0! | #DIV/0! | #DIV/0! | #DIV/0! | #DIV/0! | #DIV/0! | #DIV/0! | #DIV/0! | #DIV/0! |  |  |  | 109.4 | #DIV/0! | #DIV/0! | #DIV/0! | #DIV/0! | #DIV/0! | #DIV/0! | #DIV/0! | #DIV/0! | #DIV/0! | #DIV/0! | #DIV/0! | #DIV/0! | #DIV/0! |  |  |  | 109.4 | #DIV/0! | #DIV/0! | #DIV/0! | #DIV/0! | #DIV/0! | #DIV/0! | #DIV/0! | #DIV/0! | #DIV/0! | #DIV/0! | #DIV/0! | #DIV/0! | #DIV/0!
[15 empty] | 109.5 | 86.0257 | -30.4633 | 3779.7301 | 3817.072 | 3779.7301 | 3817.072 | 32.2884 | 24.4556 | 1 | 1 | 3779.7301 | 3817.072 |  |  |  |  | 109.5 | #DIV/0! | #DIV/0! | #DIV/0! | #DIV/0! | #DIV/0! | #DIV/0! | #DIV/0! | #DIV/0! | #DIV/0! | #DIV/0! | #DIV/0! | #DIV/0! | #DIV/0! |  |  |  | 109.5 | #DIV/0! | #DIV/0! | #DIV/0! | #DIV/0! | #DIV/0! | #DIV/0! | #DIV/0! | #DIV/0! | #DIV/0! | #DIV/0! | #DIV/0! | #DIV/0! | #DIV/0! |  |  |  | 109.5 | #DIV/0! | #DIV/0! | #DIV/0! | #DIV/0! | #DIV/0! | #DIV/0! | #DIV/0! | #DIV/0! | #DIV/0! | #DIV/0! | #DIV/0! | #DIV/0! | #DIV/0! |  |  |  | 109.5 | #DIV/0! | #DIV/0! | #DIV/0! | #DIV/0! | #DIV/0! | #DIV/0! | #DIV/0! | #DIV/0! | #DIV/0! | #DIV/0! | #DIV/0! | #DIV/0! | #DIV/0! |  |  |  | 109.5 | #DIV/0! | #DIV/0! | #DIV/0! | #DIV/0! | #DIV/0! | #DIV/0! | #DIV/0! | #DIV/0! | #DIV/0! | #DIV/0! | #DIV/0! | #DIV/0! | #DIV/0! |  |  |  | 109.5 | #DIV/0! | #DIV/0! | #DIV/0! | #DIV/0! | #DIV/0! | #DIV/0! | #DIV/0! | #DIV/0! | #DIV/0! | #DIV/0! | #DIV/0! | #DIV/0! | #DIV/0! |  |  |  | 109.5 | #DIV/0! | #DIV/0! | #DIV/0! | #DIV/0! | #DIV/0! | #DIV/0! | #DIV/0! | #DIV/0! | #DIV/0! | #DIV/0! | #DIV/0! | #DIV/0! | #DIV/0!
[15 empty] | 109.6 | 85.9724 | -30.6134 | 3781.0805 | 3815.9191 | 3781.0805 | 3815.9191 | 32.28 | 24.433 | 1 | 1 | 3781.0805 | 3815.9191 |  |  |  |  | 109.6 | #DIV/0! | #DIV/0! | #DIV/0! | #DIV/0! | #DIV/0! | #DIV/0! | #DIV/0! | #DIV/0! | #DIV/0! | #DIV/0! | #DIV/0! | #DIV/0! | #DIV/0! |  |  |  | 109.6 | #DIV/0! | #DIV/0! | #DIV/0! | #DIV/0! | #DIV/0! | #DIV/0! | #DIV/0! | #DIV/0! | #DIV/0! | #DIV/0! | #DIV/0! | #DIV/0! | #DIV/0! |  |  |  | 109.6 | #DIV/0! | #DIV/0! | #DIV/0! | #DIV/0! | #DIV/0! | #DIV/0! | #DIV/0! | #DIV/0! | #DIV/0! | #DIV/0! | #DIV/0! | #DIV/0! | #DIV/0! |  |  |  | 109.6 | #DIV/0! | #DIV/0! | #DIV/0! | #DIV/0! | #DIV/0! | #DIV/0! | #DIV/0! | #DIV/0! | #DIV/0! | #DIV/0! | #DIV/0! | #DIV/0! | #DIV/0! |  |  |  | 109.6 | #DIV/0! | #DIV/0! | #DIV/0! | #DIV/0! | #DIV/0! | #DIV/0! | #DIV/0! | #DIV/0! | #DIV/0! | #DIV/0! | #DIV/0! | #DIV/0! | #DIV/0! |  |  |  | 109.6 | #DIV/0! | #DIV/0! | #DIV/0! | #DIV/0! | #DIV/0! | #DIV/0! | #DIV/0! | #DIV/0! | #DIV/0! | #DIV/0! | #DIV/0! | #DIV/0! | #DIV/0! |  |  |  | 109.6 | #DIV/0! | #DIV/0! | #DIV/0! | #DIV/0! | #DIV/0! | #DIV/0! | #DIV/0! | #DIV/0! | #DIV/0! | #DIV/0! | #DIV/0! | #DIV/0! | #DIV/0!
[15 empty] | 109.7 | 85.9188 | -30.7634 | 3782.4305 | 3814.7673 | 3782.4305 | 3814.7673 | 32.2714 | 24.4104 | 1 | 1 | 3782.4305 | 3814.7673 |  |  |  |  | 109.7 | #DIV/0! | #DIV/0! | #DIV/0! | #DIV/0! | #DIV/0! | #DIV/0! | #DIV/0! | #DIV/0! | #DIV/0! | #DIV/0! | #DIV/0! | #DIV/0! | #DIV/0! |  |  |  | 109.7 | #DIV/0! | #DIV/0! | #DIV/0! | #DIV/0! | #DIV/0! | #DIV/0! | #DIV/0! | #DIV/0! | #DIV/0! | #DIV/0! | #DIV/0! | #DIV/0! | #DIV/0! |  |  |  | 109.7 | #DIV/0! | #DIV/0! | #DIV/0! | #DIV/0! | #DIV/0! | #DIV/0! | #DIV/0! | #DIV/0! | #DIV/0! | #DIV/0! | #DIV/0! | #DIV/0! | #DIV/0! |  |  |  | 109.7 | #DIV/0! | #DIV/0! | #DIV/0! | #DIV/0! | #DIV/0! | #DIV/0! | #DIV/0! | #DIV/0! | #DIV/0! | #DIV/0! | #DIV/0! | #DIV/0! | #DIV/0! |  |  |  | 109.7 | #DIV/0! | #DIV/0! | #DIV/0! | #DIV/0! | #DIV/0! | #DIV/0! | #DIV/0! | #DIV/0! | #DIV/0! | #DIV/0! | #DIV/0! | #DIV/0! | #DIV/0! |  |  |  | 109.7 | #DIV/0! | #DIV/0! | #DIV/0! | #DIV/0! | #DIV/0! | #DIV/0! | #DIV/0! | #DIV/0! | #DIV/0! | #DIV/0! | #DIV/0! | #DIV/0! | #DIV/0! |  |  |  | 109.7 | #DIV/0! | #DIV/0! | #DIV/0! | #DIV/0! | #DIV/0! | #DIV/0! | #DIV/0! | #DIV/0! | #DIV/0! | #DIV/0! | #DIV/0! | #DIV/0! | #DIV/0!
[15 empty] | 109.8 | 85.865 | -30.9133 | 3783.7803 | 3813.6167 | 3783.7803 | 3813.6167 | 32.2627 | 24.3878 | 1 | 1 | 3783.7803 | 3813.6167 |  |  |  |  | 109.8 | #DIV/0! | #DIV/0! | #DIV/0! | #DIV/0! | #DIV/0! | #DIV/0! | #DIV/0! | #DIV/0! | #DIV/0! | #DIV/0! | #DIV/0! | #DIV/0! | #DIV/0! |  |  |  | 109.8 | #DIV/0! | #DIV/0! | #DIV/0! | #DIV/0! | #DIV/0! | #DIV/0! | #DIV/0! | #DIV/0! | #DIV/0! | #DIV/0! | #DIV/0! | #DIV/0! | #DIV/0! |  |  |  | 109.8 | #DIV/0! | #DIV/0! | #DIV/0! | #DIV/0! | #DIV/0! | #DIV/0! | #DIV/0! | #DIV/0! | #DIV/0! | #DIV/0! | #DIV/0! | #DIV/0! | #DIV/0! |  |  |  | 109.8 | #DIV/0! | #DIV/0! | #DIV/0! | #DIV/0! | #DIV/0! | #DIV/0! | #DIV/0! | #DIV/0! | #DIV/0! | #DIV/0! | #DIV/0! | #DIV/0! | #DIV/0! |  |  |  | 109.8 | #DIV/0! | #DIV/0! | #DIV/0! | #DIV/0! | #DIV/0! | #DIV/0! | #DIV/0! | #DIV/0! | #DIV/0! | #DIV/0! | #DIV/0! | #DIV/0! | #DIV/0! |  |  |  | 109.8 | #DIV/0! | #DIV/0! | #DIV/0! | #DIV/0! | #DIV/0! | #DIV/0! | #DIV/0! | #DIV/0! | #DIV/0! | #DIV/0! | #DIV/0! | #DIV/0! | #DIV/0! |  |  |  | 109.8 | #DIV/0! | #DIV/0! | #DIV/0! | #DIV/0! | #DIV/0! | #DIV/0! | #DIV/0! | #DIV/0! | #DIV/0! | #DIV/0! | #DIV/0! | #DIV/0! | #DIV/0!
[15 empty] | 109.9 | 85.8109 | -31.0631 | 3785.1297 | 3812.4673 | 3785.1297 | 3812.4673 | 32.2538 | 24.3651 | 1 | 1 | 3785.1297 | 3812.4673 |  |  |  |  | 109.9 | #DIV/0! | #DIV/0! | #DIV/0! | #DIV/0! | #DIV/0! | #DIV/0! | #DIV/0! | #DIV/0! | #DIV/0! | #DIV/0! | #DIV/0! | #DIV/0! | #DIV/0! |  |  |  | 109.9 | #DIV/0! | #DIV/0! | #DIV/0! | #DIV/0! | #DIV/0! | #DIV/0! | #DIV/0! | #DIV/0! | #DIV/0! | #DIV/0! | #DIV/0! | #DIV/0! | #DIV/0! |  |  |  | 109.9 | #DIV/0! | #DIV/0! | #DIV/0! | #DIV/0! | #DIV/0! | #DIV/0! | #DIV/0! | #DIV/0! | #DIV/0! | #DIV/0! | #DIV/0! | #DIV/0! | #DIV/0! |  |  |  | 109.9 | #DIV/0! | #DIV/0! | #DIV/0! | #DIV/0! | #DIV/0! | #DIV/0! | #DIV/0! | #DIV/0! | #DIV/0! | #DIV/0! | #DIV/0! | #DIV/0! | #DIV/0! |  |  |  | 109.9 | #DIV/0! | #DIV/0! | #DIV/0! | #DIV/0! | #DIV/0! | #DIV/0! | #DIV/0! | #DIV/0! | #DIV/0! | #DIV/0! | #DIV/0! | #DIV/0! | #DIV/0! |  |  |  | 109.9 | #DIV/0! | #DIV/0! | #DIV/0! | #DIV/0! | #DIV/0! | #DIV/0! | #DIV/0! | #DIV/0! | #DIV/0! | #DIV/0! | #DIV/0! | #DIV/0! | #DIV/0! |  |  |  | 109.9 | #DIV/0! | #DIV/0! | #DIV/0! | #DIV/0! | #DIV/0! | #DIV/0! | #DIV/0! | #DIV/0! | #DIV/0! | #DIV/0! | #DIV/0! | #DIV/0! | #DIV/0!
[15 empty] | 110 | 85.7566 | -31.2128 | 3786.4788 | 3811.319 | 3786.4788 | 3811.319 | 32.2449 | 24.3423 | 1 | 1 | 3786.4788 | 3811.319 |  |  |  |  | 110 | #DIV/0! | #DIV/0! | #DIV/0! | #DIV/0! | #DIV/0! | #DIV/0! | #DIV/0! | #DIV/0! | #DIV/0! | #DIV/0! | #DIV/0! | #DIV/0! | #DIV/0! |  |  |  | 110 | #DIV/0! | #DIV/0! | #DIV/0! | #DIV/0! | #DIV/0! | #DIV/0! | #DIV/0! | #DIV/0! | #DIV/0! | #DIV/0! | #DIV/0! | #DIV/0! | #DIV/0! |  |  |  | 110 | #DIV/0! | #DIV/0! | #DIV/0! | #DIV/0! | #DIV/0! | #DIV/0! | #DIV/0! | #DIV/0! | #DIV/0! | #DIV/0! | #DIV/0! | #DIV/0! | #DIV/0! |  |  |  | 110 | #DIV/0! | #DIV/0! | #DIV/0! | #DIV/0! | #DIV/0! | #DIV/0! | #DIV/0! | #DIV/0! | #DIV/0! | #DIV/0! | #DIV/0! | #DIV/0! | #DIV/0! |  |  |  | 110 | #DIV/0! | #DIV/0! | #DIV/0! | #DIV/0! | #DIV/0! | #DIV/0! | #DIV/0! | #DIV/0! | #DIV/0! | #DIV/0! | #DIV/0! | #DIV/0! | #DIV/0! |  |  |  | 110 | #DIV/0! | #DIV/0! | #DIV/0! | #DIV/0! | #DIV/0! | #DIV/0! | #DIV/0! | #DIV/0! | #DIV/0! | #DIV/0! | #DIV/0! | #DIV/0! | #DIV/0! |  |  |  | 110 | #DIV/0! | #DIV/0! | #DIV/0! | #DIV/0! | #DIV/0! | #DIV/0! | #DIV/0! | #DIV/0! | #DIV/0! | #DIV/0! | #DIV/0! | #DIV/0! | #DIV/0!
[15 empty] | 110.1 | 85.702 | -31.3625 | 3787.8275 | 3810.172 | 3787.8275 | 3810.172 | 32.2358 | 24.3195 | 1 | 1 | 3787.8275 | 3810.172 |  |  |  |  | 110.1 | #DIV/0! | #DIV/0! | #DIV/0! | #DIV/0! | #DIV/0! | #DIV/0! | #DIV/0! | #DIV/0! | #DIV/0! | #DIV/0! | #DIV/0! | #DIV/0! | #DIV/0! |  |  |  | 110.1 | #DIV/0! | #DIV/0! | #DIV/0! | #DIV/0! | #DIV/0! | #DIV/0! | #DIV/0! | #DIV/0! | #DIV/0! | #DIV/0! | #DIV/0! | #DIV/0! | #DIV/0! |  |  |  | 110.1 | #DIV/0! | #DIV/0! | #DIV/0! | #DIV/0! | #DIV/0! | #DIV/0! | #DIV/0! | #DIV/0! | #DIV/0! | #DIV/0! | #DIV/0! | #DIV/0! | #DIV/0! |  |  |  | 110.1 | #DIV/0! | #DIV/0! | #DIV/0! | #DIV/0! | #DIV/0! | #DIV/0! | #DIV/0! | #DIV/0! | #DIV/0! | #DIV/0! | #DIV/0! | #DIV/0! | #DIV/0! |  |  |  | 110.1 | #DIV/0! | #DIV/0! | #DIV/0! | #DIV/0! | #DIV/0! | #DIV/0! | #DIV/0! | #DIV/0! | #DIV/0! | #DIV/0! | #DIV/0! | #DIV/0! | #DIV/0! |  |  |  | 110.1 | #DIV/0! | #DIV/0! | #DIV/0! | #DIV/0! | #DIV/0! | #DIV/0! | #DIV/0! | #DIV/0! | #DIV/0! | #DIV/0! | #DIV/0! | #DIV/0! | #DIV/0! |  |  |  | 110.1 | #DIV/0! | #DIV/0! | #DIV/0! | #DIV/0! | #DIV/0! | #DIV/0! | #DIV/0! | #DIV/0! | #DIV/0! | #DIV/0! | #DIV/0! | #DIV/0! | #DIV/0!
[15 empty] | 110.2 | 85.6471 | -31.512 | 3789.1759 | 3809.0261 | 3789.1759 | 3809.0261 | 32.2267 | 24.2966 | 1 | 1 | 3789.1759 | 3809.0261 |  |  |  |  | 110.2 | #DIV/0! | #DIV/0! | #DIV/0! | #DIV/0! | #DIV/0! | #DIV/0! | #DIV/0! | #DIV/0! | #DIV/0! | #DIV/0! | #DIV/0! | #DIV/0! | #DIV/0! |  |  |  | 110.2 | #DIV/0! | #DIV/0! | #DIV/0! | #DIV/0! | #DIV/0! | #DIV/0! | #DIV/0! | #DIV/0! | #DIV/0! | #DIV/0! | #DIV/0! | #DIV/0! | #DIV/0! |  |  |  | 110.2 | #DIV/0! | #DIV/0! | #DIV/0! | #DIV/0! | #DIV/0! | #DIV/0! | #DIV/0! | #DIV/0! | #DIV/0! | #DIV/0! | #DIV/0! | #DIV/0! | #DIV/0! |  |  |  | 110.2 | #DIV/0! | #DIV/0! | #DIV/0! | #DIV/0! | #DIV/0! | #DIV/0! | #DIV/0! | #DIV/0! | #DIV/0! | #DIV/0! | #DIV/0! | #DIV/0! | #DIV/0! |  |  |  | 110.2 | #DIV/0! | #DIV/0! | #DIV/0! | #DIV/0! | #DIV/0! | #DIV/0! | #DIV/0! | #DIV/0! | #DIV/0! | #DIV/0! | #DIV/0! | #DIV/0! | #DIV/0! |  |  |  | 110.2 | #DIV/0! | #DIV/0! | #DIV/0! | #DIV/0! | #DIV/0! | #DIV/0! | #DIV/0! | #DIV/0! | #DIV/0! | #DIV/0! | #DIV/0! | #DIV/0! | #DIV/0! |  |  |  | 110.2 | #DIV/0! | #DIV/0! | #DIV/0! | #DIV/0! | #DIV/0! | #DIV/0! | #DIV/0! | #DIV/0! | #DIV/0! | #DIV/0! | #DIV/0! | #DIV/0! | #DIV/0!
[15 empty] | 110.3 | 85.592 | -31.6614 | 3790.524 | 3807.8813 | 3790.524 | 3807.8813 | 32.2174 | 24.2737 | 1 | 1 | 3790.524 | 3807.8813 |  |  |  |  | 110.3 | #DIV/0! | #DIV/0! | #DIV/0! | #DIV/0! | #DIV/0! | #DIV/0! | #DIV/0! | #DIV/0! | #DIV/0! | #DIV/0! | #DIV/0! | #DIV/0! | #DIV/0! |  |  |  | 110.3 | #DIV/0! | #DIV/0! | #DIV/0! | #DIV/0! | #DIV/0! | #DIV/0! | #DIV/0! | #DIV/0! | #DIV/0! | #DIV/0! | #DIV/0! | #DIV/0! | #DIV/0! |  |  |  | 110.3 | #DIV/0! | #DIV/0! | #DIV/0! | #DIV/0! | #DIV/0! | #DIV/0! | #DIV/0! | #DIV/0! | #DIV/0! | #DIV/0! | #DIV/0! | #DIV/0! | #DIV/0! |  |  |  | 110.3 | #DIV/0! | #DIV/0! | #DIV/0! | #DIV/0! | #DIV/0! | #DIV/0! | #DIV/0! | #DIV/0! | #DIV/0! | #DIV/0! | #DIV/0! | #DIV/0! | #DIV/0! |  |  |  | 110.3 | #DIV/0! | #DIV/0! | #DIV/0! | #DIV/0! | #DIV/0! | #DIV/0! | #DIV/0! | #DIV/0! | #DIV/0! | #DIV/0! | #DIV/0! | #DIV/0! | #DIV/0! |  |  |  | 110.3 | #DIV/0! | #DIV/0! | #DIV/0! | #DIV/0! | #DIV/0! | #DIV/0! | #DIV/0! | #DIV/0! | #DIV/0! | #DIV/0! | #DIV/0! | #DIV/0! | #DIV/0! |  |  |  | 110.3 | #DIV/0! | #DIV/0! | #DIV/0! | #DIV/0! | #DIV/0! | #DIV/0! | #DIV/0! | #DIV/0! | #DIV/0! | #DIV/0! | #DIV/0! | #DIV/0! | #DIV/0!
[15 empty] | 110.4 | 85.5366 | -31.8108 | 3791.8717 | 3806.7378 | 3791.8717 | 3806.7378 | 32.208 | 24.2507 | 1 | 1 | 3791.8717 | 3806.7378 |  |  |  |  | 110.4 | #DIV/0! | #DIV/0! | #DIV/0! | #DIV/0! | #DIV/0! | #DIV/0! | #DIV/0! | #DIV/0! | #DIV/0! | #DIV/0! | #DIV/0! | #DIV/0! | #DIV/0! |  |  |  | 110.4 | #DIV/0! | #DIV/0! | #DIV/0! | #DIV/0! | #DIV/0! | #DIV/0! | #DIV/0! | #DIV/0! | #DIV/0! | #DIV/0! | #DIV/0! | #DIV/0! | #DIV/0! |  |  |  | 110.4 | #DIV/0! | #DIV/0! | #DIV/0! | #DIV/0! | #DIV/0! | #DIV/0! | #DIV/0! | #DIV/0! | #DIV/0! | #DIV/0! | #DIV/0! | #DIV/0! | #DIV/0! |  |  |  | 110.4 | #DIV/0! | #DIV/0! | #DIV/0! | #DIV/0! | #DIV/0! | #DIV/0! | #DIV/0! | #DIV/0! | #DIV/0! | #DIV/0! | #DIV/0! | #DIV/0! | #DIV/0! |  |  |  | 110.4 | #DIV/0! | #DIV/0! | #DIV/0! | #DIV/0! | #DIV/0! | #DIV/0! | #DIV/0! | #DIV/0! | #DIV/0! | #DIV/0! | #DIV/0! | #DIV/0! | #DIV/0! |  |  |  | 110.4 | #DIV/0! | #DIV/0! | #DIV/0! | #DIV/0! | #DIV/0! | #DIV/0! | #DIV/0! | #DIV/0! | #DIV/0! | #DIV/0! | #DIV/0! | #DIV/0! | #DIV/0! |  |  |  | 110.4 | #DIV/0! | #DIV/0! | #DIV/0! | #DIV/0! | #DIV/0! | #DIV/0! | #DIV/0! | #DIV/0! | #DIV/0! | #DIV/0! | #DIV/0! | #DIV/0! | #DIV/0!
[15 empty] | 110.5 | 85.4809 | -31.96 | 3793.219 | 3805.5954 | 3793.219 | 3805.5954 | 32.1985 | 24.2276 | 1 | 1 | 3793.219 | 3805.5954 |  |  |  |  | 110.5 | #DIV/0! | #DIV/0! | #DIV/0! | #DIV/0! | #DIV/0! | #DIV/0! | #DIV/0! | #DIV/0! | #DIV/0! | #DIV/0! | #DIV/0! | #DIV/0! | #DIV/0! |  |  |  | 110.5 | #DIV/0! | #DIV/0! | #DIV/0! | #DIV/0! | #DIV/0! | #DIV/0! | #DIV/0! | #DIV/0! | #DIV/0! | #DIV/0! | #DIV/0! | #DIV/0! | #DIV/0! |  |  |  | 110.5 | #DIV/0! | #DIV/0! | #DIV/0! | #DIV/0! | #DIV/0! | #DIV/0! | #DIV/0! | #DIV/0! | #DIV/0! | #DIV/0! | #DIV/0! | #DIV/0! | #DIV/0! |  |  |  | 110.5 | #DIV/0! | #DIV/0! | #DIV/0! | #DIV/0! | #DIV/0! | #DIV/0! | #DIV/0! | #DIV/0! | #DIV/0! | #DIV/0! | #DIV/0! | #DIV/0! | #DIV/0! |  |  |  | 110.5 | #DIV/0! | #DIV/0! | #DIV/0! | #DIV/0! | #DIV/0! | #DIV/0! | #DIV/0! | #DIV/0! | #DIV/0! | #DIV/0! | #DIV/0! | #DIV/0! | #DIV/0! |  |  |  | 110.5 | #DIV/0! | #DIV/0! | #DIV/0! | #DIV/0! | #DIV/0! | #DIV/0! | #DIV/0! | #DIV/0! | #DIV/0! | #DIV/0! | #DIV/0! | #DIV/0! | #DIV/0! |  |  |  | 110.5 | #DIV/0! | #DIV/0! | #DIV/0! | #DIV/0! | #DIV/0! | #DIV/0! | #DIV/0! | #DIV/0! | #DIV/0! | #DIV/0! | #DIV/0! | #DIV/0! | #DIV/0!
[15 empty] | 110.6 | 85.425 | -32.1092 | 3794.5659 | 3804.4543 | 3794.5659 | 3804.4543 | 32.1888 | 24.2045 | 1 | 1 | 3794.5659 | 3804.4543 | 3794.5659 |  |  |  | 110.6 | #DIV/0! | #DIV/0! | #DIV/0! | #DIV/0! | #DIV/0! | #DIV/0! | #DIV/0! | #DIV/0! | #DIV/0! | #DIV/0! | #DIV/0! | #DIV/0! | #DIV/0! |  |  |  | 110.6 | #DIV/0! | #DIV/0! | #DIV/0! | #DIV/0! | #DIV/0! | #DIV/0! | #DIV/0! | #DIV/0! | #DIV/0! | #DIV/0! | #DIV/0! | #DIV/0! | #DIV/0! |  |  |  | 110.6 | #DIV/0! | #DIV/0! | #DIV/0! | #DIV/0! | #DIV/0! | #DIV/0! | #DIV/0! | #DIV/0! | #DIV/0! | #DIV/0! | #DIV/0! | #DIV/0! | #DIV/0! |  |  |  | 110.6 | #DIV/0! | #DIV/0! | #DIV/0! | #DIV/0! | #DIV/0! | #DIV/0! | #DIV/0! | #DIV/0! | #DIV/0! | #DIV/0! | #DIV/0! | #DIV/0! | #DIV/0! |  |  |  | 110.6 | #DIV/0! | #DIV/0! | #DIV/0! | #DIV/0! | #DIV/0! | #DIV/0! | #DIV/0! | #DIV/0! | #DIV/0! | #DIV/0! | #DIV/0! | #DIV/0! | #DIV/0! |  |  |  | 110.6 | #DIV/0! | #DIV/0! | #DIV/0! | #DIV/0! | #DIV/0! | #DIV/0! | #DIV/0! | #DIV/0! | #DIV/0! | #DIV/0! | #DIV/0! | #DIV/0! | #DIV/0! |  |  |  | 110.6 | #DIV/0! | #DIV/0! | #DIV/0! | #DIV/0! | #DIV/0! | #DIV/0! | #DIV/0! | #DIV/0! | #DIV/0! | #DIV/0! | #DIV/0! | #DIV/0! | #DIV/0!
[15 empty] | 110.7 | 85.3689 | -32.2582 | 3795.9125 | 3803.3143 | 3795.9125 | 3803.3143 | 32.1791 | 24.1814 | 1 | 1 | 3795.9125 | 3803.3143 | 3795.9125 |  |  |  | 110.7 | #DIV/0! | #DIV/0! | #DIV/0! | #DIV/0! | #DIV/0! | #DIV/0! | #DIV/0! | #DIV/0! | #DIV/0! | #DIV/0! | #DIV/0! | #DIV/0! | #DIV/0! |  |  |  | 110.7 | #DIV/0! | #DIV/0! | #DIV/0! | #DIV/0! | #DIV/0! | #DIV/0! | #DIV/0! | #DIV/0! | #DIV/0! | #DIV/0! | #DIV/0! | #DIV/0! | #DIV/0! |  |  |  | 110.7 | #DIV/0! | #DIV/0! | #DIV/0! | #DIV/0! | #DIV/0! | #DIV/0! | #DIV/0! | #DIV/0! | #DIV/0! | #DIV/0! | #DIV/0! | #DIV/0! | #DIV/0! |  |  |  | 110.7 | #DIV/0! | #DIV/0! | #DIV/0! | #DIV/0! | #DIV/0! | #DIV/0! | #DIV/0! | #DIV/0! | #DIV/0! | #DIV/0! | #DIV/0! | #DIV/0! | #DIV/0! |  |  |  | 110.7 | #DIV/0! | #DIV/0! | #DIV/0! | #DIV/0! | #DIV/0! | #DIV/0! | #DIV/0! | #DIV/0! | #DIV/0! | #DIV/0! | #DIV/0! | #DIV/0! | #DIV/0! |  |  |  | 110.7 | #DIV/0! | #DIV/0! | #DIV/0! | #DIV/0! | #DIV/0! | #DIV/0! | #DIV/0! | #DIV/0! | #DIV/0! | #DIV/0! | #DIV/0! | #DIV/0! | #DIV/0! |  |  |  | 110.7 | #DIV/0! | #DIV/0! | #DIV/0! | #DIV/0! | #DIV/0! | #DIV/0! | #DIV/0! | #DIV/0! | #DIV/0! | #DIV/0! | #DIV/0! | #DIV/0! | #DIV/0!
[15 empty] | 110.8 | 85.3124 | -32.4072 | 3797.2587 | 3802.1755 | 3797.2587 | 3802.1755 | 32.1692 | 24.1581 | 1 | 1 | 3797.2587 | 3802.1755 | 3797.2587 |  |  |  | 110.8 | #DIV/0! | #DIV/0! | #DIV/0! | #DIV/0! | #DIV/0! | #DIV/0! | #DIV/0! | #DIV/0! | #DIV/0! | #DIV/0! | #DIV/0! | #DIV/0! | #DIV/0! |  |  |  | 110.8 | #DIV/0! | #DIV/0! | #DIV/0! | #DIV/0! | #DIV/0! | #DIV/0! | #DIV/0! | #DIV/0! | #DIV/0! | #DIV/0! | #DIV/0! | #DIV/0! | #DIV/0! |  |  |  | 110.8 | #DIV/0! | #DIV/0! | #DIV/0! | #DIV/0! | #DIV/0! | #DIV/0! | #DIV/0! | #DIV/0! | #DIV/0! | #DIV/0! | #DIV/0! | #DIV/0! | #DIV/0! |  |  |  | 110.8 | #DIV/0! | #DIV/0! | #DIV/0! | #DIV/0! | #DIV/0! | #DIV/0! | #DIV/0! | #DIV/0! | #DIV/0! | #DIV/0! | #DIV/0! | #DIV/0! | #DIV/0! |  |  |  | 110.8 | #DIV/0! | #DIV/0! | #DIV/0! | #DIV/0! | #DIV/0! | #DIV/0! | #DIV/0! | #DIV/0! | #DIV/0! | #DIV/0! | #DIV/0! | #DIV/0! | #DIV/0! |  |  |  | 110.8 | #DIV/0! | #DIV/0! | #DIV/0! | #DIV/0! | #DIV/0! | #DIV/0! | #DIV/0! | #DIV/0! | #DIV/0! | #DIV/0! | #DIV/0! | #DIV/0! | #DIV/0! |  |  |  | 110.8 | #DIV/0! | #DIV/0! | #DIV/0! | #DIV/0! | #DIV/0! | #DIV/0! | #DIV/0! | #DIV/0! | #DIV/0! | #DIV/0! | #DIV/0! | #DIV/0! | #DIV/0!
[15 empty] | 110.9 | 85.2557 | -32.556 | 3798.6045 | 3801.0379 | 3798.6045 | 3801.0379 | 32.1592 | 24.1349 | 1 | 1 | 3798.6045 | 3801.0379 | 3798.6045 |  |  |  | 110.9 | #DIV/0! | #DIV/0! | #DIV/0! | #DIV/0! | #DIV/0! | #DIV/0! | #DIV/0! | #DIV/0! | #DIV/0! | #DIV/0! | #DIV/0! | #DIV/0! | #DIV/0! |  |  |  | 110.9 | #DIV/0! | #DIV/0! | #DIV/0! | #DIV/0! | #DIV/0! | #DIV/0! | #DIV/0! | #DIV/0! | #DIV/0! | #DIV/0! | #DIV/0! | #DIV/0! | #DIV/0! |  |  |  | 110.9 | #DIV/0! | #DIV/0! | #DIV/0! | #DIV/0! | #DIV/0! | #DIV/0! | #DIV/0! | #DIV/0! | #DIV/0! | #DIV/0! | #DIV/0! | #DIV/0! | #DIV/0! |  |  |  | 110.9 | #DIV/0! | #DIV/0! | #DIV/0! | #DIV/0! | #DIV/0! | #DIV/0! | #DIV/0! | #DIV/0! | #DIV/0! | #DIV/0! | #DIV/0! | #DIV/0! | #DIV/0! |  |  |  | 110.9 | #DIV/0! | #DIV/0! | #DIV/0! | #DIV/0! | #DIV/0! | #DIV/0! | #DIV/0! | #DIV/0! | #DIV/0! | #DIV/0! | #DIV/0! | #DIV/0! | #DIV/0! |  |  |  | 110.9 | #DIV/0! | #DIV/0! | #DIV/0! | #DIV/0! | #DIV/0! | #DIV/0! | #DIV/0! | #DIV/0! | #DIV/0! | #DIV/0! | #DIV/0! | #DIV/0! | #DIV/0! |  |  |  | 110.9 | #DIV/0! | #DIV/0! | #DIV/0! | #DIV/0! | #DIV/0! | #DIV/0! | #DIV/0! | #DIV/0! | #DIV/0! | #DIV/0! | #DIV/0! | #DIV/0! | #DIV/0!
[15 empty] | 111 | 85.1988 | -32.7048 | 3799.9499 | 3799.9015 | 3799.9499 | 3799.9015 | 32.1491 | 24.1115 | 1 | 1 | 3799.9499 | 3799.9015 | 3799.9499 |  |  |  | 111 | #DIV/0! | #DIV/0! | #DIV/0! | #DIV/0! | #DIV/0! | #DIV/0! | #DIV/0! | #DIV/0! | #DIV/0! | #DIV/0! | #DIV/0! | #DIV/0! | #DIV/0! |  |  |  | 111 | #DIV/0! | #DIV/0! | #DIV/0! | #DIV/0! | #DIV/0! | #DIV/0! | #DIV/0! | #DIV/0! | #DIV/0! | #DIV/0! | #DIV/0! | #DIV/0! | #DIV/0! |  |  |  | 111 | #DIV/0! | #DIV/0! | #DIV/0! | #DIV/0! | #DIV/0! | #DIV/0! | #DIV/0! | #DIV/0! | #DIV/0! | #DIV/0! | #DIV/0! | #DIV/0! | #DIV/0! |  |  |  | 111 | #DIV/0! | #DIV/0! | #DIV/0! | #DIV/0! | #DIV/0! | #DIV/0! | #DIV/0! | #DIV/0! | #DIV/0! | #DIV/0! | #DIV/0! | #DIV/0! | #DIV/0! |  |  |  | 111 | #DIV/0! | #DIV/0! | #DIV/0! | #DIV/0! | #DIV/0! | #DIV/0! | #DIV/0! | #DIV/0! | #DIV/0! | #DIV/0! | #DIV/0! | #DIV/0! | #DIV/0! |  |  |  | 111 | #DIV/0! | #DIV/0! | #DIV/0! | #DIV/0! | #DIV/0! | #DIV/0! | #DIV/0! | #DIV/0! | #DIV/0! | #DIV/0! | #DIV/0! | #DIV/0! | #DIV/0! |  |  |  | 111 | #DIV/0! | #DIV/0! | #DIV/0! | #DIV/0! | #DIV/0! | #DIV/0! | #DIV/0! | #DIV/0! | #DIV/0! | #DIV/0! | #DIV/0! | #DIV/0! | #DIV/0!
[15 empty] | 111.1 | 85.1416 | -32.8534 | 3801.2949 | 3798.7663 | 3801.2949 | 3798.7663 | 32.1389 | 24.0882 | 1 | 1 | 3801.2949 | 3798.7663 | 3801.2949 |  |  |  | 111.1 | #DIV/0! | #DIV/0! | #DIV/0! | #DIV/0! | #DIV/0! | #DIV/0! | #DIV/0! | #DIV/0! | #DIV/0! | #DIV/0! | #DIV/0! | #DIV/0! | #DIV/0! |  |  |  | 111.1 | #DIV/0! | #DIV/0! | #DIV/0! | #DIV/0! | #DIV/0! | #DIV/0! | #DIV/0! | #DIV/0! | #DIV/0! | #DIV/0! | #DIV/0! | #DIV/0! | #DIV/0! |  |  |  | 111.1 | #DIV/0! | #DIV/0! | #DIV/0! | #DIV/0! | #DIV/0! | #DIV/0! | #DIV/0! | #DIV/0! | #DIV/0! | #DIV/0! | #DIV/0! | #DIV/0! | #DIV/0! |  |  |  | 111.1 | #DIV/0! | #DIV/0! | #DIV/0! | #DIV/0! | #DIV/0! | #DIV/0! | #DIV/0! | #DIV/0! | #DIV/0! | #DIV/0! | #DIV/0! | #DIV/0! | #DIV/0! |  |  |  | 111.1 | #DIV/0! | #DIV/0! | #DIV/0! | #DIV/0! | #DIV/0! | #DIV/0! | #DIV/0! | #DIV/0! | #DIV/0! | #DIV/0! | #DIV/0! | #DIV/0! | #DIV/0! |  |  |  | 111.1 | #DIV/0! | #DIV/0! | #DIV/0! | #DIV/0! | #DIV/0! | #DIV/0! | #DIV/0! | #DIV/0! | #DIV/0! | #DIV/0! | #DIV/0! | #DIV/0! | #DIV/0! |  |  |  | 111.1 | #DIV/0! | #DIV/0! | #DIV/0! | #DIV/0! | #DIV/0! | #DIV/0! | #DIV/0! | #DIV/0! | #DIV/0! | #DIV/0! | #DIV/0! | #DIV/0! | #DIV/0!
[15 empty] | 111.2 | 85.0841 | -33.002 | 3802.6395 | 3797.6323 | 3802.6395 | 3797.6323 | 32.1286 | 24.0647 | 1 | 1 | 3802.6395 | 3797.6323 | 3802.6395 |  |  |  | 111.2 | #DIV/0! | #DIV/0! | #DIV/0! | #DIV/0! | #DIV/0! | #DIV/0! | #DIV/0! | #DIV/0! | #DIV/0! | #DIV/0! | #DIV/0! | #DIV/0! | #DIV/0! |  |  |  | 111.2 | #DIV/0! | #DIV/0! | #DIV/0! | #DIV/0! | #DIV/0! | #DIV/0! | #DIV/0! | #DIV/0! | #DIV/0! | #DIV/0! | #DIV/0! | #DIV/0! | #DIV/0! |  |  |  | 111.2 | #DIV/0! | #DIV/0! | #DIV/0! | #DIV/0! | #DIV/0! | #DIV/0! | #DIV/0! | #DIV/0! | #DIV/0! | #DIV/0! | #DIV/0! | #DIV/0! | #DIV/0! |  |  |  | 111.2 | #DIV/0! | #DIV/0! | #DIV/0! | #DIV/0! | #DIV/0! | #DIV/0! | #DIV/0! | #DIV/0! | #DIV/0! | #DIV/0! | #DIV/0! | #DIV/0! | #DIV/0! |  |  |  | 111.2 | #DIV/0! | #DIV/0! | #DIV/0! | #DIV/0! | #DIV/0! | #DIV/0! | #DIV/0! | #DIV/0! | #DIV/0! | #DIV/0! | #DIV/0! | #DIV/0! | #DIV/0! |  |  |  | 111.2 | #DIV/0! | #DIV/0! | #DIV/0! | #DIV/0! | #DIV/0! | #DIV/0! | #DIV/0! | #DIV/0! | #DIV/0! | #DIV/0! | #DIV/0! | #DIV/0! | #DIV/0! |  |  |  | 111.2 | #DIV/0! | #DIV/0! | #DIV/0! | #DIV/0! | #DIV/0! | #DIV/0! | #DIV/0! | #DIV/0! | #DIV/0! | #DIV/0! | #DIV/0! | #DIV/0! | #DIV/0!
[15 empty] | 111.3 | 85.0264 | -33.1504 | 3803.9837 | 3796.4995 | 3803.9837 | 3796.4995 | 32.1181 | 24.0412 | 1 | 1 | 3803.9837 | 3796.4995 | 3803.9837 |  |  |  | 111.3 | #DIV/0! | #DIV/0! | #DIV/0! | #DIV/0! | #DIV/0! | #DIV/0! | #DIV/0! | #DIV/0! | #DIV/0! | #DIV/0! | #DIV/0! | #DIV/0! | #DIV/0! |  |  |  | 111.3 | #DIV/0! | #DIV/0! | #DIV/0! | #DIV/0! | #DIV/0! | #DIV/0! | #DIV/0! | #DIV/0! | #DIV/0! | #DIV/0! | #DIV/0! | #DIV/0! | #DIV/0! |  |  |  | 111.3 | #DIV/0! | #DIV/0! | #DIV/0! | #DIV/0! | #DIV/0! | #DIV/0! | #DIV/0! | #DIV/0! | #DIV/0! | #DIV/0! | #DIV/0! | #DIV/0! | #DIV/0! |  |  |  | 111.3 | #DIV/0! | #DIV/0! | #DIV/0! | #DIV/0! | #DIV/0! | #DIV/0! | #DIV/0! | #DIV/0! | #DIV/0! | #DIV/0! | #DIV/0! | #DIV/0! | #DIV/0! |  |  |  | 111.3 | #DIV/0! | #DIV/0! | #DIV/0! | #DIV/0! | #DIV/0! | #DIV/0! | #DIV/0! | #DIV/0! | #DIV/0! | #DIV/0! | #DIV/0! | #DIV/0! | #DIV/0! |  |  |  | 111.3 | #DIV/0! | #DIV/0! | #DIV/0! | #DIV/0! | #DIV/0! | #DIV/0! | #DIV/0! | #DIV/0! | #DIV/0! | #DIV/0! | #DIV/0! | #DIV/0! | #DIV/0! |  |  |  | 111.3 | #DIV/0! | #DIV/0! | #DIV/0! | #DIV/0! | #DIV/0! | #DIV/0! | #DIV/0! | #DIV/0! | #DIV/0! | #DIV/0! | #DIV/0! | #DIV/0! | #DIV/0!
[15 empty] | 111.4 | 84.9684 | -33.2987 | 3805.3275 | 3795.3679 | 3805.3275 | 3795.3679 | 32.1076 | 24.0176 | 1 | 1 | 3805.3275 | 3795.3679 | 3805.3275 |  |  |  | 111.4 | #DIV/0! | #DIV/0! | #DIV/0! | #DIV/0! | #DIV/0! | #DIV/0! | #DIV/0! | #DIV/0! | #DIV/0! | #DIV/0! | #DIV/0! | #DIV/0! | #DIV/0! |  |  |  | 111.4 | #DIV/0! | #DIV/0! | #DIV/0! | #DIV/0! | #DIV/0! | #DIV/0! | #DIV/0! | #DIV/0! | #DIV/0! | #DIV/0! | #DIV/0! | #DIV/0! | #DIV/0! |  |  |  | 111.4 | #DIV/0! | #DIV/0! | #DIV/0! | #DIV/0! | #DIV/0! | #DIV/0! | #DIV/0! | #DIV/0! | #DIV/0! | #DIV/0! | #DIV/0! | #DIV/0! | #DIV/0! |  |  |  | 111.4 | #DIV/0! | #DIV/0! | #DIV/0! | #DIV/0! | #DIV/0! | #DIV/0! | #DIV/0! | #DIV/0! | #DIV/0! | #DIV/0! | #DIV/0! | #DIV/0! | #DIV/0! |  |  |  | 111.4 | #DIV/0! | #DIV/0! | #DIV/0! | #DIV/0! | #DIV/0! | #DIV/0! | #DIV/0! | #DIV/0! | #DIV/0! | #DIV/0! | #DIV/0! | #DIV/0! | #DIV/0! |  |  |  | 111.4 | #DIV/0! | #DIV/0! | #DIV/0! | #DIV/0! | #DIV/0! | #DIV/0! | #DIV/0! | #DIV/0! | #DIV/0! | #DIV/0! | #DIV/0! | #DIV/0! | #DIV/0! |  |  |  | 111.4 | #DIV/0! | #DIV/0! | #DIV/0! | #DIV/0! | #DIV/0! | #DIV/0! | #DIV/0! | #DIV/0! | #DIV/0! | #DIV/0! | #DIV/0! | #DIV/0! | #DIV/0!
[15 empty] | 111.5 | 84.9101 | -33.447 | 3806.6709 | 3794.2376 | 3806.6709 | 3794.2376 | 32.0969 | 23.994 | 1 | 1 | 3806.6709 | 3794.2376 |  |  |  |  | 111.5 | #DIV/0! | #DIV/0! | #DIV/0! | #DIV/0! | #DIV/0! | #DIV/0! | #DIV/0! | #DIV/0! | #DIV/0! | #DIV/0! | #DIV/0! | #DIV/0! | #DIV/0! |  |  |  | 111.5 | #DIV/0! | #DIV/0! | #DIV/0! | #DIV/0! | #DIV/0! | #DIV/0! | #DIV/0! | #DIV/0! | #DIV/0! | #DIV/0! | #DIV/0! | #DIV/0! | #DIV/0! |  |  |  | 111.5 | #DIV/0! | #DIV/0! | #DIV/0! | #DIV/0! | #DIV/0! | #DIV/0! | #DIV/0! | #DIV/0! | #DIV/0! | #DIV/0! | #DIV/0! | #DIV/0! | #DIV/0! |  |  |  | 111.5 | #DIV/0! | #DIV/0! | #DIV/0! | #DIV/0! | #DIV/0! | #DIV/0! | #DIV/0! | #DIV/0! | #DIV/0! | #DIV/0! | #DIV/0! | #DIV/0! | #DIV/0! |  |  |  | 111.5 | #DIV/0! | #DIV/0! | #DIV/0! | #DIV/0! | #DIV/0! | #DIV/0! | #DIV/0! | #DIV/0! | #DIV/0! | #DIV/0! | #DIV/0! | #DIV/0! | #DIV/0! |  |  |  | 111.5 | #DIV/0! | #DIV/0! | #DIV/0! | #DIV/0! | #DIV/0! | #DIV/0! | #DIV/0! | #DIV/0! | #DIV/0! | #DIV/0! | #DIV/0! | #DIV/0! | #DIV/0! |  |  |  | 111.5 | #DIV/0! | #DIV/0! | #DIV/0! | #DIV/0! | #DIV/0! | #DIV/0! | #DIV/0! | #DIV/0! | #DIV/0! | #DIV/0! | #DIV/0! | #DIV/0! | #DIV/0!
[15 empty] | 111.6 | 84.8516 | -33.5951 | 3808.0138 | 3793.1084 | 3808.0138 | 3793.1084 | 32.0861 | 23.9704 | 1 | 1 | 3808.0138 | 3793.1084 |  |  |  |  | 111.6 | #DIV/0! | #DIV/0! | #DIV/0! | #DIV/0! | #DIV/0! | #DIV/0! | #DIV/0! | #DIV/0! | #DIV/0! | #DIV/0! | #DIV/0! | #DIV/0! | #DIV/0! |  |  |  | 111.6 | #DIV/0! | #DIV/0! | #DIV/0! | #DIV/0! | #DIV/0! | #DIV/0! | #DIV/0! | #DIV/0! | #DIV/0! | #DIV/0! | #DIV/0! | #DIV/0! | #DIV/0! |  |  |  | 111.6 | #DIV/0! | #DIV/0! | #DIV/0! | #DIV/0! | #DIV/0! | #DIV/0! | #DIV/0! | #DIV/0! | #DIV/0! | #DIV/0! | #DIV/0! | #DIV/0! | #DIV/0! |  |  |  | 111.6 | #DIV/0! | #DIV/0! | #DIV/0! | #DIV/0! | #DIV/0! | #DIV/0! | #DIV/0! | #DIV/0! | #DIV/0! | #DIV/0! | #DIV/0! | #DIV/0! | #DIV/0! |  |  |  | 111.6 | #DIV/0! | #DIV/0! | #DIV/0! | #DIV/0! | #DIV/0! | #DIV/0! | #DIV/0! | #DIV/0! | #DIV/0! | #DIV/0! | #DIV/0! | #DIV/0! | #DIV/0! |  |  |  | 111.6 | #DIV/0! | #DIV/0! | #DIV/0! | #DIV/0! | #DIV/0! | #DIV/0! | #DIV/0! | #DIV/0! | #DIV/0! | #DIV/0! | #DIV/0! | #DIV/0! | #DIV/0! |  |  |  | 111.6 | #DIV/0! | #DIV/0! | #DIV/0! | #DIV/0! | #DIV/0! | #DIV/0! | #DIV/0! | #DIV/0! | #DIV/0! | #DIV/0! | #DIV/0! | #DIV/0! | #DIV/0!
[15 empty] | 111.7 | 84.7929 | -33.7432 | 3809.3564 | 3791.9805 | 3809.3564 | 3791.9805 | 32.0752 | 23.9466 | 1 | 1 | 3809.3564 | 3791.9805 |  |  |  |  | 111.7 | #DIV/0! | #DIV/0! | #DIV/0! | #DIV/0! | #DIV/0! | #DIV/0! | #DIV/0! | #DIV/0! | #DIV/0! | #DIV/0! | #DIV/0! | #DIV/0! | #DIV/0! |  |  |  | 111.7 | #DIV/0! | #DIV/0! | #DIV/0! | #DIV/0! | #DIV/0! | #DIV/0! | #DIV/0! | #DIV/0! | #DIV/0! | #DIV/0! | #DIV/0! | #DIV/0! | #DIV/0! |  |  |  | 111.7 | #DIV/0! | #DIV/0! | #DIV/0! | #DIV/0! | #DIV/0! | #DIV/0! | #DIV/0! | #DIV/0! | #DIV/0! | #DIV/0! | #DIV/0! | #DIV/0! | #DIV/0! |  |  |  | 111.7 | #DIV/0! | #DIV/0! | #DIV/0! | #DIV/0! | #DIV/0! | #DIV/0! | #DIV/0! | #DIV/0! | #DIV/0! | #DIV/0! | #DIV/0! | #DIV/0! | #DIV/0! |  |  |  | 111.7 | #DIV/0! | #DIV/0! | #DIV/0! | #DIV/0! | #DIV/0! | #DIV/0! | #DIV/0! | #DIV/0! | #DIV/0! | #DIV/0! | #DIV/0! | #DIV/0! | #DIV/0! |  |  |  | 111.7 | #DIV/0! | #DIV/0! | #DIV/0! | #DIV/0! | #DIV/0! | #DIV/0! | #DIV/0! | #DIV/0! | #DIV/0! | #DIV/0! | #DIV/0! | #DIV/0! | #DIV/0! |  |  |  | 111.7 | #DIV/0! | #DIV/0! | #DIV/0! | #DIV/0! | #DIV/0! | #DIV/0! | #DIV/0! | #DIV/0! | #DIV/0! | #DIV/0! | #DIV/0! | #DIV/0! | #DIV/0!
[15 empty] | 111.8 | 84.7339 | -33.8911 | 3810.6985 | 3790.8537 | 3810.6985 | 3790.8537 | 32.0641 | 23.9229 | 1 | 1 | 3810.6985 | 3790.8537 |  |  |  |  | 111.8 | #DIV/0! | #DIV/0! | #DIV/0! | #DIV/0! | #DIV/0! | #DIV/0! | #DIV/0! | #DIV/0! | #DIV/0! | #DIV/0! | #DIV/0! | #DIV/0! | #DIV/0! |  |  |  | 111.8 | #DIV/0! | #DIV/0! | #DIV/0! | #DIV/0! | #DIV/0! | #DIV/0! | #DIV/0! | #DIV/0! | #DIV/0! | #DIV/0! | #DIV/0! | #DIV/0! | #DIV/0! |  |  |  | 111.8 | #DIV/0! | #DIV/0! | #DIV/0! | #DIV/0! | #DIV/0! | #DIV/0! | #DIV/0! | #DIV/0! | #DIV/0! | #DIV/0! | #DIV/0! | #DIV/0! | #DIV/0! |  |  |  | 111.8 | #DIV/0! | #DIV/0! | #DIV/0! | #DIV/0! | #DIV/0! | #DIV/0! | #DIV/0! | #DIV/0! | #DIV/0! | #DIV/0! | #DIV/0! | #DIV/0! | #DIV/0! |  |  |  | 111.8 | #DIV/0! | #DIV/0! | #DIV/0! | #DIV/0! | #DIV/0! | #DIV/0! | #DIV/0! | #DIV/0! | #DIV/0! | #DIV/0! | #DIV/0! | #DIV/0! | #DIV/0! |  |  |  | 111.8 | #DIV/0! | #DIV/0! | #DIV/0! | #DIV/0! | #DIV/0! | #DIV/0! | #DIV/0! | #DIV/0! | #DIV/0! | #DIV/0! | #DIV/0! | #DIV/0! | #DIV/0! |  |  |  | 111.8 | #DIV/0! | #DIV/0! | #DIV/0! | #DIV/0! | #DIV/0! | #DIV/0! | #DIV/0! | #DIV/0! | #DIV/0! | #DIV/0! | #DIV/0! | #DIV/0! | #DIV/0!
[15 empty] | 111.9 | 84.6746 | -34.039 | 3812.0401 | 3789.7282 | 3812.0401 | 3789.7282 | 32.053 | 23.899 | 1 | 1 | 3812.0401 | 3789.7282 |  |  |  |  | 111.9 | #DIV/0! | #DIV/0! | #DIV/0! | #DIV/0! | #DIV/0! | #DIV/0! | #DIV/0! | #DIV/0! | #DIV/0! | #DIV/0! | #DIV/0! | #DIV/0! | #DIV/0! |  |  |  | 111.9 | #DIV/0! | #DIV/0! | #DIV/0! | #DIV/0! | #DIV/0! | #DIV/0! | #DIV/0! | #DIV/0! | #DIV/0! | #DIV/0! | #DIV/0! | #DIV/0! | #DIV/0! |  |  |  | 111.9 | #DIV/0! | #DIV/0! | #DIV/0! | #DIV/0! | #DIV/0! | #DIV/0! | #DIV/0! | #DIV/0! | #DIV/0! | #DIV/0! | #DIV/0! | #DIV/0! | #DIV/0! |  |  |  | 111.9 | #DIV/0! | #DIV/0! | #DIV/0! | #DIV/0! | #DIV/0! | #DIV/0! | #DIV/0! | #DIV/0! | #DIV/0! | #DIV/0! | #DIV/0! | #DIV/0! | #DIV/0! |  |  |  | 111.9 | #DIV/0! | #DIV/0! | #DIV/0! | #DIV/0! | #DIV/0! | #DIV/0! | #DIV/0! | #DIV/0! | #DIV/0! | #DIV/0! | #DIV/0! | #DIV/0! | #DIV/0! |  |  |  | 111.9 | #DIV/0! | #DIV/0! | #DIV/0! | #DIV/0! | #DIV/0! | #DIV/0! | #DIV/0! | #DIV/0! | #DIV/0! | #DIV/0! | #DIV/0! | #DIV/0! | #DIV/0! |  |  |  | 111.9 | #DIV/0! | #DIV/0! | #DIV/0! | #DIV/0! | #DIV/0! | #DIV/0! | #DIV/0! | #DIV/0! | #DIV/0! | #DIV/0! | #DIV/0! | #DIV/0! | #DIV/0!
[15 empty] | 112 | 84.615 | -34.1867 | 3813.3814 | 3788.604 | 3813.3814 | 3788.604 | 32.0417 | 23.8751 | 1 | 1 | 3813.3814 | 3788.604 |  |  |  |  | 112 | #DIV/0! | #DIV/0! | #DIV/0! | #DIV/0! | #DIV/0! | #DIV/0! | #DIV/0! | #DIV/0! | #DIV/0! | #DIV/0! | #DIV/0! | #DIV/0! | #DIV/0! |  |  |  | 112 | #DIV/0! | #DIV/0! | #DIV/0! | #DIV/0! | #DIV/0! | #DIV/0! | #DIV/0! | #DIV/0! | #DIV/0! | #DIV/0! | #DIV/0! | #DIV/0! | #DIV/0! |  |  |  | 112 | #DIV/0! | #DIV/0! | #DIV/0! | #DIV/0! | #DIV/0! | #DIV/0! | #DIV/0! | #DIV/0! | #DIV/0! | #DIV/0! | #DIV/0! | #DIV/0! | #DIV/0! |  |  |  | 112 | #DIV/0! | #DIV/0! | #DIV/0! | #DIV/0! | #DIV/0! | #DIV/0! | #DIV/0! | #DIV/0! | #DIV/0! | #DIV/0! | #DIV/0! | #DIV/0! | #DIV/0! |  |  |  | 112 | #DIV/0! | #DIV/0! | #DIV/0! | #DIV/0! | #DIV/0! | #DIV/0! | #DIV/0! | #DIV/0! | #DIV/0! | #DIV/0! | #DIV/0! | #DIV/0! | #DIV/0! |  |  |  | 112 | #DIV/0! | #DIV/0! | #DIV/0! | #DIV/0! | #DIV/0! | #DIV/0! | #DIV/0! | #DIV/0! | #DIV/0! | #DIV/0! | #DIV/0! | #DIV/0! | #DIV/0! |  |  |  | 112 | #DIV/0! | #DIV/0! | #DIV/0! | #DIV/0! | #DIV/0! | #DIV/0! | #DIV/0! | #DIV/0! | #DIV/0! | #DIV/0! | #DIV/0! | #DIV/0! | #DIV/0!
[15 empty] | 112.1 | 84.5552 | -34.3343 | 3814.7221 | 3787.4809 | 3814.7221 | 3787.4809 | 32.0303 | 23.8512 | 1 | 1 | 3814.7221 | 3787.4809 |  |  |  |  | 112.1 | #DIV/0! | #DIV/0! | #DIV/0! | #DIV/0! | #DIV/0! | #DIV/0! | #DIV/0! | #DIV/0! | #DIV/0! | #DIV/0! | #DIV/0! | #DIV/0! | #DIV/0! |  |  |  | 112.1 | #DIV/0! | #DIV/0! | #DIV/0! | #DIV/0! | #DIV/0! | #DIV/0! | #DIV/0! | #DIV/0! | #DIV/0! | #DIV/0! | #DIV/0! | #DIV/0! | #DIV/0! |  |  |  | 112.1 | #DIV/0! | #DIV/0! | #DIV/0! | #DIV/0! | #DIV/0! | #DIV/0! | #DIV/0! | #DIV/0! | #DIV/0! | #DIV/0! | #DIV/0! | #DIV/0! | #DIV/0! |  |  |  | 112.1 | #DIV/0! | #DIV/0! | #DIV/0! | #DIV/0! | #DIV/0! | #DIV/0! | #DIV/0! | #DIV/0! | #DIV/0! | #DIV/0! | #DIV/0! | #DIV/0! | #DIV/0! |  |  |  | 112.1 | #DIV/0! | #DIV/0! | #DIV/0! | #DIV/0! | #DIV/0! | #DIV/0! | #DIV/0! | #DIV/0! | #DIV/0! | #DIV/0! | #DIV/0! | #DIV/0! | #DIV/0! |  |  |  | 112.1 | #DIV/0! | #DIV/0! | #DIV/0! | #DIV/0! | #DIV/0! | #DIV/0! | #DIV/0! | #DIV/0! | #DIV/0! | #DIV/0! | #DIV/0! | #DIV/0! | #DIV/0! |  |  |  | 112.1 | #DIV/0! | #DIV/0! | #DIV/0! | #DIV/0! | #DIV/0! | #DIV/0! | #DIV/0! | #DIV/0! | #DIV/0! | #DIV/0! | #DIV/0! | #DIV/0! | #DIV/0!
[15 empty] | 112.2 | 84.4952 | -34.4818 | 3816.0625 | 3786.3591 | 3816.0625 | 3786.3591 | 32.0188 | 23.8272 | 1 | 1 | 3816.0625 | 3786.3591 |  |  |  |  | 112.2 | #DIV/0! | #DIV/0! | #DIV/0! | #DIV/0! | #DIV/0! | #DIV/0! | #DIV/0! | #DIV/0! | #DIV/0! | #DIV/0! | #DIV/0! | #DIV/0! | #DIV/0! |  |  |  | 112.2 | #DIV/0! | #DIV/0! | #DIV/0! | #DIV/0! | #DIV/0! | #DIV/0! | #DIV/0! | #DIV/0! | #DIV/0! | #DIV/0! | #DIV/0! | #DIV/0! | #DIV/0! |  |  |  | 112.2 | #DIV/0! | #DIV/0! | #DIV/0! | #DIV/0! | #DIV/0! | #DIV/0! | #DIV/0! | #DIV/0! | #DIV/0! | #DIV/0! | #DIV/0! | #DIV/0! | #DIV/0! |  |  |  | 112.2 | #DIV/0! | #DIV/0! | #DIV/0! | #DIV/0! | #DIV/0! | #DIV/0! | #DIV/0! | #DIV/0! | #DIV/0! | #DIV/0! | #DIV/0! | #DIV/0! | #DIV/0! |  |  |  | 112.2 | #DIV/0! | #DIV/0! | #DIV/0! | #DIV/0! | #DIV/0! | #DIV/0! | #DIV/0! | #DIV/0! | #DIV/0! | #DIV/0! | #DIV/0! | #DIV/0! | #DIV/0! |  |  |  | 112.2 | #DIV/0! | #DIV/0! | #DIV/0! | #DIV/0! | #DIV/0! | #DIV/0! | #DIV/0! | #DIV/0! | #DIV/0! | #DIV/0! | #DIV/0! | #DIV/0! | #DIV/0! |  |  |  | 112.2 | #DIV/0! | #DIV/0! | #DIV/0! | #DIV/0! | #DIV/0! | #DIV/0! | #DIV/0! | #DIV/0! | #DIV/0! | #DIV/0! | #DIV/0! | #DIV/0! | #DIV/0!
[15 empty] | 112.3 | 84.4349 | -34.6293 | 3817.4023 | 3785.2385 | 3817.4023 | 3785.2385 | 32.0072 | 23.8031 | 1 | 1 | 3817.4023 | 3785.2385 |  |  |  |  | 112.3 | #DIV/0! | #DIV/0! | #DIV/0! | #DIV/0! | #DIV/0! | #DIV/0! | #DIV/0! | #DIV/0! | #DIV/0! | #DIV/0! | #DIV/0! | #DIV/0! | #DIV/0! |  |  |  | 112.3 | #DIV/0! | #DIV/0! | #DIV/0! | #DIV/0! | #DIV/0! | #DIV/0! | #DIV/0! | #DIV/0! | #DIV/0! | #DIV/0! | #DIV/0! | #DIV/0! | #DIV/0! |  |  |  | 112.3 | #DIV/0! | #DIV/0! | #DIV/0! | #DIV/0! | #DIV/0! | #DIV/0! | #DIV/0! | #DIV/0! | #DIV/0! | #DIV/0! | #DIV/0! | #DIV/0! | #DIV/0! |  |  |  | 112.3 | #DIV/0! | #DIV/0! | #DIV/0! | #DIV/0! | #DIV/0! | #DIV/0! | #DIV/0! | #DIV/0! | #DIV/0! | #DIV/0! | #DIV/0! | #DIV/0! | #DIV/0! |  |  |  | 112.3 | #DIV/0! | #DIV/0! | #DIV/0! | #DIV/0! | #DIV/0! | #DIV/0! | #DIV/0! | #DIV/0! | #DIV/0! | #DIV/0! | #DIV/0! | #DIV/0! | #DIV/0! |  |  |  | 112.3 | #DIV/0! | #DIV/0! | #DIV/0! | #DIV/0! | #DIV/0! | #DIV/0! | #DIV/0! | #DIV/0! | #DIV/0! | #DIV/0! | #DIV/0! | #DIV/0! | #DIV/0! |  |  |  | 112.3 | #DIV/0! | #DIV/0! | #DIV/0! | #DIV/0! | #DIV/0! | #DIV/0! | #DIV/0! | #DIV/0! | #DIV/0! | #DIV/0! | #DIV/0! | #DIV/0! | #DIV/0!
[15 empty] | 112.4 | 84.3743 | -34.7766 | 3818.7417 | 3784.1191 | 3818.7417 | 3784.1191 | 31.9955 | 23.779 | 1 | 1 | 3818.7417 | 3784.1191 |  |  |  |  | 112.4 | #DIV/0! | #DIV/0! | #DIV/0! | #DIV/0! | #DIV/0! | #DIV/0! | #DIV/0! | #DIV/0! | #DIV/0! | #DIV/0! | #DIV/0! | #DIV/0! | #DIV/0! |  |  |  | 112.4 | #DIV/0! | #DIV/0! | #DIV/0! | #DIV/0! | #DIV/0! | #DIV/0! | #DIV/0! | #DIV/0! | #DIV/0! | #DIV/0! | #DIV/0! | #DIV/0! | #DIV/0! |  |  |  | 112.4 | #DIV/0! | #DIV/0! | #DIV/0! | #DIV/0! | #DIV/0! | #DIV/0! | #DIV/0! | #DIV/0! | #DIV/0! | #DIV/0! | #DIV/0! | #DIV/0! | #DIV/0! |  |  |  | 112.4 | #DIV/0! | #DIV/0! | #DIV/0! | #DIV/0! | #DIV/0! | #DIV/0! | #DIV/0! | #DIV/0! | #DIV/0! | #DIV/0! | #DIV/0! | #DIV/0! | #DIV/0! |  |  |  | 112.4 | #DIV/0! | #DIV/0! | #DIV/0! | #DIV/0! | #DIV/0! | #DIV/0! | #DIV/0! | #DIV/0! | #DIV/0! | #DIV/0! | #DIV/0! | #DIV/0! | #DIV/0! |  |  |  | 112.4 | #DIV/0! | #DIV/0! | #DIV/0! | #DIV/0! | #DIV/0! | #DIV/0! | #DIV/0! | #DIV/0! | #DIV/0! | #DIV/0! | #DIV/0! | #DIV/0! | #DIV/0! |  |  |  | 112.4 | #DIV/0! | #DIV/0! | #DIV/0! | #DIV/0! | #DIV/0! | #DIV/0! | #DIV/0! | #DIV/0! | #DIV/0! | #DIV/0! | #DIV/0! | #DIV/0! | #DIV/0!
[15 empty] | 112.5 | 84.3135 | -34.9238 | 3820.0806 | 3783.001 | 3820.0806 | 3783.001 | 31.9836 | 23.7549 | 1 | 1 | 3820.0806 | 3783.001 |  |  |  |  | 112.5 | #DIV/0! | #DIV/0! | #DIV/0! | #DIV/0! | #DIV/0! | #DIV/0! | #DIV/0! | #DIV/0! | #DIV/0! | #DIV/0! | #DIV/0! | #DIV/0! | #DIV/0! |  |  |  | 112.5 | #DIV/0! | #DIV/0! | #DIV/0! | #DIV/0! | #DIV/0! | #DIV/0! | #DIV/0! | #DIV/0! | #DIV/0! | #DIV/0! | #DIV/0! | #DIV/0! | #DIV/0! |  |  |  | 112.5 | #DIV/0! | #DIV/0! | #DIV/0! | #DIV/0! | #DIV/0! | #DIV/0! | #DIV/0! | #DIV/0! | #DIV/0! | #DIV/0! | #DIV/0! | #DIV/0! | #DIV/0! |  |  |  | 112.5 | #DIV/0! | #DIV/0! | #DIV/0! | #DIV/0! | #DIV/0! | #DIV/0! | #DIV/0! | #DIV/0! | #DIV/0! | #DIV/0! | #DIV/0! | #DIV/0! | #DIV/0! |  |  |  | 112.5 | #DIV/0! | #DIV/0! | #DIV/0! | #DIV/0! | #DIV/0! | #DIV/0! | #DIV/0! | #DIV/0! | #DIV/0! | #DIV/0! | #DIV/0! | #DIV/0! | #DIV/0! |  |  |  | 112.5 | #DIV/0! | #DIV/0! | #DIV/0! | #DIV/0! | #DIV/0! | #DIV/0! | #DIV/0! | #DIV/0! | #DIV/0! | #DIV/0! | #DIV/0! | #DIV/0! | #DIV/0! |  |  |  | 112.5 | #DIV/0! | #DIV/0! | #DIV/0! | #DIV/0! | #DIV/0! | #DIV/0! | #DIV/0! | #DIV/0! | #DIV/0! | #DIV/0! | #DIV/0! | #DIV/0! | #DIV/0!
[15 empty] | 112.6 | 84.2524 | -35.0709 | 3821.4191 | 3781.8841 | 3821.4191 | 3781.8841 | 31.9716 | 23.7307 | 1 | 1 | 3821.4191 | 3781.8841 |  |  |  |  | 112.6 | #DIV/0! | #DIV/0! | #DIV/0! | #DIV/0! | #DIV/0! | #DIV/0! | #DIV/0! | #DIV/0! | #DIV/0! | #DIV/0! | #DIV/0! | #DIV/0! | #DIV/0! |  |  |  | 112.6 | #DIV/0! | #DIV/0! | #DIV/0! | #DIV/0! | #DIV/0! | #DIV/0! | #DIV/0! | #DIV/0! | #DIV/0! | #DIV/0! | #DIV/0! | #DIV/0! | #DIV/0! |  |  |  | 112.6 | #DIV/0! | #DIV/0! | #DIV/0! | #DIV/0! | #DIV/0! | #DIV/0! | #DIV/0! | #DIV/0! | #DIV/0! | #DIV/0! | #DIV/0! | #DIV/0! | #DIV/0! |  |  |  | 112.6 | #DIV/0! | #DIV/0! | #DIV/0! | #DIV/0! | #DIV/0! | #DIV/0! | #DIV/0! | #DIV/0! | #DIV/0! | #DIV/0! | #DIV/0! | #DIV/0! | #DIV/0! |  |  |  | 112.6 | #DIV/0! | #DIV/0! | #DIV/0! | #DIV/0! | #DIV/0! | #DIV/0! | #DIV/0! | #DIV/0! | #DIV/0! | #DIV/0! | #DIV/0! | #DIV/0! | #DIV/0! |  |  |  | 112.6 | #DIV/0! | #DIV/0! | #DIV/0! | #DIV/0! | #DIV/0! | #DIV/0! | #DIV/0! | #DIV/0! | #DIV/0! | #DIV/0! | #DIV/0! | #DIV/0! | #DIV/0! |  |  |  | 112.6 | #DIV/0! | #DIV/0! | #DIV/0! | #DIV/0! | #DIV/0! | #DIV/0! | #DIV/0! | #DIV/0! | #DIV/0! | #DIV/0! | #DIV/0! | #DIV/0! | #DIV/0!
[15 empty] | 112.7 | 84.1911 | -35.2179 | 3822.7571 | 3780.7684 | 3822.7571 | 3780.7684 | 31.9595 | 23.7064 | 1 | 1 | 3822.7571 | 3780.7684 |  |  |  |  | 112.7 | #DIV/0! | #DIV/0! | #DIV/0! | #DIV/0! | #DIV/0! | #DIV/0! | #DIV/0! | #DIV/0! | #DIV/0! | #DIV/0! | #DIV/0! | #DIV/0! | #DIV/0! |  |  |  | 112.7 | #DIV/0! | #DIV/0! | #DIV/0! | #DIV/0! | #DIV/0! | #DIV/0! | #DIV/0! | #DIV/0! | #DIV/0! | #DIV/0! | #DIV/0! | #DIV/0! | #DIV/0! |  |  |  | 112.7 | #DIV/0! | #DIV/0! | #DIV/0! | #DIV/0! | #DIV/0! | #DIV/0! | #DIV/0! | #DIV/0! | #DIV/0! | #DIV/0! | #DIV/0! | #DIV/0! | #DIV/0! |  |  |  | 112.7 | #DIV/0! | #DIV/0! | #DIV/0! | #DIV/0! | #DIV/0! | #DIV/0! | #DIV/0! | #DIV/0! | #DIV/0! | #DIV/0! | #DIV/0! | #DIV/0! | #DIV/0! |  |  |  | 112.7 | #DIV/0! | #DIV/0! | #DIV/0! | #DIV/0! | #DIV/0! | #DIV/0! | #DIV/0! | #DIV/0! | #DIV/0! | #DIV/0! | #DIV/0! | #DIV/0! | #DIV/0! |  |  |  | 112.7 | #DIV/0! | #DIV/0! | #DIV/0! | #DIV/0! | #DIV/0! | #DIV/0! | #DIV/0! | #DIV/0! | #DIV/0! | #DIV/0! | #DIV/0! | #DIV/0! | #DIV/0! |  |  |  | 112.7 | #DIV/0! | #DIV/0! | #DIV/0! | #DIV/0! | #DIV/0! | #DIV/0! | #DIV/0! | #DIV/0! | #DIV/0! | #DIV/0! | #DIV/0! | #DIV/0! | #DIV/0!
[15 empty] | 112.8 | 84.1295 | -35.3648 | 3824.0946 | 3779.654 | 3824.0946 | 3779.654 | 31.9473 | 23.6821 | 1 | 1 | 3824.0946 | 3779.654 |  |  |  |  | 112.8 | #DIV/0! | #DIV/0! | #DIV/0! | #DIV/0! | #DIV/0! | #DIV/0! | #DIV/0! | #DIV/0! | #DIV/0! | #DIV/0! | #DIV/0! | #DIV/0! | #DIV/0! |  |  |  | 112.8 | #DIV/0! | #DIV/0! | #DIV/0! | #DIV/0! | #DIV/0! | #DIV/0! | #DIV/0! | #DIV/0! | #DIV/0! | #DIV/0! | #DIV/0! | #DIV/0! | #DIV/0! |  |  |  | 112.8 | #DIV/0! | #DIV/0! | #DIV/0! | #DIV/0! | #DIV/0! | #DIV/0! | #DIV/0! | #DIV/0! | #DIV/0! | #DIV/0! | #DIV/0! | #DIV/0! | #DIV/0! |  |  |  | 112.8 | #DIV/0! | #DIV/0! | #DIV/0! | #DIV/0! | #DIV/0! | #DIV/0! | #DIV/0! | #DIV/0! | #DIV/0! | #DIV/0! | #DIV/0! | #DIV/0! | #DIV/0! |  |  |  | 112.8 | #DIV/0! | #DIV/0! | #DIV/0! | #DIV/0! | #DIV/0! | #DIV/0! | #DIV/0! | #DIV/0! | #DIV/0! | #DIV/0! | #DIV/0! | #DIV/0! | #DIV/0! |  |  |  | 112.8 | #DIV/0! | #DIV/0! | #DIV/0! | #DIV/0! | #DIV/0! | #DIV/0! | #DIV/0! | #DIV/0! | #DIV/0! | #DIV/0! | #DIV/0! | #DIV/0! | #DIV/0! |  |  |  | 112.8 | #DIV/0! | #DIV/0! | #DIV/0! | #DIV/0! | #DIV/0! | #DIV/0! | #DIV/0! | #DIV/0! | #DIV/0! | #DIV/0! | #DIV/0! | #DIV/0! | #DIV/0!
[15 empty] | 112.9 | 84.0676 | -35.5116 | 3825.4316 | 3778.5409 | 3825.4316 | 3778.5409 | 31.935 | 23.6577 | 1 | 1 | 3825.4316 | 3778.5409 |  |  |  |  | 112.9 | #DIV/0! | #DIV/0! | #DIV/0! | #DIV/0! | #DIV/0! | #DIV/0! | #DIV/0! | #DIV/0! | #DIV/0! | #DIV/0! | #DIV/0! | #DIV/0! | #DIV/0! |  |  |  | 112.9 | #DIV/0! | #DIV/0! | #DIV/0! | #DIV/0! | #DIV/0! | #DIV/0! | #DIV/0! | #DIV/0! | #DIV/0! | #DIV/0! | #DIV/0! | #DIV/0! | #DIV/0! |  |  |  | 112.9 | #DIV/0! | #DIV/0! | #DIV/0! | #DIV/0! | #DIV/0! | #DIV/0! | #DIV/0! | #DIV/0! | #DIV/0! | #DIV/0! | #DIV/0! | #DIV/0! | #DIV/0! |  |  |  | 112.9 | #DIV/0! | #DIV/0! | #DIV/0! | #DIV/0! | #DIV/0! | #DIV/0! | #DIV/0! | #DIV/0! | #DIV/0! | #DIV/0! | #DIV/0! | #DIV/0! | #DIV/0! |  |  |  | 112.9 | #DIV/0! | #DIV/0! | #DIV/0! | #DIV/0! | #DIV/0! | #DIV/0! | #DIV/0! | #DIV/0! | #DIV/0! | #DIV/0! | #DIV/0! | #DIV/0! | #DIV/0! |  |  |  | 112.9 | #DIV/0! | #DIV/0! | #DIV/0! | #DIV/0! | #DIV/0! | #DIV/0! | #DIV/0! | #DIV/0! | #DIV/0! | #DIV/0! | #DIV/0! | #DIV/0! | #DIV/0! |  |  |  | 112.9 | #DIV/0! | #DIV/0! | #DIV/0! | #DIV/0! | #DIV/0! | #DIV/0! | #DIV/0! | #DIV/0! | #DIV/0! | #DIV/0! | #DIV/0! | #DIV/0! | #DIV/0!
[15 empty] | 113 | 84.0055 | -35.6582 | 3826.7681 | 3777.4289 | 3826.7681 | 3777.4289 | 31.9226 | 23.6332 | 1 | 1 | 3826.7681 | 3777.4289 |  |  |  |  | 113 | #DIV/0! | #DIV/0! | #DIV/0! | #DIV/0! | #DIV/0! | #DIV/0! | #DIV/0! | #DIV/0! | #DIV/0! | #DIV/0! | #DIV/0! | #DIV/0! | #DIV/0! |  |  |  | 113 | #DIV/0! | #DIV/0! | #DIV/0! | #DIV/0! | #DIV/0! | #DIV/0! | #DIV/0! | #DIV/0! | #DIV/0! | #DIV/0! | #DIV/0! | #DIV/0! | #DIV/0! |  |  |  | 113 | #DIV/0! | #DIV/0! | #DIV/0! | #DIV/0! | #DIV/0! | #DIV/0! | #DIV/0! | #DIV/0! | #DIV/0! | #DIV/0! | #DIV/0! | #DIV/0! | #DIV/0! |  |  |  | 113 | #DIV/0! | #DIV/0! | #DIV/0! | #DIV/0! | #DIV/0! | #DIV/0! | #DIV/0! | #DIV/0! | #DIV/0! | #DIV/0! | #DIV/0! | #DIV/0! | #DIV/0! |  |  |  | 113 | #DIV/0! | #DIV/0! | #DIV/0! | #DIV/0! | #DIV/0! | #DIV/0! | #DIV/0! | #DIV/0! | #DIV/0! | #DIV/0! | #DIV/0! | #DIV/0! | #DIV/0! |  |  |  | 113 | #DIV/0! | #DIV/0! | #DIV/0! | #DIV/0! | #DIV/0! | #DIV/0! | #DIV/0! | #DIV/0! | #DIV/0! | #DIV/0! | #DIV/0! | #DIV/0! | #DIV/0! |  |  |  | 113 | #DIV/0! | #DIV/0! | #DIV/0! | #DIV/0! | #DIV/0! | #DIV/0! | #DIV/0! | #DIV/0! | #DIV/0! | #DIV/0! | #DIV/0! | #DIV/0! | #DIV/0!
[15 empty] | 113.1 | 83.9431 | -35.8048 | 3828.1041 | 3776.3183 | 3828.1041 | 3776.3183 | 31.91 | 23.6088 | 1 | 1 | 3828.1041 | 3776.3183 |  |  |  |  | 113.1 | #DIV/0! | #DIV/0! | #DIV/0! | #DIV/0! | #DIV/0! | #DIV/0! | #DIV/0! | #DIV/0! | #DIV/0! | #DIV/0! | #DIV/0! | #DIV/0! | #DIV/0! |  |  |  | 113.1 | #DIV/0! | #DIV/0! | #DIV/0! | #DIV/0! | #DIV/0! | #DIV/0! | #DIV/0! | #DIV/0! | #DIV/0! | #DIV/0! | #DIV/0! | #DIV/0! | #DIV/0! |  |  |  | 113.1 | #DIV/0! | #DIV/0! | #DIV/0! | #DIV/0! | #DIV/0! | #DIV/0! | #DIV/0! | #DIV/0! | #DIV/0! | #DIV/0! | #DIV/0! | #DIV/0! | #DIV/0! |  |  |  | 113.1 | #DIV/0! | #DIV/0! | #DIV/0! | #DIV/0! | #DIV/0! | #DIV/0! | #DIV/0! | #DIV/0! | #DIV/0! | #DIV/0! | #DIV/0! | #DIV/0! | #DIV/0! |  |  |  | 113.1 | #DIV/0! | #DIV/0! | #DIV/0! | #DIV/0! | #DIV/0! | #DIV/0! | #DIV/0! | #DIV/0! | #DIV/0! | #DIV/0! | #DIV/0! | #DIV/0! | #DIV/0! |  |  |  | 113.1 | #DIV/0! | #DIV/0! | #DIV/0! | #DIV/0! | #DIV/0! | #DIV/0! | #DIV/0! | #DIV/0! | #DIV/0! | #DIV/0! | #DIV/0! | #DIV/0! | #DIV/0! |  |  |  | 113.1 | #DIV/0! | #DIV/0! | #DIV/0! | #DIV/0! | #DIV/0! | #DIV/0! | #DIV/0! | #DIV/0! | #DIV/0! | #DIV/0! | #DIV/0! | #DIV/0! | #DIV/0!
[15 empty] | 113.2 | 83.8805 | -35.9512 | 3829.4396 | 3775.2089 | 3829.4396 | 3775.2089 | 31.8973 | 23.5842 | 1 | 1 | 3829.4396 | 3775.2089 |  |  |  |  | 113.2 | #DIV/0! | #DIV/0! | #DIV/0! | #DIV/0! | #DIV/0! | #DIV/0! | #DIV/0! | #DIV/0! | #DIV/0! | #DIV/0! | #DIV/0! | #DIV/0! | #DIV/0! |  |  |  | 113.2 | #DIV/0! | #DIV/0! | #DIV/0! | #DIV/0! | #DIV/0! | #DIV/0! | #DIV/0! | #DIV/0! | #DIV/0! | #DIV/0! | #DIV/0! | #DIV/0! | #DIV/0! |  |  |  | 113.2 | #DIV/0! | #DIV/0! | #DIV/0! | #DIV/0! | #DIV/0! | #DIV/0! | #DIV/0! | #DIV/0! | #DIV/0! | #DIV/0! | #DIV/0! | #DIV/0! | #DIV/0! |  |  |  | 113.2 | #DIV/0! | #DIV/0! | #DIV/0! | #DIV/0! | #DIV/0! | #DIV/0! | #DIV/0! | #DIV/0! | #DIV/0! | #DIV/0! | #DIV/0! | #DIV/0! | #DIV/0! |  |  |  | 113.2 | #DIV/0! | #DIV/0! | #DIV/0! | #DIV/0! | #DIV/0! | #DIV/0! | #DIV/0! | #DIV/0! | #DIV/0! | #DIV/0! | #DIV/0! | #DIV/0! | #DIV/0! |  |  |  | 113.2 | #DIV/0! | #DIV/0! | #DIV/0! | #DIV/0! | #DIV/0! | #DIV/0! | #DIV/0! | #DIV/0! | #DIV/0! | #DIV/0! | #DIV/0! | #DIV/0! | #DIV/0! |  |  |  | 113.2 | #DIV/0! | #DIV/0! | #DIV/0! | #DIV/0! | #DIV/0! | #DIV/0! | #DIV/0! | #DIV/0! | #DIV/0! | #DIV/0! | #DIV/0! | #DIV/0! | #DIV/0!
[15 empty] | 113.3 | 83.8177 | -36.0976 | 3830.7746 | 3774.1007 | 3830.7746 | 3774.1007 | 31.8845 | 23.5596 | 1 | 1 | 3830.7746 | 3774.1007 |  |  |  |  | 113.3 | #DIV/0! | #DIV/0! | #DIV/0! | #DIV/0! | #DIV/0! | #DIV/0! | #DIV/0! | #DIV/0! | #DIV/0! | #DIV/0! | #DIV/0! | #DIV/0! | #DIV/0! |  |  |  | 113.3 | #DIV/0! | #DIV/0! | #DIV/0! | #DIV/0! | #DIV/0! | #DIV/0! | #DIV/0! | #DIV/0! | #DIV/0! | #DIV/0! | #DIV/0! | #DIV/0! | #DIV/0! |  |  |  | 113.3 | #DIV/0! | #DIV/0! | #DIV/0! | #DIV/0! | #DIV/0! | #DIV/0! | #DIV/0! | #DIV/0! | #DIV/0! | #DIV/0! | #DIV/0! | #DIV/0! | #DIV/0! |  |  |  | 113.3 | #DIV/0! | #DIV/0! | #DIV/0! | #DIV/0! | #DIV/0! | #DIV/0! | #DIV/0! | #DIV/0! | #DIV/0! | #DIV/0! | #DIV/0! | #DIV/0! | #DIV/0! |  |  |  | 113.3 | #DIV/0! | #DIV/0! | #DIV/0! | #DIV/0! | #DIV/0! | #DIV/0! | #DIV/0! | #DIV/0! | #DIV/0! | #DIV/0! | #DIV/0! | #DIV/0! | #DIV/0! |  |  |  | 113.3 | #DIV/0! | #DIV/0! | #DIV/0! | #DIV/0! | #DIV/0! | #DIV/0! | #DIV/0! | #DIV/0! | #DIV/0! | #DIV/0! | #DIV/0! | #DIV/0! | #DIV/0! |  |  |  | 113.3 | #DIV/0! | #DIV/0! | #DIV/0! | #DIV/0! | #DIV/0! | #DIV/0! | #DIV/0! | #DIV/0! | #DIV/0! | #DIV/0! | #DIV/0! | #DIV/0! | #DIV/0!
[15 empty] | 113.4 | 83.7545 | -36.2438 | 3832.1091 | 3772.9938 | 3832.1091 | 3772.9938 | 31.8716 | 23.535 | 1 | 1 | 3832.1091 | 3772.9938 |  |  |  |  | 113.4 | #DIV/0! | #DIV/0! | #DIV/0! | #DIV/0! | #DIV/0! | #DIV/0! | #DIV/0! | #DIV/0! | #DIV/0! | #DIV/0! | #DIV/0! | #DIV/0! | #DIV/0! |  |  |  | 113.4 | #DIV/0! | #DIV/0! | #DIV/0! | #DIV/0! | #DIV/0! | #DIV/0! | #DIV/0! | #DIV/0! | #DIV/0! | #DIV/0! | #DIV/0! | #DIV/0! | #DIV/0! |  |  |  | 113.4 | #DIV/0! | #DIV/0! | #DIV/0! | #DIV/0! | #DIV/0! | #DIV/0! | #DIV/0! | #DIV/0! | #DIV/0! | #DIV/0! | #DIV/0! | #DIV/0! | #DIV/0! |  |  |  | 113.4 | #DIV/0! | #DIV/0! | #DIV/0! | #DIV/0! | #DIV/0! | #DIV/0! | #DIV/0! | #DIV/0! | #DIV/0! | #DIV/0! | #DIV/0! | #DIV/0! | #DIV/0! |  |  |  | 113.4 | #DIV/0! | #DIV/0! | #DIV/0! | #DIV/0! | #DIV/0! | #DIV/0! | #DIV/0! | #DIV/0! | #DIV/0! | #DIV/0! | #DIV/0! | #DIV/0! | #DIV/0! |  |  |  | 113.4 | #DIV/0! | #DIV/0! | #DIV/0! | #DIV/0! | #DIV/0! | #DIV/0! | #DIV/0! | #DIV/0! | #DIV/0! | #DIV/0! | #DIV/0! | #DIV/0! | #DIV/0! |  |  |  | 113.4 | #DIV/0! | #DIV/0! | #DIV/0! | #DIV/0! | #DIV/0! | #DIV/0! | #DIV/0! | #DIV/0! | #DIV/0! | #DIV/0! | #DIV/0! | #DIV/0! | #DIV/0!
[15 empty] | 113.5 | 83.6911 | -36.3899 | 3833.443 | 3771.8881 | 3833.443 | 3771.8881 | 31.8586 | 23.5103 | 1 | 1 | 3833.443 | 3771.8881 |  |  |  |  | 113.5 | #DIV/0! | #DIV/0! | #DIV/0! | #DIV/0! | #DIV/0! | #DIV/0! | #DIV/0! | #DIV/0! | #DIV/0! | #DIV/0! | #DIV/0! | #DIV/0! | #DIV/0! |  |  |  | 113.5 | #DIV/0! | #DIV/0! | #DIV/0! | #DIV/0! | #DIV/0! | #DIV/0! | #DIV/0! | #DIV/0! | #DIV/0! | #DIV/0! | #DIV/0! | #DIV/0! | #DIV/0! |  |  |  | 113.5 | #DIV/0! | #DIV/0! | #DIV/0! | #DIV/0! | #DIV/0! | #DIV/0! | #DIV/0! | #DIV/0! | #DIV/0! | #DIV/0! | #DIV/0! | #DIV/0! | #DIV/0! |  |  |  | 113.5 | #DIV/0! | #DIV/0! | #DIV/0! | #DIV/0! | #DIV/0! | #DIV/0! | #DIV/0! | #DIV/0! | #DIV/0! | #DIV/0! | #DIV/0! | #DIV/0! | #DIV/0! |  |  |  | 113.5 | #DIV/0! | #DIV/0! | #DIV/0! | #DIV/0! | #DIV/0! | #DIV/0! | #DIV/0! | #DIV/0! | #DIV/0! | #DIV/0! | #DIV/0! | #DIV/0! | #DIV/0! |  |  |  | 113.5 | #DIV/0! | #DIV/0! | #DIV/0! | #DIV/0! | #DIV/0! | #DIV/0! | #DIV/0! | #DIV/0! | #DIV/0! | #DIV/0! | #DIV/0! | #DIV/0! | #DIV/0! |  |  |  | 113.5 | #DIV/0! | #DIV/0! | #DIV/0! | #DIV/0! | #DIV/0! | #DIV/0! | #DIV/0! | #DIV/0! | #DIV/0! | #DIV/0! | #DIV/0! | #DIV/0! | #DIV/0!
[15 empty] | 113.6 | 83.6275 | -36.536 | 3834.7765 | 3770.7838 | 3834.7765 | 3770.7838 | 31.8454 | 23.4855 | 1 | 1 | 3834.7765 | 3770.7838 |  |  |  |  | 113.6 | #DIV/0! | #DIV/0! | #DIV/0! | #DIV/0! | #DIV/0! | #DIV/0! | #DIV/0! | #DIV/0! | #DIV/0! | #DIV/0! | #DIV/0! | #DIV/0! | #DIV/0! |  |  |  | 113.6 | #DIV/0! | #DIV/0! | #DIV/0! | #DIV/0! | #DIV/0! | #DIV/0! | #DIV/0! | #DIV/0! | #DIV/0! | #DIV/0! | #DIV/0! | #DIV/0! | #DIV/0! |  |  |  | 113.6 | #DIV/0! | #DIV/0! | #DIV/0! | #DIV/0! | #DIV/0! | #DIV/0! | #DIV/0! | #DIV/0! | #DIV/0! | #DIV/0! | #DIV/0! | #DIV/0! | #DIV/0! |  |  |  | 113.6 | #DIV/0! | #DIV/0! | #DIV/0! | #DIV/0! | #DIV/0! | #DIV/0! | #DIV/0! | #DIV/0! | #DIV/0! | #DIV/0! | #DIV/0! | #DIV/0! | #DIV/0! |  |  |  | 113.6 | #DIV/0! | #DIV/0! | #DIV/0! | #DIV/0! | #DIV/0! | #DIV/0! | #DIV/0! | #DIV/0! | #DIV/0! | #DIV/0! | #DIV/0! | #DIV/0! | #DIV/0! |  |  |  | 113.6 | #DIV/0! | #DIV/0! | #DIV/0! | #DIV/0! | #DIV/0! | #DIV/0! | #DIV/0! | #DIV/0! | #DIV/0! | #DIV/0! | #DIV/0! | #DIV/0! | #DIV/0! |  |  |  | 113.6 | #DIV/0! | #DIV/0! | #DIV/0! | #DIV/0! | #DIV/0! | #DIV/0! | #DIV/0! | #DIV/0! | #DIV/0! | #DIV/0! | #DIV/0! | #DIV/0! | #DIV/0!
[15 empty] | 113.7 | 83.5636 | -36.6819 | 3836.1094 | 3769.6806 | 3836.1094 | 3769.6806 | 31.8322 | 23.4607 | 1 | 1 | 3836.1094 | 3769.6806 |  |  |  |  | 113.7 | #DIV/0! | #DIV/0! | #DIV/0! | #DIV/0! | #DIV/0! | #DIV/0! | #DIV/0! | #DIV/0! | #DIV/0! | #DIV/0! | #DIV/0! | #DIV/0! | #DIV/0! |  |  |  | 113.7 | #DIV/0! | #DIV/0! | #DIV/0! | #DIV/0! | #DIV/0! | #DIV/0! | #DIV/0! | #DIV/0! | #DIV/0! | #DIV/0! | #DIV/0! | #DIV/0! | #DIV/0! |  |  |  | 113.7 | #DIV/0! | #DIV/0! | #DIV/0! | #DIV/0! | #DIV/0! | #DIV/0! | #DIV/0! | #DIV/0! | #DIV/0! | #DIV/0! | #DIV/0! | #DIV/0! | #DIV/0! |  |  |  | 113.7 | #DIV/0! | #DIV/0! | #DIV/0! | #DIV/0! | #DIV/0! | #DIV/0! | #DIV/0! | #DIV/0! | #DIV/0! | #DIV/0! | #DIV/0! | #DIV/0! | #DIV/0! |  |  |  | 113.7 | #DIV/0! | #DIV/0! | #DIV/0! | #DIV/0! | #DIV/0! | #DIV/0! | #DIV/0! | #DIV/0! | #DIV/0! | #DIV/0! | #DIV/0! | #DIV/0! | #DIV/0! |  |  |  | 113.7 | #DIV/0! | #DIV/0! | #DIV/0! | #DIV/0! | #DIV/0! | #DIV/0! | #DIV/0! | #DIV/0! | #DIV/0! | #DIV/0! | #DIV/0! | #DIV/0! | #DIV/0! |  |  |  | 113.7 | #DIV/0! | #DIV/0! | #DIV/0! | #DIV/0! | #DIV/0! | #DIV/0! | #DIV/0! | #DIV/0! | #DIV/0! | #DIV/0! | #DIV/0! | #DIV/0! | #DIV/0!
[15 empty] | 113.8 | 83.4995 | -36.8276 | 3837.4418 | 3768.5788 | 3837.4418 | 3768.5788 | 31.8188 | 23.4358 | 1 | 1 | 3837.4418 | 3768.5788 |  |  |  |  | 113.8 | #DIV/0! | #DIV/0! | #DIV/0! | #DIV/0! | #DIV/0! | #DIV/0! | #DIV/0! | #DIV/0! | #DIV/0! | #DIV/0! | #DIV/0! | #DIV/0! | #DIV/0! |  |  |  | 113.8 | #DIV/0! | #DIV/0! | #DIV/0! | #DIV/0! | #DIV/0! | #DIV/0! | #DIV/0! | #DIV/0! | #DIV/0! | #DIV/0! | #DIV/0! | #DIV/0! | #DIV/0! |  |  |  | 113.8 | #DIV/0! | #DIV/0! | #DIV/0! | #DIV/0! | #DIV/0! | #DIV/0! | #DIV/0! | #DIV/0! | #DIV/0! | #DIV/0! | #DIV/0! | #DIV/0! | #DIV/0! |  |  |  | 113.8 | #DIV/0! | #DIV/0! | #DIV/0! | #DIV/0! | #DIV/0! | #DIV/0! | #DIV/0! | #DIV/0! | #DIV/0! | #DIV/0! | #DIV/0! | #DIV/0! | #DIV/0! |  |  |  | 113.8 | #DIV/0! | #DIV/0! | #DIV/0! | #DIV/0! | #DIV/0! | #DIV/0! | #DIV/0! | #DIV/0! | #DIV/0! | #DIV/0! | #DIV/0! | #DIV/0! | #DIV/0! |  |  |  | 113.8 | #DIV/0! | #DIV/0! | #DIV/0! | #DIV/0! | #DIV/0! | #DIV/0! | #DIV/0! | #DIV/0! | #DIV/0! | #DIV/0! | #DIV/0! | #DIV/0! | #DIV/0! |  |  |  | 113.8 | #DIV/0! | #DIV/0! | #DIV/0! | #DIV/0! | #DIV/0! | #DIV/0! | #DIV/0! | #DIV/0! | #DIV/0! | #DIV/0! | #DIV/0! | #DIV/0! | #DIV/0!
[15 empty] | 113.9 | 83.4351 | -36.9733 | 3838.7736 | 3767.4782 | 3838.7736 | 3767.4782 | 31.8053 | 23.4109 | 1 | 1 | 3838.7736 | 3767.4782 |  |  |  |  | 113.9 | #DIV/0! | #DIV/0! | #DIV/0! | #DIV/0! | #DIV/0! | #DIV/0! | #DIV/0! | #DIV/0! | #DIV/0! | #DIV/0! | #DIV/0! | #DIV/0! | #DIV/0! |  |  |  | 113.9 | #DIV/0! | #DIV/0! | #DIV/0! | #DIV/0! | #DIV/0! | #DIV/0! | #DIV/0! | #DIV/0! | #DIV/0! | #DIV/0! | #DIV/0! | #DIV/0! | #DIV/0! |  |  |  | 113.9 | #DIV/0! | #DIV/0! | #DIV/0! | #DIV/0! | #DIV/0! | #DIV/0! | #DIV/0! | #DIV/0! | #DIV/0! | #DIV/0! | #DIV/0! | #DIV/0! | #DIV/0! |  |  |  | 113.9 | #DIV/0! | #DIV/0! | #DIV/0! | #DIV/0! | #DIV/0! | #DIV/0! | #DIV/0! | #DIV/0! | #DIV/0! | #DIV/0! | #DIV/0! | #DIV/0! | #DIV/0! |  |  |  | 113.9 | #DIV/0! | #DIV/0! | #DIV/0! | #DIV/0! | #DIV/0! | #DIV/0! | #DIV/0! | #DIV/0! | #DIV/0! | #DIV/0! | #DIV/0! | #DIV/0! | #DIV/0! |  |  |  | 113.9 | #DIV/0! | #DIV/0! | #DIV/0! | #DIV/0! | #DIV/0! | #DIV/0! | #DIV/0! | #DIV/0! | #DIV/0! | #DIV/0! | #DIV/0! | #DIV/0! | #DIV/0! |  |  |  | 113.9 | #DIV/0! | #DIV/0! | #DIV/0! | #DIV/0! | #DIV/0! | #DIV/0! | #DIV/0! | #DIV/0! | #DIV/0! | #DIV/0! | #DIV/0! | #DIV/0! | #DIV/0!
[15 empty] | 114 | 83.3704 | -37.1189 | 3840.1049 | 3766.3789 | 3840.1049 | 3766.3789 | 31.7916 | 23.386 | 1 | 1 | 3840.1049 | 3766.3789 |  |  |  |  | 114 | #DIV/0! | #DIV/0! | #DIV/0! | #DIV/0! | #DIV/0! | #DIV/0! | #DIV/0! | #DIV/0! | #DIV/0! | #DIV/0! | #DIV/0! | #DIV/0! | #DIV/0! |  |  |  | 114 | #DIV/0! | #DIV/0! | #DIV/0! | #DIV/0! | #DIV/0! | #DIV/0! | #DIV/0! | #DIV/0! | #DIV/0! | #DIV/0! | #DIV/0! | #DIV/0! | #DIV/0! |  |  |  | 114 | #DIV/0! | #DIV/0! | #DIV/0! | #DIV/0! | #DIV/0! | #DIV/0! | #DIV/0! | #DIV/0! | #DIV/0! | #DIV/0! | #DIV/0! | #DIV/0! | #DIV/0! |  |  |  | 114 | #DIV/0! | #DIV/0! | #DIV/0! | #DIV/0! | #DIV/0! | #DIV/0! | #DIV/0! | #DIV/0! | #DIV/0! | #DIV/0! | #DIV/0! | #DIV/0! | #DIV/0! |  |  |  | 114 | #DIV/0! | #DIV/0! | #DIV/0! | #DIV/0! | #DIV/0! | #DIV/0! | #DIV/0! | #DIV/0! | #DIV/0! | #DIV/0! | #DIV/0! | #DIV/0! | #DIV/0! |  |  |  | 114 | #DIV/0! | #DIV/0! | #DIV/0! | #DIV/0! | #DIV/0! | #DIV/0! | #DIV/0! | #DIV/0! | #DIV/0! | #DIV/0! | #DIV/0! | #DIV/0! | #DIV/0! |  |  |  | 114 | #DIV/0! | #DIV/0! | #DIV/0! | #DIV/0! | #DIV/0! | #DIV/0! | #DIV/0! | #DIV/0! | #DIV/0! | #DIV/0! | #DIV/0! | #DIV/0! | #DIV/0!
[15 empty] | 114.1 | 83.3055 | -37.2643 | 3841.4356 | 3765.2808 | 3841.4356 | 3765.2808 | 31.7779 | 23.3609 | 1 | 1 | 3841.4356 | 3765.2808 |  |  |  |  | 114.1 | #DIV/0! | #DIV/0! | #DIV/0! | #DIV/0! | #DIV/0! | #DIV/0! | #DIV/0! | #DIV/0! | #DIV/0! | #DIV/0! | #DIV/0! | #DIV/0! | #DIV/0! |  |  |  | 114.1 | #DIV/0! | #DIV/0! | #DIV/0! | #DIV/0! | #DIV/0! | #DIV/0! | #DIV/0! | #DIV/0! | #DIV/0! | #DIV/0! | #DIV/0! | #DIV/0! | #DIV/0! |  |  |  | 114.1 | #DIV/0! | #DIV/0! | #DIV/0! | #DIV/0! | #DIV/0! | #DIV/0! | #DIV/0! | #DIV/0! | #DIV/0! | #DIV/0! | #DIV/0! | #DIV/0! | #DIV/0! |  |  |  | 114.1 | #DIV/0! | #DIV/0! | #DIV/0! | #DIV/0! | #DIV/0! | #DIV/0! | #DIV/0! | #DIV/0! | #DIV/0! | #DIV/0! | #DIV/0! | #DIV/0! | #DIV/0! |  |  |  | 114.1 | #DIV/0! | #DIV/0! | #DIV/0! | #DIV/0! | #DIV/0! | #DIV/0! | #DIV/0! | #DIV/0! | #DIV/0! | #DIV/0! | #DIV/0! | #DIV/0! | #DIV/0! |  |  |  | 114.1 | #DIV/0! | #DIV/0! | #DIV/0! | #DIV/0! | #DIV/0! | #DIV/0! | #DIV/0! | #DIV/0! | #DIV/0! | #DIV/0! | #DIV/0! | #DIV/0! | #DIV/0! |  |  |  | 114.1 | #DIV/0! | #DIV/0! | #DIV/0! | #DIV/0! | #DIV/0! | #DIV/0! | #DIV/0! | #DIV/0! | #DIV/0! | #DIV/0! | #DIV/0! | #DIV/0! | #DIV/0!
[15 empty] | 114.2 | 83.2403 | -37.4097 | 3842.7658 | 3764.1841 | 3842.7658 | 3764.1841 | 31.764 | 23.3359 | 1 | 1 | 3842.7658 | 3764.1841 |  |  |  |  | 114.2 | #DIV/0! | #DIV/0! | #DIV/0! | #DIV/0! | #DIV/0! | #DIV/0! | #DIV/0! | #DIV/0! | #DIV/0! | #DIV/0! | #DIV/0! | #DIV/0! | #DIV/0! |  |  |  | 114.2 | #DIV/0! | #DIV/0! | #DIV/0! | #DIV/0! | #DIV/0! | #DIV/0! | #DIV/0! | #DIV/0! | #DIV/0! | #DIV/0! | #DIV/0! | #DIV/0! | #DIV/0! |  |  |  | 114.2 | #DIV/0! | #DIV/0! | #DIV/0! | #DIV/0! | #DIV/0! | #DIV/0! | #DIV/0! | #DIV/0! | #DIV/0! | #DIV/0! | #DIV/0! | #DIV/0! | #DIV/0! |  |  |  | 114.2 | #DIV/0! | #DIV/0! | #DIV/0! | #DIV/0! | #DIV/0! | #DIV/0! | #DIV/0! | #DIV/0! | #DIV/0! | #DIV/0! | #DIV/0! | #DIV/0! | #DIV/0! |  |  |  | 114.2 | #DIV/0! | #DIV/0! | #DIV/0! | #DIV/0! | #DIV/0! | #DIV/0! | #DIV/0! | #DIV/0! | #DIV/0! | #DIV/0! | #DIV/0! | #DIV/0! | #DIV/0! |  |  |  | 114.2 | #DIV/0! | #DIV/0! | #DIV/0! | #DIV/0! | #DIV/0! | #DIV/0! | #DIV/0! | #DIV/0! | #DIV/0! | #DIV/0! | #DIV/0! | #DIV/0! | #DIV/0! |  |  |  | 114.2 | #DIV/0! | #DIV/0! | #DIV/0! | #DIV/0! | #DIV/0! | #DIV/0! | #DIV/0! | #DIV/0! | #DIV/0! | #DIV/0! | #DIV/0! | #DIV/0! | #DIV/0!
[15 empty] | 114.3 | 83.1749 | -37.5549 | 3844.0954 | 3763.0886 | 3844.0954 | 3763.0886 | 31.75 | 23.3107 | 1 | 1 | 3844.0954 | 3763.0886 |  |  |  |  | 114.3 | #DIV/0! | #DIV/0! | #DIV/0! | #DIV/0! | #DIV/0! | #DIV/0! | #DIV/0! | #DIV/0! | #DIV/0! | #DIV/0! | #DIV/0! | #DIV/0! | #DIV/0! |  |  |  | 114.3 | #DIV/0! | #DIV/0! | #DIV/0! | #DIV/0! | #DIV/0! | #DIV/0! | #DIV/0! | #DIV/0! | #DIV/0! | #DIV/0! | #DIV/0! | #DIV/0! | #DIV/0! |  |  |  | 114.3 | #DIV/0! | #DIV/0! | #DIV/0! | #DIV/0! | #DIV/0! | #DIV/0! | #DIV/0! | #DIV/0! | #DIV/0! | #DIV/0! | #DIV/0! | #DIV/0! | #DIV/0! |  |  |  | 114.3 | #DIV/0! | #DIV/0! | #DIV/0! | #DIV/0! | #DIV/0! | #DIV/0! | #DIV/0! | #DIV/0! | #DIV/0! | #DIV/0! | #DIV/0! | #DIV/0! | #DIV/0! |  |  |  | 114.3 | #DIV/0! | #DIV/0! | #DIV/0! | #DIV/0! | #DIV/0! | #DIV/0! | #DIV/0! | #DIV/0! | #DIV/0! | #DIV/0! | #DIV/0! | #DIV/0! | #DIV/0! |  |  |  | 114.3 | #DIV/0! | #DIV/0! | #DIV/0! | #DIV/0! | #DIV/0! | #DIV/0! | #DIV/0! | #DIV/0! | #DIV/0! | #DIV/0! | #DIV/0! | #DIV/0! | #DIV/0! |  |  |  | 114.3 | #DIV/0! | #DIV/0! | #DIV/0! | #DIV/0! | #DIV/0! | #DIV/0! | #DIV/0! | #DIV/0! | #DIV/0! | #DIV/0! | #DIV/0! | #DIV/0! | #DIV/0!
[15 empty] | 114.4 | 83.1092 | -37.7 | 3845.4244 | 3761.9944 | 3845.4244 | 3761.9944 | 31.7359 | 23.2856 | 1 | 1 | 3845.4244 | 3761.9944 |  |  |  |  | 114.4 | #DIV/0! | #DIV/0! | #DIV/0! | #DIV/0! | #DIV/0! | #DIV/0! | #DIV/0! | #DIV/0! | #DIV/0! | #DIV/0! | #DIV/0! | #DIV/0! | #DIV/0! |  |  |  | 114.4 | #DIV/0! | #DIV/0! | #DIV/0! | #DIV/0! | #DIV/0! | #DIV/0! | #DIV/0! | #DIV/0! | #DIV/0! | #DIV/0! | #DIV/0! | #DIV/0! | #DIV/0! |  |  |  | 114.4 | #DIV/0! | #DIV/0! | #DIV/0! | #DIV/0! | #DIV/0! | #DIV/0! | #DIV/0! | #DIV/0! | #DIV/0! | #DIV/0! | #DIV/0! | #DIV/0! | #DIV/0! |  |  |  | 114.4 | #DIV/0! | #DIV/0! | #DIV/0! | #DIV/0! | #DIV/0! | #DIV/0! | #DIV/0! | #DIV/0! | #DIV/0! | #DIV/0! | #DIV/0! | #DIV/0! | #DIV/0! |  |  |  | 114.4 | #DIV/0! | #DIV/0! | #DIV/0! | #DIV/0! | #DIV/0! | #DIV/0! | #DIV/0! | #DIV/0! | #DIV/0! | #DIV/0! | #DIV/0! | #DIV/0! | #DIV/0! |  |  |  | 114.4 | #DIV/0! | #DIV/0! | #DIV/0! | #DIV/0! | #DIV/0! | #DIV/0! | #DIV/0! | #DIV/0! | #DIV/0! | #DIV/0! | #DIV/0! | #DIV/0! | #DIV/0! |  |  |  | 114.4 | #DIV/0! | #DIV/0! | #DIV/0! | #DIV/0! | #DIV/0! | #DIV/0! | #DIV/0! | #DIV/0! | #DIV/0! | #DIV/0! | #DIV/0! | #DIV/0! | #DIV/0!
[15 empty] | 114.5 | 83.0433 | -37.845 | 3846.7529 | 3760.9015 | 3846.7529 | 3760.9015 | 31.7217 | 23.2603 | 1 | 1 | 3846.7529 | 3760.9015 |  |  |  |  | 114.5 | #DIV/0! | #DIV/0! | #DIV/0! | #DIV/0! | #DIV/0! | #DIV/0! | #DIV/0! | #DIV/0! | #DIV/0! | #DIV/0! | #DIV/0! | #DIV/0! | #DIV/0! |  |  |  | 114.5 | #DIV/0! | #DIV/0! | #DIV/0! | #DIV/0! | #DIV/0! | #DIV/0! | #DIV/0! | #DIV/0! | #DIV/0! | #DIV/0! | #DIV/0! | #DIV/0! | #DIV/0! |  |  |  | 114.5 | #DIV/0! | #DIV/0! | #DIV/0! | #DIV/0! | #DIV/0! | #DIV/0! | #DIV/0! | #DIV/0! | #DIV/0! | #DIV/0! | #DIV/0! | #DIV/0! | #DIV/0! |  |  |  | 114.5 | #DIV/0! | #DIV/0! | #DIV/0! | #DIV/0! | #DIV/0! | #DIV/0! | #DIV/0! | #DIV/0! | #DIV/0! | #DIV/0! | #DIV/0! | #DIV/0! | #DIV/0! |  |  |  | 114.5 | #DIV/0! | #DIV/0! | #DIV/0! | #DIV/0! | #DIV/0! | #DIV/0! | #DIV/0! | #DIV/0! | #DIV/0! | #DIV/0! | #DIV/0! | #DIV/0! | #DIV/0! |  |  |  | 114.5 | #DIV/0! | #DIV/0! | #DIV/0! | #DIV/0! | #DIV/0! | #DIV/0! | #DIV/0! | #DIV/0! | #DIV/0! | #DIV/0! | #DIV/0! | #DIV/0! | #DIV/0! |  |  |  | 114.5 | #DIV/0! | #DIV/0! | #DIV/0! | #DIV/0! | #DIV/0! | #DIV/0! | #DIV/0! | #DIV/0! | #DIV/0! | #DIV/0! | #DIV/0! | #DIV/0! | #DIV/0!
[15 empty] | 114.6 | 82.9771 | -37.9899 | 3848.0808 | 3759.8098 | 3848.0808 | 3759.8098 | 31.7074 | 23.235 | 1 | 1 | 3848.0808 | 3759.8098 |  |  |  |  | 114.6 | #DIV/0! | #DIV/0! | #DIV/0! | #DIV/0! | #DIV/0! | #DIV/0! | #DIV/0! | #DIV/0! | #DIV/0! | #DIV/0! | #DIV/0! | #DIV/0! | #DIV/0! |  |  |  | 114.6 | #DIV/0! | #DIV/0! | #DIV/0! | #DIV/0! | #DIV/0! | #DIV/0! | #DIV/0! | #DIV/0! | #DIV/0! | #DIV/0! | #DIV/0! | #DIV/0! | #DIV/0! |  |  |  | 114.6 | #DIV/0! | #DIV/0! | #DIV/0! | #DIV/0! | #DIV/0! | #DIV/0! | #DIV/0! | #DIV/0! | #DIV/0! | #DIV/0! | #DIV/0! | #DIV/0! | #DIV/0! |  |  |  | 114.6 | #DIV/0! | #DIV/0! | #DIV/0! | #DIV/0! | #DIV/0! | #DIV/0! | #DIV/0! | #DIV/0! | #DIV/0! | #DIV/0! | #DIV/0! | #DIV/0! | #DIV/0! |  |  |  | 114.6 | #DIV/0! | #DIV/0! | #DIV/0! | #DIV/0! | #DIV/0! | #DIV/0! | #DIV/0! | #DIV/0! | #DIV/0! | #DIV/0! | #DIV/0! | #DIV/0! | #DIV/0! |  |  |  | 114.6 | #DIV/0! | #DIV/0! | #DIV/0! | #DIV/0! | #DIV/0! | #DIV/0! | #DIV/0! | #DIV/0! | #DIV/0! | #DIV/0! | #DIV/0! | #DIV/0! | #DIV/0! |  |  |  | 114.6 | #DIV/0! | #DIV/0! | #DIV/0! | #DIV/0! | #DIV/0! | #DIV/0! | #DIV/0! | #DIV/0! | #DIV/0! | #DIV/0! | #DIV/0! | #DIV/0! | #DIV/0!
[15 empty] | 114.7 | 82.9107 | -38.1347 | 3849.4081 | 3758.7195 | 3849.4081 | 3758.7195 | 31.6929 | 23.2097 | 1 | 1 | 3849.4081 | 3758.7195 |  |  |  |  | 114.7 | #DIV/0! | #DIV/0! | #DIV/0! | #DIV/0! | #DIV/0! | #DIV/0! | #DIV/0! | #DIV/0! | #DIV/0! | #DIV/0! | #DIV/0! | #DIV/0! | #DIV/0! |  |  |  | 114.7 | #DIV/0! | #DIV/0! | #DIV/0! | #DIV/0! | #DIV/0! | #DIV/0! | #DIV/0! | #DIV/0! | #DIV/0! | #DIV/0! | #DIV/0! | #DIV/0! | #DIV/0! |  |  |  | 114.7 | #DIV/0! | #DIV/0! | #DIV/0! | #DIV/0! | #DIV/0! | #DIV/0! | #DIV/0! | #DIV/0! | #DIV/0! | #DIV/0! | #DIV/0! | #DIV/0! | #DIV/0! |  |  |  | 114.7 | #DIV/0! | #DIV/0! | #DIV/0! | #DIV/0! | #DIV/0! | #DIV/0! | #DIV/0! | #DIV/0! | #DIV/0! | #DIV/0! | #DIV/0! | #DIV/0! | #DIV/0! |  |  |  | 114.7 | #DIV/0! | #DIV/0! | #DIV/0! | #DIV/0! | #DIV/0! | #DIV/0! | #DIV/0! | #DIV/0! | #DIV/0! | #DIV/0! | #DIV/0! | #DIV/0! | #DIV/0! |  |  |  | 114.7 | #DIV/0! | #DIV/0! | #DIV/0! | #DIV/0! | #DIV/0! | #DIV/0! | #DIV/0! | #DIV/0! | #DIV/0! | #DIV/0! | #DIV/0! | #DIV/0! | #DIV/0! |  |  |  | 114.7 | #DIV/0! | #DIV/0! | #DIV/0! | #DIV/0! | #DIV/0! | #DIV/0! | #DIV/0! | #DIV/0! | #DIV/0! | #DIV/0! | #DIV/0! | #DIV/0! | #DIV/0!
[15 empty] | 114.8 | 82.844 | -38.2793 | 3850.7348 | 3757.6304 | 3850.7348 | 3757.6304 | 31.6784 | 23.1843 | 1 | 1 | 3850.7348 | 3757.6304 |  |  |  |  | 114.8 | #DIV/0! | #DIV/0! | #DIV/0! | #DIV/0! | #DIV/0! | #DIV/0! | #DIV/0! | #DIV/0! | #DIV/0! | #DIV/0! | #DIV/0! | #DIV/0! | #DIV/0! |  |  |  | 114.8 | #DIV/0! | #DIV/0! | #DIV/0! | #DIV/0! | #DIV/0! | #DIV/0! | #DIV/0! | #DIV/0! | #DIV/0! | #DIV/0! | #DIV/0! | #DIV/0! | #DIV/0! |  |  |  | 114.8 | #DIV/0! | #DIV/0! | #DIV/0! | #DIV/0! | #DIV/0! | #DIV/0! | #DIV/0! | #DIV/0! | #DIV/0! | #DIV/0! | #DIV/0! | #DIV/0! | #DIV/0! |  |  |  | 114.8 | #DIV/0! | #DIV/0! | #DIV/0! | #DIV/0! | #DIV/0! | #DIV/0! | #DIV/0! | #DIV/0! | #DIV/0! | #DIV/0! | #DIV/0! | #DIV/0! | #DIV/0! |  |  |  | 114.8 | #DIV/0! | #DIV/0! | #DIV/0! | #DIV/0! | #DIV/0! | #DIV/0! | #DIV/0! | #DIV/0! | #DIV/0! | #DIV/0! | #DIV/0! | #DIV/0! | #DIV/0! |  |  |  | 114.8 | #DIV/0! | #DIV/0! | #DIV/0! | #DIV/0! | #DIV/0! | #DIV/0! | #DIV/0! | #DIV/0! | #DIV/0! | #DIV/0! | #DIV/0! | #DIV/0! | #DIV/0! |  |  |  | 114.8 | #DIV/0! | #DIV/0! | #DIV/0! | #DIV/0! | #DIV/0! | #DIV/0! | #DIV/0! | #DIV/0! | #DIV/0! | #DIV/0! | #DIV/0! | #DIV/0! | #DIV/0!
[15 empty] | 114.9 | 82.7771 | -38.4238 | 3852.0609 | 3756.5426 | 3852.0609 | 3756.5426 | 31.6637 | 23.1589 | 1 | 1 | 3852.0609 | 3756.5426 |  |  |  |  | 114.9 | #DIV/0! | #DIV/0! | #DIV/0! | #DIV/0! | #DIV/0! | #DIV/0! | #DIV/0! | #DIV/0! | #DIV/0! | #DIV/0! | #DIV/0! | #DIV/0! | #DIV/0! |  |  |  | 114.9 | #DIV/0! | #DIV/0! | #DIV/0! | #DIV/0! | #DIV/0! | #DIV/0! | #DIV/0! | #DIV/0! | #DIV/0! | #DIV/0! | #DIV/0! | #DIV/0! | #DIV/0! |  |  |  | 114.9 | #DIV/0! | #DIV/0! | #DIV/0! | #DIV/0! | #DIV/0! | #DIV/0! | #DIV/0! | #DIV/0! | #DIV/0! | #DIV/0! | #DIV/0! | #DIV/0! | #DIV/0! |  |  |  | 114.9 | #DIV/0! | #DIV/0! | #DIV/0! | #DIV/0! | #DIV/0! | #DIV/0! | #DIV/0! | #DIV/0! | #DIV/0! | #DIV/0! | #DIV/0! | #DIV/0! | #DIV/0! |  |  |  | 114.9 | #DIV/0! | #DIV/0! | #DIV/0! | #DIV/0! | #DIV/0! | #DIV/0! | #DIV/0! | #DIV/0! | #DIV/0! | #DIV/0! | #DIV/0! | #DIV/0! | #DIV/0! |  |  |  | 114.9 | #DIV/0! | #DIV/0! | #DIV/0! | #DIV/0! | #DIV/0! | #DIV/0! | #DIV/0! | #DIV/0! | #DIV/0! | #DIV/0! | #DIV/0! | #DIV/0! | #DIV/0! |  |  |  | 114.9 | #DIV/0! | #DIV/0! | #DIV/0! | #DIV/0! | #DIV/0! | #DIV/0! | #DIV/0! | #DIV/0! | #DIV/0! | #DIV/0! | #DIV/0! | #DIV/0! | #DIV/0!
[15 empty] | 115 | 82.7099 | -38.5683 | 3853.3864 | 3755.4561 | 3853.3864 | 3755.4561 | 31.6488 | 23.1334 | 1 | 1 | 3853.3864 | 3755.4561 |  |  |  |  | 115 | #DIV/0! | #DIV/0! | #DIV/0! | #DIV/0! | #DIV/0! | #DIV/0! | #DIV/0! | #DIV/0! | #DIV/0! | #DIV/0! | #DIV/0! | #DIV/0! | #DIV/0! |  |  |  | 115 | #DIV/0! | #DIV/0! | #DIV/0! | #DIV/0! | #DIV/0! | #DIV/0! | #DIV/0! | #DIV/0! | #DIV/0! | #DIV/0! | #DIV/0! | #DIV/0! | #DIV/0! |  |  |  | 115 | #DIV/0! | #DIV/0! | #DIV/0! | #DIV/0! | #DIV/0! | #DIV/0! | #DIV/0! | #DIV/0! | #DIV/0! | #DIV/0! | #DIV/0! | #DIV/0! | #DIV/0! |  |  |  | 115 | #DIV/0! | #DIV/0! | #DIV/0! | #DIV/0! | #DIV/0! | #DIV/0! | #DIV/0! | #DIV/0! | #DIV/0! | #DIV/0! | #DIV/0! | #DIV/0! | #DIV/0! |  |  |  | 115 | #DIV/0! | #DIV/0! | #DIV/0! | #DIV/0! | #DIV/0! | #DIV/0! | #DIV/0! | #DIV/0! | #DIV/0! | #DIV/0! | #DIV/0! | #DIV/0! | #DIV/0! |  |  |  | 115 | #DIV/0! | #DIV/0! | #DIV/0! | #DIV/0! | #DIV/0! | #DIV/0! | #DIV/0! | #DIV/0! | #DIV/0! | #DIV/0! | #DIV/0! | #DIV/0! | #DIV/0! |  |  |  | 115 | #DIV/0! | #DIV/0! | #DIV/0! | #DIV/0! | #DIV/0! | #DIV/0! | #DIV/0! | #DIV/0! | #DIV/0! | #DIV/0! | #DIV/0! | #DIV/0! | #DIV/0!
[15 empty] | 115.1 | 82.6424 | -38.7125 | 3854.7113 | 3754.371 | 3854.7113 | 3754.371 | 31.6339 | 23.1078 | 1 | 1 | 3854.7113 | 3754.371 |  |  |  |  | 115.1 | #DIV/0! | #DIV/0! | #DIV/0! | #DIV/0! | #DIV/0! | #DIV/0! | #DIV/0! | #DIV/0! | #DIV/0! | #DIV/0! | #DIV/0! | #DIV/0! | #DIV/0! |  |  |  | 115.1 | #DIV/0! | #DIV/0! | #DIV/0! | #DIV/0! | #DIV/0! | #DIV/0! | #DIV/0! | #DIV/0! | #DIV/0! | #DIV/0! | #DIV/0! | #DIV/0! | #DIV/0! |  |  |  | 115.1 | #DIV/0! | #DIV/0! | #DIV/0! | #DIV/0! | #DIV/0! | #DIV/0! | #DIV/0! | #DIV/0! | #DIV/0! | #DIV/0! | #DIV/0! | #DIV/0! | #DIV/0! |  |  |  | 115.1 | #DIV/0! | #DIV/0! | #DIV/0! | #DIV/0! | #DIV/0! | #DIV/0! | #DIV/0! | #DIV/0! | #DIV/0! | #DIV/0! | #DIV/0! | #DIV/0! | #DIV/0! |  |  |  | 115.1 | #DIV/0! | #DIV/0! | #DIV/0! | #DIV/0! | #DIV/0! | #DIV/0! | #DIV/0! | #DIV/0! | #DIV/0! | #DIV/0! | #DIV/0! | #DIV/0! | #DIV/0! |  |  |  | 115.1 | #DIV/0! | #DIV/0! | #DIV/0! | #DIV/0! | #DIV/0! | #DIV/0! | #DIV/0! | #DIV/0! | #DIV/0! | #DIV/0! | #DIV/0! | #DIV/0! | #DIV/0! |  |  |  | 115.1 | #DIV/0! | #DIV/0! | #DIV/0! | #DIV/0! | #DIV/0! | #DIV/0! | #DIV/0! | #DIV/0! | #DIV/0! | #DIV/0! | #DIV/0! | #DIV/0! | #DIV/0!
[15 empty] | 115.2 | 82.5748 | -38.8567 | 3856.0356 | 3753.2871 | 3856.0356 | 3753.2871 | 31.6189 | 23.0823 | 1 | 1 | 3856.0356 | 3753.2871 |  |  |  |  | 115.2 | #DIV/0! | #DIV/0! | #DIV/0! | #DIV/0! | #DIV/0! | #DIV/0! | #DIV/0! | #DIV/0! | #DIV/0! | #DIV/0! | #DIV/0! | #DIV/0! | #DIV/0! |  |  |  | 115.2 | #DIV/0! | #DIV/0! | #DIV/0! | #DIV/0! | #DIV/0! | #DIV/0! | #DIV/0! | #DIV/0! | #DIV/0! | #DIV/0! | #DIV/0! | #DIV/0! | #DIV/0! |  |  |  | 115.2 | #DIV/0! | #DIV/0! | #DIV/0! | #DIV/0! | #DIV/0! | #DIV/0! | #DIV/0! | #DIV/0! | #DIV/0! | #DIV/0! | #DIV/0! | #DIV/0! | #DIV/0! |  |  |  | 115.2 | #DIV/0! | #DIV/0! | #DIV/0! | #DIV/0! | #DIV/0! | #DIV/0! | #DIV/0! | #DIV/0! | #DIV/0! | #DIV/0! | #DIV/0! | #DIV/0! | #DIV/0! |  |  |  | 115.2 | #DIV/0! | #DIV/0! | #DIV/0! | #DIV/0! | #DIV/0! | #DIV/0! | #DIV/0! | #DIV/0! | #DIV/0! | #DIV/0! | #DIV/0! | #DIV/0! | #DIV/0! |  |  |  | 115.2 | #DIV/0! | #DIV/0! | #DIV/0! | #DIV/0! | #DIV/0! | #DIV/0! | #DIV/0! | #DIV/0! | #DIV/0! | #DIV/0! | #DIV/0! | #DIV/0! | #DIV/0! |  |  |  | 115.2 | #DIV/0! | #DIV/0! | #DIV/0! | #DIV/0! | #DIV/0! | #DIV/0! | #DIV/0! | #DIV/0! | #DIV/0! | #DIV/0! | #DIV/0! | #DIV/0! | #DIV/0!
[15 empty] | 115.3 | 82.5068 | -39.0008 | 3857.3593 | 3752.2045 | 3857.3593 | 3752.2045 | 31.6037 | 23.0566 | 1 | 1 | 3857.3593 | 3752.2045 |  |  |  |  | 115.3 | #DIV/0! | #DIV/0! | #DIV/0! | #DIV/0! | #DIV/0! | #DIV/0! | #DIV/0! | #DIV/0! | #DIV/0! | #DIV/0! | #DIV/0! | #DIV/0! | #DIV/0! |  |  |  | 115.3 | #DIV/0! | #DIV/0! | #DIV/0! | #DIV/0! | #DIV/0! | #DIV/0! | #DIV/0! | #DIV/0! | #DIV/0! | #DIV/0! | #DIV/0! | #DIV/0! | #DIV/0! |  |  |  | 115.3 | #DIV/0! | #DIV/0! | #DIV/0! | #DIV/0! | #DIV/0! | #DIV/0! | #DIV/0! | #DIV/0! | #DIV/0! | #DIV/0! | #DIV/0! | #DIV/0! | #DIV/0! |  |  |  | 115.3 | #DIV/0! | #DIV/0! | #DIV/0! | #DIV/0! | #DIV/0! | #DIV/0! | #DIV/0! | #DIV/0! | #DIV/0! | #DIV/0! | #DIV/0! | #DIV/0! | #DIV/0! |  |  |  | 115.3 | #DIV/0! | #DIV/0! | #DIV/0! | #DIV/0! | #DIV/0! | #DIV/0! | #DIV/0! | #DIV/0! | #DIV/0! | #DIV/0! | #DIV/0! | #DIV/0! | #DIV/0! |  |  |  | 115.3 | #DIV/0! | #DIV/0! | #DIV/0! | #DIV/0! | #DIV/0! | #DIV/0! | #DIV/0! | #DIV/0! | #DIV/0! | #DIV/0! | #DIV/0! | #DIV/0! | #DIV/0! |  |  |  | 115.3 | #DIV/0! | #DIV/0! | #DIV/0! | #DIV/0! | #DIV/0! | #DIV/0! | #DIV/0! | #DIV/0! | #DIV/0! | #DIV/0! | #DIV/0! | #DIV/0! | #DIV/0!
[15 empty] | 115.4 | 82.4386 | -39.1447 | 3858.6824 | 3751.1232 | 3858.6824 | 3751.1232 | 31.5884 | 23.0309 | 1 | 1 | 3858.6824 | 3751.1232 |  |  |  |  | 115.4 | #DIV/0! | #DIV/0! | #DIV/0! | #DIV/0! | #DIV/0! | #DIV/0! | #DIV/0! | #DIV/0! | #DIV/0! | #DIV/0! | #DIV/0! | #DIV/0! | #DIV/0! |  |  |  | 115.4 | #DIV/0! | #DIV/0! | #DIV/0! | #DIV/0! | #DIV/0! | #DIV/0! | #DIV/0! | #DIV/0! | #DIV/0! | #DIV/0! | #DIV/0! | #DIV/0! | #DIV/0! |  |  |  | 115.4 | #DIV/0! | #DIV/0! | #DIV/0! | #DIV/0! | #DIV/0! | #DIV/0! | #DIV/0! | #DIV/0! | #DIV/0! | #DIV/0! | #DIV/0! | #DIV/0! | #DIV/0! |  |  |  | 115.4 | #DIV/0! | #DIV/0! | #DIV/0! | #DIV/0! | #DIV/0! | #DIV/0! | #DIV/0! | #DIV/0! | #DIV/0! | #DIV/0! | #DIV/0! | #DIV/0! | #DIV/0! |  |  |  | 115.4 | #DIV/0! | #DIV/0! | #DIV/0! | #DIV/0! | #DIV/0! | #DIV/0! | #DIV/0! | #DIV/0! | #DIV/0! | #DIV/0! | #DIV/0! | #DIV/0! | #DIV/0! |  |  |  | 115.4 | #DIV/0! | #DIV/0! | #DIV/0! | #DIV/0! | #DIV/0! | #DIV/0! | #DIV/0! | #DIV/0! | #DIV/0! | #DIV/0! | #DIV/0! | #DIV/0! | #DIV/0! |  |  |  | 115.4 | #DIV/0! | #DIV/0! | #DIV/0! | #DIV/0! | #DIV/0! | #DIV/0! | #DIV/0! | #DIV/0! | #DIV/0! | #DIV/0! | #DIV/0! | #DIV/0! | #DIV/0!
[15 empty] | 115.5 | 82.3702 | -39.2886 | 3860.0049 | 3750.0432 | 3860.0049 | 3750.0432 | 31.573 | 23.0052 | 1 | 1 | 3860.0049 | 3750.0432 |  |  |  |  | 115.5 | #DIV/0! | #DIV/0! | #DIV/0! | #DIV/0! | #DIV/0! | #DIV/0! | #DIV/0! | #DIV/0! | #DIV/0! | #DIV/0! | #DIV/0! | #DIV/0! | #DIV/0! |  |  |  | 115.5 | #DIV/0! | #DIV/0! | #DIV/0! | #DIV/0! | #DIV/0! | #DIV/0! | #DIV/0! | #DIV/0! | #DIV/0! | #DIV/0! | #DIV/0! | #DIV/0! | #DIV/0! |  |  |  | 115.5 | #DIV/0! | #DIV/0! | #DIV/0! | #DIV/0! | #DIV/0! | #DIV/0! | #DIV/0! | #DIV/0! | #DIV/0! | #DIV/0! | #DIV/0! | #DIV/0! | #DIV/0! |  |  |  | 115.5 | #DIV/0! | #DIV/0! | #DIV/0! | #DIV/0! | #DIV/0! | #DIV/0! | #DIV/0! | #DIV/0! | #DIV/0! | #DIV/0! | #DIV/0! | #DIV/0! | #DIV/0! |  |  |  | 115.5 | #DIV/0! | #DIV/0! | #DIV/0! | #DIV/0! | #DIV/0! | #DIV/0! | #DIV/0! | #DIV/0! | #DIV/0! | #DIV/0! | #DIV/0! | #DIV/0! | #DIV/0! |  |  |  | 115.5 | #DIV/0! | #DIV/0! | #DIV/0! | #DIV/0! | #DIV/0! | #DIV/0! | #DIV/0! | #DIV/0! | #DIV/0! | #DIV/0! | #DIV/0! | #DIV/0! | #DIV/0! |  |  |  | 115.5 | #DIV/0! | #DIV/0! | #DIV/0! | #DIV/0! | #DIV/0! | #DIV/0! | #DIV/0! | #DIV/0! | #DIV/0! | #DIV/0! | #DIV/0! | #DIV/0! | #DIV/0!
[15 empty] | 115.6 | 82.3015 | -39.4323 | 3861.3267 | 3748.9646 | 3861.3267 | 3748.9646 | 31.5575 | 22.9794 | 1 | 1 | 3861.3267 | 3748.9646 |  |  |  |  | 115.6 | #DIV/0! | #DIV/0! | #DIV/0! | #DIV/0! | #DIV/0! | #DIV/0! | #DIV/0! | #DIV/0! | #DIV/0! | #DIV/0! | #DIV/0! | #DIV/0! | #DIV/0! |  |  |  | 115.6 | #DIV/0! | #DIV/0! | #DIV/0! | #DIV/0! | #DIV/0! | #DIV/0! | #DIV/0! | #DIV/0! | #DIV/0! | #DIV/0! | #DIV/0! | #DIV/0! | #DIV/0! |  |  |  | 115.6 | #DIV/0! | #DIV/0! | #DIV/0! | #DIV/0! | #DIV/0! | #DIV/0! | #DIV/0! | #DIV/0! | #DIV/0! | #DIV/0! | #DIV/0! | #DIV/0! | #DIV/0! |  |  |  | 115.6 | #DIV/0! | #DIV/0! | #DIV/0! | #DIV/0! | #DIV/0! | #DIV/0! | #DIV/0! | #DIV/0! | #DIV/0! | #DIV/0! | #DIV/0! | #DIV/0! | #DIV/0! |  |  |  | 115.6 | #DIV/0! | #DIV/0! | #DIV/0! | #DIV/0! | #DIV/0! | #DIV/0! | #DIV/0! | #DIV/0! | #DIV/0! | #DIV/0! | #DIV/0! | #DIV/0! | #DIV/0! |  |  |  | 115.6 | #DIV/0! | #DIV/0! | #DIV/0! | #DIV/0! | #DIV/0! | #DIV/0! | #DIV/0! | #DIV/0! | #DIV/0! | #DIV/0! | #DIV/0! | #DIV/0! | #DIV/0! |  |  |  | 115.6 | #DIV/0! | #DIV/0! | #DIV/0! | #DIV/0! | #DIV/0! | #DIV/0! | #DIV/0! | #DIV/0! | #DIV/0! | #DIV/0! | #DIV/0! | #DIV/0! | #DIV/0!
[15 empty] | 115.7 | 82.2325 | -39.5758 | 3862.6479 | 3747.8872 | 3862.6479 | 3747.8872 | 31.5418 | 22.9535 | 1 | 1 | 3862.6479 | 3747.8872 |  |  |  |  | 115.7 | #DIV/0! | #DIV/0! | #DIV/0! | #DIV/0! | #DIV/0! | #DIV/0! | #DIV/0! | #DIV/0! | #DIV/0! | #DIV/0! | #DIV/0! | #DIV/0! | #DIV/0! |  |  |  | 115.7 | #DIV/0! | #DIV/0! | #DIV/0! | #DIV/0! | #DIV/0! | #DIV/0! | #DIV/0! | #DIV/0! | #DIV/0! | #DIV/0! | #DIV/0! | #DIV/0! | #DIV/0! |  |  |  | 115.7 | #DIV/0! | #DIV/0! | #DIV/0! | #DIV/0! | #DIV/0! | #DIV/0! | #DIV/0! | #DIV/0! | #DIV/0! | #DIV/0! | #DIV/0! | #DIV/0! | #DIV/0! |  |  |  | 115.7 | #DIV/0! | #DIV/0! | #DIV/0! | #DIV/0! | #DIV/0! | #DIV/0! | #DIV/0! | #DIV/0! | #DIV/0! | #DIV/0! | #DIV/0! | #DIV/0! | #DIV/0! |  |  |  | 115.7 | #DIV/0! | #DIV/0! | #DIV/0! | #DIV/0! | #DIV/0! | #DIV/0! | #DIV/0! | #DIV/0! | #DIV/0! | #DIV/0! | #DIV/0! | #DIV/0! | #DIV/0! |  |  |  | 115.7 | #DIV/0! | #DIV/0! | #DIV/0! | #DIV/0! | #DIV/0! | #DIV/0! | #DIV/0! | #DIV/0! | #DIV/0! | #DIV/0! | #DIV/0! | #DIV/0! | #DIV/0! |  |  |  | 115.7 | #DIV/0! | #DIV/0! | #DIV/0! | #DIV/0! | #DIV/0! | #DIV/0! | #DIV/0! | #DIV/0! | #DIV/0! | #DIV/0! | #DIV/0! | #DIV/0! | #DIV/0!
[15 empty] | 115.8 | 82.1633 | -39.7193 | 3863.9684 | 3746.8111 | 3863.9684 | 3746.8111 | 31.526 | 22.9276 | 1 | 1 | 3863.9684 | 3746.8111 |  |  |  |  | 115.8 | #DIV/0! | #DIV/0! | #DIV/0! | #DIV/0! | #DIV/0! | #DIV/0! | #DIV/0! | #DIV/0! | #DIV/0! | #DIV/0! | #DIV/0! | #DIV/0! | #DIV/0! |  |  |  | 115.8 | #DIV/0! | #DIV/0! | #DIV/0! | #DIV/0! | #DIV/0! | #DIV/0! | #DIV/0! | #DIV/0! | #DIV/0! | #DIV/0! | #DIV/0! | #DIV/0! | #DIV/0! |  |  |  | 115.8 | #DIV/0! | #DIV/0! | #DIV/0! | #DIV/0! | #DIV/0! | #DIV/0! | #DIV/0! | #DIV/0! | #DIV/0! | #DIV/0! | #DIV/0! | #DIV/0! | #DIV/0! |  |  |  | 115.8 | #DIV/0! | #DIV/0! | #DIV/0! | #DIV/0! | #DIV/0! | #DIV/0! | #DIV/0! | #DIV/0! | #DIV/0! | #DIV/0! | #DIV/0! | #DIV/0! | #DIV/0! |  |  |  | 115.8 | #DIV/0! | #DIV/0! | #DIV/0! | #DIV/0! | #DIV/0! | #DIV/0! | #DIV/0! | #DIV/0! | #DIV/0! | #DIV/0! | #DIV/0! | #DIV/0! | #DIV/0! |  |  |  | 115.8 | #DIV/0! | #DIV/0! | #DIV/0! | #DIV/0! | #DIV/0! | #DIV/0! | #DIV/0! | #DIV/0! | #DIV/0! | #DIV/0! | #DIV/0! | #DIV/0! | #DIV/0! |  |  |  | 115.8 | #DIV/0! | #DIV/0! | #DIV/0! | #DIV/0! | #DIV/0! | #DIV/0! | #DIV/0! | #DIV/0! | #DIV/0! | #DIV/0! | #DIV/0! | #DIV/0! | #DIV/0!
[15 empty] | 115.9 | 82.0939 | -39.8626 | 3865.2883 | 3745.7364 | 3865.2883 | 3745.7364 | 31.5102 | 22.9017 | 1 | 1 | 3865.2883 | 3745.7364 |  |  |  |  | 115.9 | #DIV/0! | #DIV/0! | #DIV/0! | #DIV/0! | #DIV/0! | #DIV/0! | #DIV/0! | #DIV/0! | #DIV/0! | #DIV/0! | #DIV/0! | #DIV/0! | #DIV/0! |  |  |  | 115.9 | #DIV/0! | #DIV/0! | #DIV/0! | #DIV/0! | #DIV/0! | #DIV/0! | #DIV/0! | #DIV/0! | #DIV/0! | #DIV/0! | #DIV/0! | #DIV/0! | #DIV/0! |  |  |  | 115.9 | #DIV/0! | #DIV/0! | #DIV/0! | #DIV/0! | #DIV/0! | #DIV/0! | #DIV/0! | #DIV/0! | #DIV/0! | #DIV/0! | #DIV/0! | #DIV/0! | #DIV/0! |  |  |  | 115.9 | #DIV/0! | #DIV/0! | #DIV/0! | #DIV/0! | #DIV/0! | #DIV/0! | #DIV/0! | #DIV/0! | #DIV/0! | #DIV/0! | #DIV/0! | #DIV/0! | #DIV/0! |  |  |  | 115.9 | #DIV/0! | #DIV/0! | #DIV/0! | #DIV/0! | #DIV/0! | #DIV/0! | #DIV/0! | #DIV/0! | #DIV/0! | #DIV/0! | #DIV/0! | #DIV/0! | #DIV/0! |  |  |  | 115.9 | #DIV/0! | #DIV/0! | #DIV/0! | #DIV/0! | #DIV/0! | #DIV/0! | #DIV/0! | #DIV/0! | #DIV/0! | #DIV/0! | #DIV/0! | #DIV/0! | #DIV/0! |  |  |  | 115.9 | #DIV/0! | #DIV/0! | #DIV/0! | #DIV/0! | #DIV/0! | #DIV/0! | #DIV/0! | #DIV/0! | #DIV/0! | #DIV/0! | #DIV/0! | #DIV/0! | #DIV/0!
[15 empty] | 116 | 82.0242 | -40.0059 | 3866.6075 | 3744.663 | 3866.6075 | 3744.663 | 31.4942 | 22.8757 | 1 | 1 | 3866.6075 | 3744.663 |  |  |  |  | 116 | #DIV/0! | #DIV/0! | #DIV/0! | #DIV/0! | #DIV/0! | #DIV/0! | #DIV/0! | #DIV/0! | #DIV/0! | #DIV/0! | #DIV/0! | #DIV/0! | #DIV/0! |  |  |  | 116 | #DIV/0! | #DIV/0! | #DIV/0! | #DIV/0! | #DIV/0! | #DIV/0! | #DIV/0! | #DIV/0! | #DIV/0! | #DIV/0! | #DIV/0! | #DIV/0! | #DIV/0! |  |  |  | 116 | #DIV/0! | #DIV/0! | #DIV/0! | #DIV/0! | #DIV/0! | #DIV/0! | #DIV/0! | #DIV/0! | #DIV/0! | #DIV/0! | #DIV/0! | #DIV/0! | #DIV/0! |  |  |  | 116 | #DIV/0! | #DIV/0! | #DIV/0! | #DIV/0! | #DIV/0! | #DIV/0! | #DIV/0! | #DIV/0! | #DIV/0! | #DIV/0! | #DIV/0! | #DIV/0! | #DIV/0! |  |  |  | 116 | #DIV/0! | #DIV/0! | #DIV/0! | #DIV/0! | #DIV/0! | #DIV/0! | #DIV/0! | #DIV/0! | #DIV/0! | #DIV/0! | #DIV/0! | #DIV/0! | #DIV/0! |  |  |  | 116 | #DIV/0! | #DIV/0! | #DIV/0! | #DIV/0! | #DIV/0! | #DIV/0! | #DIV/0! | #DIV/0! | #DIV/0! | #DIV/0! | #DIV/0! | #DIV/0! | #DIV/0! |  |  |  | 116 | #DIV/0! | #DIV/0! | #DIV/0! | #DIV/0! | #DIV/0! | #DIV/0! | #DIV/0! | #DIV/0! | #DIV/0! | #DIV/0! | #DIV/0! | #DIV/0! | #DIV/0!
[15 empty] | 116.1 | 81.9542 | -40.149 | 3867.9261 | 3743.5909 | 3867.9261 | 3743.5909 | 31.478 | 22.8496 | 1 | 1 | 3867.9261 | 3743.5909 |  |  |  |  | 116.1 | #DIV/0! | #DIV/0! | #DIV/0! | #DIV/0! | #DIV/0! | #DIV/0! | #DIV/0! | #DIV/0! | #DIV/0! | #DIV/0! | #DIV/0! | #DIV/0! | #DIV/0! |  |  |  | 116.1 | #DIV/0! | #DIV/0! | #DIV/0! | #DIV/0! | #DIV/0! | #DIV/0! | #DIV/0! | #DIV/0! | #DIV/0! | #DIV/0! | #DIV/0! | #DIV/0! | #DIV/0! |  |  |  | 116.1 | #DIV/0! | #DIV/0! | #DIV/0! | #DIV/0! | #DIV/0! | #DIV/0! | #DIV/0! | #DIV/0! | #DIV/0! | #DIV/0! | #DIV/0! | #DIV/0! | #DIV/0! |  |  |  | 116.1 | #DIV/0! | #DIV/0! | #DIV/0! | #DIV/0! | #DIV/0! | #DIV/0! | #DIV/0! | #DIV/0! | #DIV/0! | #DIV/0! | #DIV/0! | #DIV/0! | #DIV/0! |  |  |  | 116.1 | #DIV/0! | #DIV/0! | #DIV/0! | #DIV/0! | #DIV/0! | #DIV/0! | #DIV/0! | #DIV/0! | #DIV/0! | #DIV/0! | #DIV/0! | #DIV/0! | #DIV/0! |  |  |  | 116.1 | #DIV/0! | #DIV/0! | #DIV/0! | #DIV/0! | #DIV/0! | #DIV/0! | #DIV/0! | #DIV/0! | #DIV/0! | #DIV/0! | #DIV/0! | #DIV/0! | #DIV/0! |  |  |  | 116.1 | #DIV/0! | #DIV/0! | #DIV/0! | #DIV/0! | #DIV/0! | #DIV/0! | #DIV/0! | #DIV/0! | #DIV/0! | #DIV/0! | #DIV/0! | #DIV/0! | #DIV/0!
[15 empty] | 116.2 | 81.884 | -40.2919 | 3869.244 | 3742.5201 | 3869.244 | 3742.5201 | 31.4618 | 22.8235 | 1 | 1 | 3869.244 | 3742.5201 |  |  |  |  | 116.2 | #DIV/0! | #DIV/0! | #DIV/0! | #DIV/0! | #DIV/0! | #DIV/0! | #DIV/0! | #DIV/0! | #DIV/0! | #DIV/0! | #DIV/0! | #DIV/0! | #DIV/0! |  |  |  | 116.2 | #DIV/0! | #DIV/0! | #DIV/0! | #DIV/0! | #DIV/0! | #DIV/0! | #DIV/0! | #DIV/0! | #DIV/0! | #DIV/0! | #DIV/0! | #DIV/0! | #DIV/0! |  |  |  | 116.2 | #DIV/0! | #DIV/0! | #DIV/0! | #DIV/0! | #DIV/0! | #DIV/0! | #DIV/0! | #DIV/0! | #DIV/0! | #DIV/0! | #DIV/0! | #DIV/0! | #DIV/0! |  |  |  | 116.2 | #DIV/0! | #DIV/0! | #DIV/0! | #DIV/0! | #DIV/0! | #DIV/0! | #DIV/0! | #DIV/0! | #DIV/0! | #DIV/0! | #DIV/0! | #DIV/0! | #DIV/0! |  |  |  | 116.2 | #DIV/0! | #DIV/0! | #DIV/0! | #DIV/0! | #DIV/0! | #DIV/0! | #DIV/0! | #DIV/0! | #DIV/0! | #DIV/0! | #DIV/0! | #DIV/0! | #DIV/0! |  |  |  | 116.2 | #DIV/0! | #DIV/0! | #DIV/0! | #DIV/0! | #DIV/0! | #DIV/0! | #DIV/0! | #DIV/0! | #DIV/0! | #DIV/0! | #DIV/0! | #DIV/0! | #DIV/0! |  |  |  | 116.2 | #DIV/0! | #DIV/0! | #DIV/0! | #DIV/0! | #DIV/0! | #DIV/0! | #DIV/0! | #DIV/0! | #DIV/0! | #DIV/0! | #DIV/0! | #DIV/0! | #DIV/0!
[15 empty] | 116.3 | 81.8136 | -40.4348 | 3870.5613 | 3741.4507 | 3870.5613 | 3741.4507 | 31.4454 | 22.7974 | 1 | 1 | 3870.5613 | 3741.4507 |  |  |  |  | 116.3 | #DIV/0! | #DIV/0! | #DIV/0! | #DIV/0! | #DIV/0! | #DIV/0! | #DIV/0! | #DIV/0! | #DIV/0! | #DIV/0! | #DIV/0! | #DIV/0! | #DIV/0! |  |  |  | 116.3 | #DIV/0! | #DIV/0! | #DIV/0! | #DIV/0! | #DIV/0! | #DIV/0! | #DIV/0! | #DIV/0! | #DIV/0! | #DIV/0! | #DIV/0! | #DIV/0! | #DIV/0! |  |  |  | 116.3 | #DIV/0! | #DIV/0! | #DIV/0! | #DIV/0! | #DIV/0! | #DIV/0! | #DIV/0! | #DIV/0! | #DIV/0! | #DIV/0! | #DIV/0! | #DIV/0! | #DIV/0! |  |  |  | 116.3 | #DIV/0! | #DIV/0! | #DIV/0! | #DIV/0! | #DIV/0! | #DIV/0! | #DIV/0! | #DIV/0! | #DIV/0! | #DIV/0! | #DIV/0! | #DIV/0! | #DIV/0! |  |  |  | 116.3 | #DIV/0! | #DIV/0! | #DIV/0! | #DIV/0! | #DIV/0! | #DIV/0! | #DIV/0! | #DIV/0! | #DIV/0! | #DIV/0! | #DIV/0! | #DIV/0! | #DIV/0! |  |  |  | 116.3 | #DIV/0! | #DIV/0! | #DIV/0! | #DIV/0! | #DIV/0! | #DIV/0! | #DIV/0! | #DIV/0! | #DIV/0! | #DIV/0! | #DIV/0! | #DIV/0! | #DIV/0! |  |  |  | 116.3 | #DIV/0! | #DIV/0! | #DIV/0! | #DIV/0! | #DIV/0! | #DIV/0! | #DIV/0! | #DIV/0! | #DIV/0! | #DIV/0! | #DIV/0! | #DIV/0! | #DIV/0!
[15 empty] | 116.4 | 81.7429 | -40.5775 | 3871.8779 | 3740.3825 | 3871.8779 | 3740.3825 | 31.4289 | 22.7712 | 1 | 1 | 3871.8779 | 3740.3825 |  |  |  |  | 116.4 | #DIV/0! | #DIV/0! | #DIV/0! | #DIV/0! | #DIV/0! | #DIV/0! | #DIV/0! | #DIV/0! | #DIV/0! | #DIV/0! | #DIV/0! | #DIV/0! | #DIV/0! |  |  |  | 116.4 | #DIV/0! | #DIV/0! | #DIV/0! | #DIV/0! | #DIV/0! | #DIV/0! | #DIV/0! | #DIV/0! | #DIV/0! | #DIV/0! | #DIV/0! | #DIV/0! | #DIV/0! |  |  |  | 116.4 | #DIV/0! | #DIV/0! | #DIV/0! | #DIV/0! | #DIV/0! | #DIV/0! | #DIV/0! | #DIV/0! | #DIV/0! | #DIV/0! | #DIV/0! | #DIV/0! | #DIV/0! |  |  |  | 116.4 | #DIV/0! | #DIV/0! | #DIV/0! | #DIV/0! | #DIV/0! | #DIV/0! | #DIV/0! | #DIV/0! | #DIV/0! | #DIV/0! | #DIV/0! | #DIV/0! | #DIV/0! |  |  |  | 116.4 | #DIV/0! | #DIV/0! | #DIV/0! | #DIV/0! | #DIV/0! | #DIV/0! | #DIV/0! | #DIV/0! | #DIV/0! | #DIV/0! | #DIV/0! | #DIV/0! | #DIV/0! |  |  |  | 116.4 | #DIV/0! | #DIV/0! | #DIV/0! | #DIV/0! | #DIV/0! | #DIV/0! | #DIV/0! | #DIV/0! | #DIV/0! | #DIV/0! | #DIV/0! | #DIV/0! | #DIV/0! |  |  |  | 116.4 | #DIV/0! | #DIV/0! | #DIV/0! | #DIV/0! | #DIV/0! | #DIV/0! | #DIV/0! | #DIV/0! | #DIV/0! | #DIV/0! | #DIV/0! | #DIV/0! | #DIV/0!
[15 empty] | 116.5 | 81.6719 | -40.7201 | 3873.1938 | 3739.3157 | 3873.1938 | 3739.3157 | 31.4123 | 22.7449 | 1 | 1 | 3873.1938 | 3739.3157 |  |  |  |  | 116.5 | #DIV/0! | #DIV/0! | #DIV/0! | #DIV/0! | #DIV/0! | #DIV/0! | #DIV/0! | #DIV/0! | #DIV/0! | #DIV/0! | #DIV/0! | #DIV/0! | #DIV/0! |  |  |  | 116.5 | #DIV/0! | #DIV/0! | #DIV/0! | #DIV/0! | #DIV/0! | #DIV/0! | #DIV/0! | #DIV/0! | #DIV/0! | #DIV/0! | #DIV/0! | #DIV/0! | #DIV/0! |  |  |  | 116.5 | #DIV/0! | #DIV/0! | #DIV/0! | #DIV/0! | #DIV/0! | #DIV/0! | #DIV/0! | #DIV/0! | #DIV/0! | #DIV/0! | #DIV/0! | #DIV/0! | #DIV/0! |  |  |  | 116.5 | #DIV/0! | #DIV/0! | #DIV/0! | #DIV/0! | #DIV/0! | #DIV/0! | #DIV/0! | #DIV/0! | #DIV/0! | #DIV/0! | #DIV/0! | #DIV/0! | #DIV/0! |  |  |  | 116.5 | #DIV/0! | #DIV/0! | #DIV/0! | #DIV/0! | #DIV/0! | #DIV/0! | #DIV/0! | #DIV/0! | #DIV/0! | #DIV/0! | #DIV/0! | #DIV/0! | #DIV/0! |  |  |  | 116.5 | #DIV/0! | #DIV/0! | #DIV/0! | #DIV/0! | #DIV/0! | #DIV/0! | #DIV/0! | #DIV/0! | #DIV/0! | #DIV/0! | #DIV/0! | #DIV/0! | #DIV/0! |  |  |  | 116.5 | #DIV/0! | #DIV/0! | #DIV/0! | #DIV/0! | #DIV/0! | #DIV/0! | #DIV/0! | #DIV/0! | #DIV/0! | #DIV/0! | #DIV/0! | #DIV/0! | #DIV/0!
[15 empty] | 116.6 | 81.6007 | -40.8626 | 3874.509 | 3738.2502 | 3874.509 | 3738.2502 | 31.3956 | 22.7186 | 1 | 1 | 3874.509 | 3738.2502 |  |  |  |  | 116.6 | #DIV/0! | #DIV/0! | #DIV/0! | #DIV/0! | #DIV/0! | #DIV/0! | #DIV/0! | #DIV/0! | #DIV/0! | #DIV/0! | #DIV/0! | #DIV/0! | #DIV/0! |  |  |  | 116.6 | #DIV/0! | #DIV/0! | #DIV/0! | #DIV/0! | #DIV/0! | #DIV/0! | #DIV/0! | #DIV/0! | #DIV/0! | #DIV/0! | #DIV/0! | #DIV/0! | #DIV/0! |  |  |  | 116.6 | #DIV/0! | #DIV/0! | #DIV/0! | #DIV/0! | #DIV/0! | #DIV/0! | #DIV/0! | #DIV/0! | #DIV/0! | #DIV/0! | #DIV/0! | #DIV/0! | #DIV/0! |  |  |  | 116.6 | #DIV/0! | #DIV/0! | #DIV/0! | #DIV/0! | #DIV/0! | #DIV/0! | #DIV/0! | #DIV/0! | #DIV/0! | #DIV/0! | #DIV/0! | #DIV/0! | #DIV/0! |  |  |  | 116.6 | #DIV/0! | #DIV/0! | #DIV/0! | #DIV/0! | #DIV/0! | #DIV/0! | #DIV/0! | #DIV/0! | #DIV/0! | #DIV/0! | #DIV/0! | #DIV/0! | #DIV/0! |  |  |  | 116.6 | #DIV/0! | #DIV/0! | #DIV/0! | #DIV/0! | #DIV/0! | #DIV/0! | #DIV/0! | #DIV/0! | #DIV/0! | #DIV/0! | #DIV/0! | #DIV/0! | #DIV/0! |  |  |  | 116.6 | #DIV/0! | #DIV/0! | #DIV/0! | #DIV/0! | #DIV/0! | #DIV/0! | #DIV/0! | #DIV/0! | #DIV/0! | #DIV/0! | #DIV/0! | #DIV/0! | #DIV/0!
[15 empty] | 116.7 | 81.5293 | -41.005 | 3875.8235 | 3737.1861 | 3875.8235 | 3737.1861 | 31.3788 | 22.6923 | 1 | 1 | 3875.8235 | 3737.1861 |  |  |  |  | 116.7 | #DIV/0! | #DIV/0! | #DIV/0! | #DIV/0! | #DIV/0! | #DIV/0! | #DIV/0! | #DIV/0! | #DIV/0! | #DIV/0! | #DIV/0! | #DIV/0! | #DIV/0! |  |  |  | 116.7 | #DIV/0! | #DIV/0! | #DIV/0! | #DIV/0! | #DIV/0! | #DIV/0! | #DIV/0! | #DIV/0! | #DIV/0! | #DIV/0! | #DIV/0! | #DIV/0! | #DIV/0! |  |  |  | 116.7 | #DIV/0! | #DIV/0! | #DIV/0! | #DIV/0! | #DIV/0! | #DIV/0! | #DIV/0! | #DIV/0! | #DIV/0! | #DIV/0! | #DIV/0! | #DIV/0! | #DIV/0! |  |  |  | 116.7 | #DIV/0! | #DIV/0! | #DIV/0! | #DIV/0! | #DIV/0! | #DIV/0! | #DIV/0! | #DIV/0! | #DIV/0! | #DIV/0! | #DIV/0! | #DIV/0! | #DIV/0! |  |  |  | 116.7 | #DIV/0! | #DIV/0! | #DIV/0! | #DIV/0! | #DIV/0! | #DIV/0! | #DIV/0! | #DIV/0! | #DIV/0! | #DIV/0! | #DIV/0! | #DIV/0! | #DIV/0! |  |  |  | 116.7 | #DIV/0! | #DIV/0! | #DIV/0! | #DIV/0! | #DIV/0! | #DIV/0! | #DIV/0! | #DIV/0! | #DIV/0! | #DIV/0! | #DIV/0! | #DIV/0! | #DIV/0! |  |  |  | 116.7 | #DIV/0! | #DIV/0! | #DIV/0! | #DIV/0! | #DIV/0! | #DIV/0! | #DIV/0! | #DIV/0! | #DIV/0! | #DIV/0! | #DIV/0! | #DIV/0! | #DIV/0!
[15 empty] | 116.8 | 81.4576 | -41.1472 | 3877.1374 | 3736.1233 | 3877.1374 | 3736.1233 | 31.3618 | 22.6659 | 1 | 1 | 3877.1374 | 3736.1233 |  |  |  |  | 116.8 | #DIV/0! | #DIV/0! | #DIV/0! | #DIV/0! | #DIV/0! | #DIV/0! | #DIV/0! | #DIV/0! | #DIV/0! | #DIV/0! | #DIV/0! | #DIV/0! | #DIV/0! |  |  |  | 116.8 | #DIV/0! | #DIV/0! | #DIV/0! | #DIV/0! | #DIV/0! | #DIV/0! | #DIV/0! | #DIV/0! | #DIV/0! | #DIV/0! | #DIV/0! | #DIV/0! | #DIV/0! |  |  |  | 116.8 | #DIV/0! | #DIV/0! | #DIV/0! | #DIV/0! | #DIV/0! | #DIV/0! | #DIV/0! | #DIV/0! | #DIV/0! | #DIV/0! | #DIV/0! | #DIV/0! | #DIV/0! |  |  |  | 116.8 | #DIV/0! | #DIV/0! | #DIV/0! | #DIV/0! | #DIV/0! | #DIV/0! | #DIV/0! | #DIV/0! | #DIV/0! | #DIV/0! | #DIV/0! | #DIV/0! | #DIV/0! |  |  |  | 116.8 | #DIV/0! | #DIV/0! | #DIV/0! | #DIV/0! | #DIV/0! | #DIV/0! | #DIV/0! | #DIV/0! | #DIV/0! | #DIV/0! | #DIV/0! | #DIV/0! | #DIV/0! |  |  |  | 116.8 | #DIV/0! | #DIV/0! | #DIV/0! | #DIV/0! | #DIV/0! | #DIV/0! | #DIV/0! | #DIV/0! | #DIV/0! | #DIV/0! | #DIV/0! | #DIV/0! | #DIV/0! |  |  |  | 116.8 | #DIV/0! | #DIV/0! | #DIV/0! | #DIV/0! | #DIV/0! | #DIV/0! | #DIV/0! | #DIV/0! | #DIV/0! | #DIV/0! | #DIV/0! | #DIV/0! | #DIV/0!
[15 empty] | 116.9 | 81.3857 | -41.2893 | 3878.4505 | 3735.0618 | 3878.4505 | 3735.0618 | 31.3447 | 22.6394 | 1 | 1 | 3878.4505 | 3735.0618 |  |  |  |  | 116.9 | #DIV/0! | #DIV/0! | #DIV/0! | #DIV/0! | #DIV/0! | #DIV/0! | #DIV/0! | #DIV/0! | #DIV/0! | #DIV/0! | #DIV/0! | #DIV/0! | #DIV/0! |  |  |  | 116.9 | #DIV/0! | #DIV/0! | #DIV/0! | #DIV/0! | #DIV/0! | #DIV/0! | #DIV/0! | #DIV/0! | #DIV/0! | #DIV/0! | #DIV/0! | #DIV/0! | #DIV/0! |  |  |  | 116.9 | #DIV/0! | #DIV/0! | #DIV/0! | #DIV/0! | #DIV/0! | #DIV/0! | #DIV/0! | #DIV/0! | #DIV/0! | #DIV/0! | #DIV/0! | #DIV/0! | #DIV/0! |  |  |  | 116.9 | #DIV/0! | #DIV/0! | #DIV/0! | #DIV/0! | #DIV/0! | #DIV/0! | #DIV/0! | #DIV/0! | #DIV/0! | #DIV/0! | #DIV/0! | #DIV/0! | #DIV/0! |  |  |  | 116.9 | #DIV/0! | #DIV/0! | #DIV/0! | #DIV/0! | #DIV/0! | #DIV/0! | #DIV/0! | #DIV/0! | #DIV/0! | #DIV/0! | #DIV/0! | #DIV/0! | #DIV/0! |  |  |  | 116.9 | #DIV/0! | #DIV/0! | #DIV/0! | #DIV/0! | #DIV/0! | #DIV/0! | #DIV/0! | #DIV/0! | #DIV/0! | #DIV/0! | #DIV/0! | #DIV/0! | #DIV/0! |  |  |  | 116.9 | #DIV/0! | #DIV/0! | #DIV/0! | #DIV/0! | #DIV/0! | #DIV/0! | #DIV/0! | #DIV/0! | #DIV/0! | #DIV/0! | #DIV/0! | #DIV/0! | #DIV/0!
[15 empty] | 117 | 81.3135 | -41.4313 | 3879.7629 | 3734.0017 | 3879.7629 | 3734.0017 | 31.3275 | 22.6129 | 1 | 1 | 3879.7629 | 3734.0017 |  |  |  |  | 117 | #DIV/0! | #DIV/0! | #DIV/0! | #DIV/0! | #DIV/0! | #DIV/0! | #DIV/0! | #DIV/0! | #DIV/0! | #DIV/0! | #DIV/0! | #DIV/0! | #DIV/0! |  |  |  | 117 | #DIV/0! | #DIV/0! | #DIV/0! | #DIV/0! | #DIV/0! | #DIV/0! | #DIV/0! | #DIV/0! | #DIV/0! | #DIV/0! | #DIV/0! | #DIV/0! | #DIV/0! |  |  |  | 117 | #DIV/0! | #DIV/0! | #DIV/0! | #DIV/0! | #DIV/0! | #DIV/0! | #DIV/0! | #DIV/0! | #DIV/0! | #DIV/0! | #DIV/0! | #DIV/0! | #DIV/0! |  |  |  | 117 | #DIV/0! | #DIV/0! | #DIV/0! | #DIV/0! | #DIV/0! | #DIV/0! | #DIV/0! | #DIV/0! | #DIV/0! | #DIV/0! | #DIV/0! | #DIV/0! | #DIV/0! |  |  |  | 117 | #DIV/0! | #DIV/0! | #DIV/0! | #DIV/0! | #DIV/0! | #DIV/0! | #DIV/0! | #DIV/0! | #DIV/0! | #DIV/0! | #DIV/0! | #DIV/0! | #DIV/0! |  |  |  | 117 | #DIV/0! | #DIV/0! | #DIV/0! | #DIV/0! | #DIV/0! | #DIV/0! | #DIV/0! | #DIV/0! | #DIV/0! | #DIV/0! | #DIV/0! | #DIV/0! | #DIV/0! |  |  |  | 117 | #DIV/0! | #DIV/0! | #DIV/0! | #DIV/0! | #DIV/0! | #DIV/0! | #DIV/0! | #DIV/0! | #DIV/0! | #DIV/0! | #DIV/0! | #DIV/0! | #DIV/0!
[15 empty] | 117.1 | 81.2411 | -41.5731 | 3881.0747 | 3732.9429 | 3881.0747 | 3732.9429 | 31.3102 | 22.5864 | 1 | 1 | 3881.0747 | 3732.9429 |  |  |  |  | 117.1 | #DIV/0! | #DIV/0! | #DIV/0! | #DIV/0! | #DIV/0! | #DIV/0! | #DIV/0! | #DIV/0! | #DIV/0! | #DIV/0! | #DIV/0! | #DIV/0! | #DIV/0! |  |  |  | 117.1 | #DIV/0! | #DIV/0! | #DIV/0! | #DIV/0! | #DIV/0! | #DIV/0! | #DIV/0! | #DIV/0! | #DIV/0! | #DIV/0! | #DIV/0! | #DIV/0! | #DIV/0! |  |  |  | 117.1 | #DIV/0! | #DIV/0! | #DIV/0! | #DIV/0! | #DIV/0! | #DIV/0! | #DIV/0! | #DIV/0! | #DIV/0! | #DIV/0! | #DIV/0! | #DIV/0! | #DIV/0! |  |  |  | 117.1 | #DIV/0! | #DIV/0! | #DIV/0! | #DIV/0! | #DIV/0! | #DIV/0! | #DIV/0! | #DIV/0! | #DIV/0! | #DIV/0! | #DIV/0! | #DIV/0! | #DIV/0! |  |  |  | 117.1 | #DIV/0! | #DIV/0! | #DIV/0! | #DIV/0! | #DIV/0! | #DIV/0! | #DIV/0! | #DIV/0! | #DIV/0! | #DIV/0! | #DIV/0! | #DIV/0! | #DIV/0! |  |  |  | 117.1 | #DIV/0! | #DIV/0! | #DIV/0! | #DIV/0! | #DIV/0! | #DIV/0! | #DIV/0! | #DIV/0! | #DIV/0! | #DIV/0! | #DIV/0! | #DIV/0! | #DIV/0! |  |  |  | 117.1 | #DIV/0! | #DIV/0! | #DIV/0! | #DIV/0! | #DIV/0! | #DIV/0! | #DIV/0! | #DIV/0! | #DIV/0! | #DIV/0! | #DIV/0! | #DIV/0! | #DIV/0!
[15 empty] | 117.2 | 81.1684 | -41.7149 | 3882.3857 | 3731.8854 | 3882.3857 | 3731.8854 | 31.2927 | 22.5598 | 1 | 1 | 3882.3857 | 3731.8854 |  |  |  |  | 117.2 | #DIV/0! | #DIV/0! | #DIV/0! | #DIV/0! | #DIV/0! | #DIV/0! | #DIV/0! | #DIV/0! | #DIV/0! | #DIV/0! | #DIV/0! | #DIV/0! | #DIV/0! |  |  |  | 117.2 | #DIV/0! | #DIV/0! | #DIV/0! | #DIV/0! | #DIV/0! | #DIV/0! | #DIV/0! | #DIV/0! | #DIV/0! | #DIV/0! | #DIV/0! | #DIV/0! | #DIV/0! |  |  |  | 117.2 | #DIV/0! | #DIV/0! | #DIV/0! | #DIV/0! | #DIV/0! | #DIV/0! | #DIV/0! | #DIV/0! | #DIV/0! | #DIV/0! | #DIV/0! | #DIV/0! | #DIV/0! |  |  |  | 117.2 | #DIV/0! | #DIV/0! | #DIV/0! | #DIV/0! | #DIV/0! | #DIV/0! | #DIV/0! | #DIV/0! | #DIV/0! | #DIV/0! | #DIV/0! | #DIV/0! | #DIV/0! |  |  |  | 117.2 | #DIV/0! | #DIV/0! | #DIV/0! | #DIV/0! | #DIV/0! | #DIV/0! | #DIV/0! | #DIV/0! | #DIV/0! | #DIV/0! | #DIV/0! | #DIV/0! | #DIV/0! |  |  |  | 117.2 | #DIV/0! | #DIV/0! | #DIV/0! | #DIV/0! | #DIV/0! | #DIV/0! | #DIV/0! | #DIV/0! | #DIV/0! | #DIV/0! | #DIV/0! | #DIV/0! | #DIV/0! |  |  |  | 117.2 | #DIV/0! | #DIV/0! | #DIV/0! | #DIV/0! | #DIV/0! | #DIV/0! | #DIV/0! | #DIV/0! | #DIV/0! | #DIV/0! | #DIV/0! | #DIV/0! | #DIV/0!
[15 empty] | 117.3 | 81.0954 | -41.8565 | 3883.6959 | 3730.8293 | 3883.6959 | 3730.8293 | 31.2752 | 22.5331 | 1 | 1 | 3883.6959 | 3730.8293 |  |  |  |  | 117.3 | #DIV/0! | #DIV/0! | #DIV/0! | #DIV/0! | #DIV/0! | #DIV/0! | #DIV/0! | #DIV/0! | #DIV/0! | #DIV/0! | #DIV/0! | #DIV/0! | #DIV/0! |  |  |  | 117.3 | #DIV/0! | #DIV/0! | #DIV/0! | #DIV/0! | #DIV/0! | #DIV/0! | #DIV/0! | #DIV/0! | #DIV/0! | #DIV/0! | #DIV/0! | #DIV/0! | #DIV/0! |  |  |  | 117.3 | #DIV/0! | #DIV/0! | #DIV/0! | #DIV/0! | #DIV/0! | #DIV/0! | #DIV/0! | #DIV/0! | #DIV/0! | #DIV/0! | #DIV/0! | #DIV/0! | #DIV/0! |  |  |  | 117.3 | #DIV/0! | #DIV/0! | #DIV/0! | #DIV/0! | #DIV/0! | #DIV/0! | #DIV/0! | #DIV/0! | #DIV/0! | #DIV/0! | #DIV/0! | #DIV/0! | #DIV/0! |  |  |  | 117.3 | #DIV/0! | #DIV/0! | #DIV/0! | #DIV/0! | #DIV/0! | #DIV/0! | #DIV/0! | #DIV/0! | #DIV/0! | #DIV/0! | #DIV/0! | #DIV/0! | #DIV/0! |  |  |  | 117.3 | #DIV/0! | #DIV/0! | #DIV/0! | #DIV/0! | #DIV/0! | #DIV/0! | #DIV/0! | #DIV/0! | #DIV/0! | #DIV/0! | #DIV/0! | #DIV/0! | #DIV/0! |  |  |  | 117.3 | #DIV/0! | #DIV/0! | #DIV/0! | #DIV/0! | #DIV/0! | #DIV/0! | #DIV/0! | #DIV/0! | #DIV/0! | #DIV/0! | #DIV/0! | #DIV/0! | #DIV/0!
[15 empty] | 117.4 | 81.0223 | -41.998 | 3885.0055 | 3729.7746 | 3885.0055 | 3729.7746 | 31.2575 | 22.5064 | 1 | 1 | 3885.0055 | 3729.7746 |  |  |  |  | 117.4 | #DIV/0! | #DIV/0! | #DIV/0! | #DIV/0! | #DIV/0! | #DIV/0! | #DIV/0! | #DIV/0! | #DIV/0! | #DIV/0! | #DIV/0! | #DIV/0! | #DIV/0! |  |  |  | 117.4 | #DIV/0! | #DIV/0! | #DIV/0! | #DIV/0! | #DIV/0! | #DIV/0! | #DIV/0! | #DIV/0! | #DIV/0! | #DIV/0! | #DIV/0! | #DIV/0! | #DIV/0! |  |  |  | 117.4 | #DIV/0! | #DIV/0! | #DIV/0! | #DIV/0! | #DIV/0! | #DIV/0! | #DIV/0! | #DIV/0! | #DIV/0! | #DIV/0! | #DIV/0! | #DIV/0! | #DIV/0! |  |  |  | 117.4 | #DIV/0! | #DIV/0! | #DIV/0! | #DIV/0! | #DIV/0! | #DIV/0! | #DIV/0! | #DIV/0! | #DIV/0! | #DIV/0! | #DIV/0! | #DIV/0! | #DIV/0! |  |  |  | 117.4 | #DIV/0! | #DIV/0! | #DIV/0! | #DIV/0! | #DIV/0! | #DIV/0! | #DIV/0! | #DIV/0! | #DIV/0! | #DIV/0! | #DIV/0! | #DIV/0! | #DIV/0! |  |  |  | 117.4 | #DIV/0! | #DIV/0! | #DIV/0! | #DIV/0! | #DIV/0! | #DIV/0! | #DIV/0! | #DIV/0! | #DIV/0! | #DIV/0! | #DIV/0! | #DIV/0! | #DIV/0! |  |  |  | 117.4 | #DIV/0! | #DIV/0! | #DIV/0! | #DIV/0! | #DIV/0! | #DIV/0! | #DIV/0! | #DIV/0! | #DIV/0! | #DIV/0! | #DIV/0! | #DIV/0! | #DIV/0!
[15 empty] | 117.5 | 80.9488 | -42.1393 | 3886.3143 | 3728.7211 | 3886.3143 | 3728.7211 | 31.2397 | 22.4797 | 1 | 1 | 3886.3143 | 3728.7211 |  |  |  |  | 117.5 | #DIV/0! | #DIV/0! | #DIV/0! | #DIV/0! | #DIV/0! | #DIV/0! | #DIV/0! | #DIV/0! | #DIV/0! | #DIV/0! | #DIV/0! | #DIV/0! | #DIV/0! |  |  |  | 117.5 | #DIV/0! | #DIV/0! | #DIV/0! | #DIV/0! | #DIV/0! | #DIV/0! | #DIV/0! | #DIV/0! | #DIV/0! | #DIV/0! | #DIV/0! | #DIV/0! | #DIV/0! |  |  |  | 117.5 | #DIV/0! | #DIV/0! | #DIV/0! | #DIV/0! | #DIV/0! | #DIV/0! | #DIV/0! | #DIV/0! | #DIV/0! | #DIV/0! | #DIV/0! | #DIV/0! | #DIV/0! |  |  |  | 117.5 | #DIV/0! | #DIV/0! | #DIV/0! | #DIV/0! | #DIV/0! | #DIV/0! | #DIV/0! | #DIV/0! | #DIV/0! | #DIV/0! | #DIV/0! | #DIV/0! | #DIV/0! |  |  |  | 117.5 | #DIV/0! | #DIV/0! | #DIV/0! | #DIV/0! | #DIV/0! | #DIV/0! | #DIV/0! | #DIV/0! | #DIV/0! | #DIV/0! | #DIV/0! | #DIV/0! | #DIV/0! |  |  |  | 117.5 | #DIV/0! | #DIV/0! | #DIV/0! | #DIV/0! | #DIV/0! | #DIV/0! | #DIV/0! | #DIV/0! | #DIV/0! | #DIV/0! | #DIV/0! | #DIV/0! | #DIV/0! |  |  |  | 117.5 | #DIV/0! | #DIV/0! | #DIV/0! | #DIV/0! | #DIV/0! | #DIV/0! | #DIV/0! | #DIV/0! | #DIV/0! | #DIV/0! | #DIV/0! | #DIV/0! | #DIV/0!
[15 empty] | 117.6 | 80.8752 | -42.2805 | 3887.6224 | 3727.6691 | 3887.6224 | 3727.6691 | 31.2217 | 22.4529 | 1 | 1 | 3887.6224 | 3727.6691 |  |  |  |  | 117.6 | #DIV/0! | #DIV/0! | #DIV/0! | #DIV/0! | #DIV/0! | #DIV/0! | #DIV/0! | #DIV/0! | #DIV/0! | #DIV/0! | #DIV/0! | #DIV/0! | #DIV/0! |  |  |  | 117.6 | #DIV/0! | #DIV/0! | #DIV/0! | #DIV/0! | #DIV/0! | #DIV/0! | #DIV/0! | #DIV/0! | #DIV/0! | #DIV/0! | #DIV/0! | #DIV/0! | #DIV/0! |  |  |  | 117.6 | #DIV/0! | #DIV/0! | #DIV/0! | #DIV/0! | #DIV/0! | #DIV/0! | #DIV/0! | #DIV/0! | #DIV/0! | #DIV/0! | #DIV/0! | #DIV/0! | #DIV/0! |  |  |  | 117.6 | #DIV/0! | #DIV/0! | #DIV/0! | #DIV/0! | #DIV/0! | #DIV/0! | #DIV/0! | #DIV/0! | #DIV/0! | #DIV/0! | #DIV/0! | #DIV/0! | #DIV/0! |  |  |  | 117.6 | #DIV/0! | #DIV/0! | #DIV/0! | #DIV/0! | #DIV/0! | #DIV/0! | #DIV/0! | #DIV/0! | #DIV/0! | #DIV/0! | #DIV/0! | #DIV/0! | #DIV/0! |  |  |  | 117.6 | #DIV/0! | #DIV/0! | #DIV/0! | #DIV/0! | #DIV/0! | #DIV/0! | #DIV/0! | #DIV/0! | #DIV/0! | #DIV/0! | #DIV/0! | #DIV/0! | #DIV/0! |  |  |  | 117.6 | #DIV/0! | #DIV/0! | #DIV/0! | #DIV/0! | #DIV/0! | #DIV/0! | #DIV/0! | #DIV/0! | #DIV/0! | #DIV/0! | #DIV/0! | #DIV/0! | #DIV/0!
[15 empty] | 117.7 | 80.8013 | -42.4216 | 3888.9298 | 3726.6184 | 3888.9298 | 3726.6184 | 31.2037 | 22.426 | 1 | 1 | 3888.9298 | 3726.6184 |  |  |  |  | 117.7 | #DIV/0! | #DIV/0! | #DIV/0! | #DIV/0! | #DIV/0! | #DIV/0! | #DIV/0! | #DIV/0! | #DIV/0! | #DIV/0! | #DIV/0! | #DIV/0! | #DIV/0! |  |  |  | 117.7 | #DIV/0! | #DIV/0! | #DIV/0! | #DIV/0! | #DIV/0! | #DIV/0! | #DIV/0! | #DIV/0! | #DIV/0! | #DIV/0! | #DIV/0! | #DIV/0! | #DIV/0! |  |  |  | 117.7 | #DIV/0! | #DIV/0! | #DIV/0! | #DIV/0! | #DIV/0! | #DIV/0! | #DIV/0! | #DIV/0! | #DIV/0! | #DIV/0! | #DIV/0! | #DIV/0! | #DIV/0! |  |  |  | 117.7 | #DIV/0! | #DIV/0! | #DIV/0! | #DIV/0! | #DIV/0! | #DIV/0! | #DIV/0! | #DIV/0! | #DIV/0! | #DIV/0! | #DIV/0! | #DIV/0! | #DIV/0! |  |  |  | 117.7 | #DIV/0! | #DIV/0! | #DIV/0! | #DIV/0! | #DIV/0! | #DIV/0! | #DIV/0! | #DIV/0! | #DIV/0! | #DIV/0! | #DIV/0! | #DIV/0! | #DIV/0! |  |  |  | 117.7 | #DIV/0! | #DIV/0! | #DIV/0! | #DIV/0! | #DIV/0! | #DIV/0! | #DIV/0! | #DIV/0! | #DIV/0! | #DIV/0! | #DIV/0! | #DIV/0! | #DIV/0! |  |  |  | 117.7 | #DIV/0! | #DIV/0! | #DIV/0! | #DIV/0! | #DIV/0! | #DIV/0! | #DIV/0! | #DIV/0! | #DIV/0! | #DIV/0! | #DIV/0! | #DIV/0! | #DIV/0!
[15 empty] | 117.8 | 80.7271 | -42.5626 | 3890.2364 | 3725.569 | 3890.2364 | 3725.569 | 31.1855 | 22.3991 | 1 | 1 | 3890.2364 | 3725.569 |  |  |  |  | 117.8 | #DIV/0! | #DIV/0! | #DIV/0! | #DIV/0! | #DIV/0! | #DIV/0! | #DIV/0! | #DIV/0! | #DIV/0! | #DIV/0! | #DIV/0! | #DIV/0! | #DIV/0! |  |  |  | 117.8 | #DIV/0! | #DIV/0! | #DIV/0! | #DIV/0! | #DIV/0! | #DIV/0! | #DIV/0! | #DIV/0! | #DIV/0! | #DIV/0! | #DIV/0! | #DIV/0! | #DIV/0! |  |  |  | 117.8 | #DIV/0! | #DIV/0! | #DIV/0! | #DIV/0! | #DIV/0! | #DIV/0! | #DIV/0! | #DIV/0! | #DIV/0! | #DIV/0! | #DIV/0! | #DIV/0! | #DIV/0! |  |  |  | 117.8 | #DIV/0! | #DIV/0! | #DIV/0! | #DIV/0! | #DIV/0! | #DIV/0! | #DIV/0! | #DIV/0! | #DIV/0! | #DIV/0! | #DIV/0! | #DIV/0! | #DIV/0! |  |  |  | 117.8 | #DIV/0! | #DIV/0! | #DIV/0! | #DIV/0! | #DIV/0! | #DIV/0! | #DIV/0! | #DIV/0! | #DIV/0! | #DIV/0! | #DIV/0! | #DIV/0! | #DIV/0! |  |  |  | 117.8 | #DIV/0! | #DIV/0! | #DIV/0! | #DIV/0! | #DIV/0! | #DIV/0! | #DIV/0! | #DIV/0! | #DIV/0! | #DIV/0! | #DIV/0! | #DIV/0! | #DIV/0! |  |  |  | 117.8 | #DIV/0! | #DIV/0! | #DIV/0! | #DIV/0! | #DIV/0! | #DIV/0! | #DIV/0! | #DIV/0! | #DIV/0! | #DIV/0! | #DIV/0! | #DIV/0! | #DIV/0!
[15 empty] | 117.9 | 80.6527 | -42.7034 | 3891.5422 | 3724.521 | 3891.5422 | 3724.521 | 31.1672 | 22.3722 | 1 | 1 | 3891.5422 | 3724.521 |  |  |  |  | 117.9 | #DIV/0! | #DIV/0! | #DIV/0! | #DIV/0! | #DIV/0! | #DIV/0! | #DIV/0! | #DIV/0! | #DIV/0! | #DIV/0! | #DIV/0! | #DIV/0! | #DIV/0! |  |  |  | 117.9 | #DIV/0! | #DIV/0! | #DIV/0! | #DIV/0! | #DIV/0! | #DIV/0! | #DIV/0! | #DIV/0! | #DIV/0! | #DIV/0! | #DIV/0! | #DIV/0! | #DIV/0! |  |  |  | 117.9 | #DIV/0! | #DIV/0! | #DIV/0! | #DIV/0! | #DIV/0! | #DIV/0! | #DIV/0! | #DIV/0! | #DIV/0! | #DIV/0! | #DIV/0! | #DIV/0! | #DIV/0! |  |  |  | 117.9 | #DIV/0! | #DIV/0! | #DIV/0! | #DIV/0! | #DIV/0! | #DIV/0! | #DIV/0! | #DIV/0! | #DIV/0! | #DIV/0! | #DIV/0! | #DIV/0! | #DIV/0! |  |  |  | 117.9 | #DIV/0! | #DIV/0! | #DIV/0! | #DIV/0! | #DIV/0! | #DIV/0! | #DIV/0! | #DIV/0! | #DIV/0! | #DIV/0! | #DIV/0! | #DIV/0! | #DIV/0! |  |  |  | 117.9 | #DIV/0! | #DIV/0! | #DIV/0! | #DIV/0! | #DIV/0! | #DIV/0! | #DIV/0! | #DIV/0! | #DIV/0! | #DIV/0! | #DIV/0! | #DIV/0! | #DIV/0! |  |  |  | 117.9 | #DIV/0! | #DIV/0! | #DIV/0! | #DIV/0! | #DIV/0! | #DIV/0! | #DIV/0! | #DIV/0! | #DIV/0! | #DIV/0! | #DIV/0! | #DIV/0! | #DIV/0!
[15 empty] | 118 | 80.578 | -42.8441 | 3892.8473 | 3723.4744 | 3892.8473 | 3723.4744 | 31.1488 | 22.3452 | 1 | 1 | 3892.8473 | 3723.4744 |  |  |  |  | 118 | #DIV/0! | #DIV/0! | #DIV/0! | #DIV/0! | #DIV/0! | #DIV/0! | #DIV/0! | #DIV/0! | #DIV/0! | #DIV/0! | #DIV/0! | #DIV/0! | #DIV/0! |  |  |  | 118 | #DIV/0! | #DIV/0! | #DIV/0! | #DIV/0! | #DIV/0! | #DIV/0! | #DIV/0! | #DIV/0! | #DIV/0! | #DIV/0! | #DIV/0! | #DIV/0! | #DIV/0! |  |  |  | 118 | #DIV/0! | #DIV/0! | #DIV/0! | #DIV/0! | #DIV/0! | #DIV/0! | #DIV/0! | #DIV/0! | #DIV/0! | #DIV/0! | #DIV/0! | #DIV/0! | #DIV/0! |  |  |  | 118 | #DIV/0! | #DIV/0! | #DIV/0! | #DIV/0! | #DIV/0! | #DIV/0! | #DIV/0! | #DIV/0! | #DIV/0! | #DIV/0! | #DIV/0! | #DIV/0! | #DIV/0! |  |  |  | 118 | #DIV/0! | #DIV/0! | #DIV/0! | #DIV/0! | #DIV/0! | #DIV/0! | #DIV/0! | #DIV/0! | #DIV/0! | #DIV/0! | #DIV/0! | #DIV/0! | #DIV/0! |  |  |  | 118 | #DIV/0! | #DIV/0! | #DIV/0! | #DIV/0! | #DIV/0! | #DIV/0! | #DIV/0! | #DIV/0! | #DIV/0! | #DIV/0! | #DIV/0! | #DIV/0! | #DIV/0! |  |  |  | 118 | #DIV/0! | #DIV/0! | #DIV/0! | #DIV/0! | #DIV/0! | #DIV/0! | #DIV/0! | #DIV/0! | #DIV/0! | #DIV/0! | #DIV/0! | #DIV/0! | #DIV/0!
[15 empty] | 118.1 | 80.5031 | -42.9847 | 3894.1517 | 3722.4291 | 3894.1517 | 3722.4291 | 31.1303 | 22.3182 | 1 | 1 | 3894.1517 | 3722.4291 |  |  |  |  | 118.1 | #DIV/0! | #DIV/0! | #DIV/0! | #DIV/0! | #DIV/0! | #DIV/0! | #DIV/0! | #DIV/0! | #DIV/0! | #DIV/0! | #DIV/0! | #DIV/0! | #DIV/0! |  |  |  | 118.1 | #DIV/0! | #DIV/0! | #DIV/0! | #DIV/0! | #DIV/0! | #DIV/0! | #DIV/0! | #DIV/0! | #DIV/0! | #DIV/0! | #DIV/0! | #DIV/0! | #DIV/0! |  |  |  | 118.1 | #DIV/0! | #DIV/0! | #DIV/0! | #DIV/0! | #DIV/0! | #DIV/0! | #DIV/0! | #DIV/0! | #DIV/0! | #DIV/0! | #DIV/0! | #DIV/0! | #DIV/0! |  |  |  | 118.1 | #DIV/0! | #DIV/0! | #DIV/0! | #DIV/0! | #DIV/0! | #DIV/0! | #DIV/0! | #DIV/0! | #DIV/0! | #DIV/0! | #DIV/0! | #DIV/0! | #DIV/0! |  |  |  | 118.1 | #DIV/0! | #DIV/0! | #DIV/0! | #DIV/0! | #DIV/0! | #DIV/0! | #DIV/0! | #DIV/0! | #DIV/0! | #DIV/0! | #DIV/0! | #DIV/0! | #DIV/0! |  |  |  | 118.1 | #DIV/0! | #DIV/0! | #DIV/0! | #DIV/0! | #DIV/0! | #DIV/0! | #DIV/0! | #DIV/0! | #DIV/0! | #DIV/0! | #DIV/0! | #DIV/0! | #DIV/0! |  |  |  | 118.1 | #DIV/0! | #DIV/0! | #DIV/0! | #DIV/0! | #DIV/0! | #DIV/0! | #DIV/0! | #DIV/0! | #DIV/0! | #DIV/0! | #DIV/0! | #DIV/0! | #DIV/0!
[15 empty] | 118.2 | 80.428 | -43.1251 | 3895.4552 | 3721.3852 | 3895.4552 | 3721.3852 | 31.1117 | 22.2911 | 1 | 1 | 3895.4552 | 3721.3852 |  |  |  |  | 118.2 | #DIV/0! | #DIV/0! | #DIV/0! | #DIV/0! | #DIV/0! | #DIV/0! | #DIV/0! | #DIV/0! | #DIV/0! | #DIV/0! | #DIV/0! | #DIV/0! | #DIV/0! |  |  |  | 118.2 | #DIV/0! | #DIV/0! | #DIV/0! | #DIV/0! | #DIV/0! | #DIV/0! | #DIV/0! | #DIV/0! | #DIV/0! | #DIV/0! | #DIV/0! | #DIV/0! | #DIV/0! |  |  |  | 118.2 | #DIV/0! | #DIV/0! | #DIV/0! | #DIV/0! | #DIV/0! | #DIV/0! | #DIV/0! | #DIV/0! | #DIV/0! | #DIV/0! | #DIV/0! | #DIV/0! | #DIV/0! |  |  |  | 118.2 | #DIV/0! | #DIV/0! | #DIV/0! | #DIV/0! | #DIV/0! | #DIV/0! | #DIV/0! | #DIV/0! | #DIV/0! | #DIV/0! | #DIV/0! | #DIV/0! | #DIV/0! |  |  |  | 118.2 | #DIV/0! | #DIV/0! | #DIV/0! | #DIV/0! | #DIV/0! | #DIV/0! | #DIV/0! | #DIV/0! | #DIV/0! | #DIV/0! | #DIV/0! | #DIV/0! | #DIV/0! |  |  |  | 118.2 | #DIV/0! | #DIV/0! | #DIV/0! | #DIV/0! | #DIV/0! | #DIV/0! | #DIV/0! | #DIV/0! | #DIV/0! | #DIV/0! | #DIV/0! | #DIV/0! | #DIV/0! |  |  |  | 118.2 | #DIV/0! | #DIV/0! | #DIV/0! | #DIV/0! | #DIV/0! | #DIV/0! | #DIV/0! | #DIV/0! | #DIV/0! | #DIV/0! | #DIV/0! | #DIV/0! | #DIV/0!
[15 empty] | 118.3 | 80.3526 | -43.2654 | 3896.758 | 3720.3426 | 3896.758 | 3720.3426 | 31.0929 | 22.2639 | 1 | 1 | 3896.758 | 3720.3426 |  |  |  |  | 118.3 | #DIV/0! | #DIV/0! | #DIV/0! | #DIV/0! | #DIV/0! | #DIV/0! | #DIV/0! | #DIV/0! | #DIV/0! | #DIV/0! | #DIV/0! | #DIV/0! | #DIV/0! |  |  |  | 118.3 | #DIV/0! | #DIV/0! | #DIV/0! | #DIV/0! | #DIV/0! | #DIV/0! | #DIV/0! | #DIV/0! | #DIV/0! | #DIV/0! | #DIV/0! | #DIV/0! | #DIV/0! |  |  |  | 118.3 | #DIV/0! | #DIV/0! | #DIV/0! | #DIV/0! | #DIV/0! | #DIV/0! | #DIV/0! | #DIV/0! | #DIV/0! | #DIV/0! | #DIV/0! | #DIV/0! | #DIV/0! |  |  |  | 118.3 | #DIV/0! | #DIV/0! | #DIV/0! | #DIV/0! | #DIV/0! | #DIV/0! | #DIV/0! | #DIV/0! | #DIV/0! | #DIV/0! | #DIV/0! | #DIV/0! | #DIV/0! |  |  |  | 118.3 | #DIV/0! | #DIV/0! | #DIV/0! | #DIV/0! | #DIV/0! | #DIV/0! | #DIV/0! | #DIV/0! | #DIV/0! | #DIV/0! | #DIV/0! | #DIV/0! | #DIV/0! |  |  |  | 118.3 | #DIV/0! | #DIV/0! | #DIV/0! | #DIV/0! | #DIV/0! | #DIV/0! | #DIV/0! | #DIV/0! | #DIV/0! | #DIV/0! | #DIV/0! | #DIV/0! | #DIV/0! |  |  |  | 118.3 | #DIV/0! | #DIV/0! | #DIV/0! | #DIV/0! | #DIV/0! | #DIV/0! | #DIV/0! | #DIV/0! | #DIV/0! | #DIV/0! | #DIV/0! | #DIV/0! | #DIV/0!
[15 empty] | 118.4 | 80.277 | -43.4056 | 3898.06 | 3719.3014 | 3898.06 | 3719.3014 | 31.074 | 22.2368 | 1 | 1 | 3898.06 | 3719.3014 |  |  |  |  | 118.4 | #DIV/0! | #DIV/0! | #DIV/0! | #DIV/0! | #DIV/0! | #DIV/0! | #DIV/0! | #DIV/0! | #DIV/0! | #DIV/0! | #DIV/0! | #DIV/0! | #DIV/0! |  |  |  | 118.4 | #DIV/0! | #DIV/0! | #DIV/0! | #DIV/0! | #DIV/0! | #DIV/0! | #DIV/0! | #DIV/0! | #DIV/0! | #DIV/0! | #DIV/0! | #DIV/0! | #DIV/0! |  |  |  | 118.4 | #DIV/0! | #DIV/0! | #DIV/0! | #DIV/0! | #DIV/0! | #DIV/0! | #DIV/0! | #DIV/0! | #DIV/0! | #DIV/0! | #DIV/0! | #DIV/0! | #DIV/0! |  |  |  | 118.4 | #DIV/0! | #DIV/0! | #DIV/0! | #DIV/0! | #DIV/0! | #DIV/0! | #DIV/0! | #DIV/0! | #DIV/0! | #DIV/0! | #DIV/0! | #DIV/0! | #DIV/0! |  |  |  | 118.4 | #DIV/0! | #DIV/0! | #DIV/0! | #DIV/0! | #DIV/0! | #DIV/0! | #DIV/0! | #DIV/0! | #DIV/0! | #DIV/0! | #DIV/0! | #DIV/0! | #DIV/0! |  |  |  | 118.4 | #DIV/0! | #DIV/0! | #DIV/0! | #DIV/0! | #DIV/0! | #DIV/0! | #DIV/0! | #DIV/0! | #DIV/0! | #DIV/0! | #DIV/0! | #DIV/0! | #DIV/0! |  |  |  | 118.4 | #DIV/0! | #DIV/0! | #DIV/0! | #DIV/0! | #DIV/0! | #DIV/0! | #DIV/0! | #DIV/0! | #DIV/0! | #DIV/0! | #DIV/0! | #DIV/0! | #DIV/0!
[15 empty] | 118.5 | 80.2011 | -43.5456 | 3899.3613 | 3718.2616 | 3899.3613 | 3718.2616 | 31.055 | 22.2095 | 1 | 1 | 3899.3613 | 3718.2616 |  |  |  |  | 118.5 | #DIV/0! | #DIV/0! | #DIV/0! | #DIV/0! | #DIV/0! | #DIV/0! | #DIV/0! | #DIV/0! | #DIV/0! | #DIV/0! | #DIV/0! | #DIV/0! | #DIV/0! |  |  |  | 118.5 | #DIV/0! | #DIV/0! | #DIV/0! | #DIV/0! | #DIV/0! | #DIV/0! | #DIV/0! | #DIV/0! | #DIV/0! | #DIV/0! | #DIV/0! | #DIV/0! | #DIV/0! |  |  |  | 118.5 | #DIV/0! | #DIV/0! | #DIV/0! | #DIV/0! | #DIV/0! | #DIV/0! | #DIV/0! | #DIV/0! | #DIV/0! | #DIV/0! | #DIV/0! | #DIV/0! | #DIV/0! |  |  |  | 118.5 | #DIV/0! | #DIV/0! | #DIV/0! | #DIV/0! | #DIV/0! | #DIV/0! | #DIV/0! | #DIV/0! | #DIV/0! | #DIV/0! | #DIV/0! | #DIV/0! | #DIV/0! |  |  |  | 118.5 | #DIV/0! | #DIV/0! | #DIV/0! | #DIV/0! | #DIV/0! | #DIV/0! | #DIV/0! | #DIV/0! | #DIV/0! | #DIV/0! | #DIV/0! | #DIV/0! | #DIV/0! |  |  |  | 118.5 | #DIV/0! | #DIV/0! | #DIV/0! | #DIV/0! | #DIV/0! | #DIV/0! | #DIV/0! | #DIV/0! | #DIV/0! | #DIV/0! | #DIV/0! | #DIV/0! | #DIV/0! |  |  |  | 118.5 | #DIV/0! | #DIV/0! | #DIV/0! | #DIV/0! | #DIV/0! | #DIV/0! | #DIV/0! | #DIV/0! | #DIV/0! | #DIV/0! | #DIV/0! | #DIV/0! | #DIV/0!
[15 empty] | 118.6 | 80.125 | -43.6855 | 3900.6617 | 3717.2231 | 3900.6617 | 3717.2231 | 31.0359 | 22.1823 | 1 | 1 | 3900.6617 | 3717.2231 |  |  |  |  | 118.6 | #DIV/0! | #DIV/0! | #DIV/0! | #DIV/0! | #DIV/0! | #DIV/0! | #DIV/0! | #DIV/0! | #DIV/0! | #DIV/0! | #DIV/0! | #DIV/0! | #DIV/0! |  |  |  | 118.6 | #DIV/0! | #DIV/0! | #DIV/0! | #DIV/0! | #DIV/0! | #DIV/0! | #DIV/0! | #DIV/0! | #DIV/0! | #DIV/0! | #DIV/0! | #DIV/0! | #DIV/0! |  |  |  | 118.6 | #DIV/0! | #DIV/0! | #DIV/0! | #DIV/0! | #DIV/0! | #DIV/0! | #DIV/0! | #DIV/0! | #DIV/0! | #DIV/0! | #DIV/0! | #DIV/0! | #DIV/0! |  |  |  | 118.6 | #DIV/0! | #DIV/0! | #DIV/0! | #DIV/0! | #DIV/0! | #DIV/0! | #DIV/0! | #DIV/0! | #DIV/0! | #DIV/0! | #DIV/0! | #DIV/0! | #DIV/0! |  |  |  | 118.6 | #DIV/0! | #DIV/0! | #DIV/0! | #DIV/0! | #DIV/0! | #DIV/0! | #DIV/0! | #DIV/0! | #DIV/0! | #DIV/0! | #DIV/0! | #DIV/0! | #DIV/0! |  |  |  | 118.6 | #DIV/0! | #DIV/0! | #DIV/0! | #DIV/0! | #DIV/0! | #DIV/0! | #DIV/0! | #DIV/0! | #DIV/0! | #DIV/0! | #DIV/0! | #DIV/0! | #DIV/0! |  |  |  | 118.6 | #DIV/0! | #DIV/0! | #DIV/0! | #DIV/0! | #DIV/0! | #DIV/0! | #DIV/0! | #DIV/0! | #DIV/0! | #DIV/0! | #DIV/0! | #DIV/0! | #DIV/0!
[15 empty] | 118.7 | 80.0486 | -43.8253 | 3901.9613 | 3716.1861 | 3901.9613 | 3716.1861 | 31.0166 | 22.1549 | 1 | 1 | 3901.9613 | 3716.1861 |  |  |  |  | 118.7 | #DIV/0! | #DIV/0! | #DIV/0! | #DIV/0! | #DIV/0! | #DIV/0! | #DIV/0! | #DIV/0! | #DIV/0! | #DIV/0! | #DIV/0! | #DIV/0! | #DIV/0! |  |  |  | 118.7 | #DIV/0! | #DIV/0! | #DIV/0! | #DIV/0! | #DIV/0! | #DIV/0! | #DIV/0! | #DIV/0! | #DIV/0! | #DIV/0! | #DIV/0! | #DIV/0! | #DIV/0! |  |  |  | 118.7 | #DIV/0! | #DIV/0! | #DIV/0! | #DIV/0! | #DIV/0! | #DIV/0! | #DIV/0! | #DIV/0! | #DIV/0! | #DIV/0! | #DIV/0! | #DIV/0! | #DIV/0! |  |  |  | 118.7 | #DIV/0! | #DIV/0! | #DIV/0! | #DIV/0! | #DIV/0! | #DIV/0! | #DIV/0! | #DIV/0! | #DIV/0! | #DIV/0! | #DIV/0! | #DIV/0! | #DIV/0! |  |  |  | 118.7 | #DIV/0! | #DIV/0! | #DIV/0! | #DIV/0! | #DIV/0! | #DIV/0! | #DIV/0! | #DIV/0! | #DIV/0! | #DIV/0! | #DIV/0! | #DIV/0! | #DIV/0! |  |  |  | 118.7 | #DIV/0! | #DIV/0! | #DIV/0! | #DIV/0! | #DIV/0! | #DIV/0! | #DIV/0! | #DIV/0! | #DIV/0! | #DIV/0! | #DIV/0! | #DIV/0! | #DIV/0! |  |  |  | 118.7 | #DIV/0! | #DIV/0! | #DIV/0! | #DIV/0! | #DIV/0! | #DIV/0! | #DIV/0! | #DIV/0! | #DIV/0! | #DIV/0! | #DIV/0! | #DIV/0! | #DIV/0!
[15 empty] | 118.8 | 79.972 | -43.965 | 3903.2602 | 3715.1504 | 3903.2602 | 3715.1504 | 30.9973 | 22.1276 | 1 | 1 | 3903.2602 | 3715.1504 |  |  |  |  | 118.8 | #DIV/0! | #DIV/0! | #DIV/0! | #DIV/0! | #DIV/0! | #DIV/0! | #DIV/0! | #DIV/0! | #DIV/0! | #DIV/0! | #DIV/0! | #DIV/0! | #DIV/0! |  |  |  | 118.8 | #DIV/0! | #DIV/0! | #DIV/0! | #DIV/0! | #DIV/0! | #DIV/0! | #DIV/0! | #DIV/0! | #DIV/0! | #DIV/0! | #DIV/0! | #DIV/0! | #DIV/0! |  |  |  | 118.8 | #DIV/0! | #DIV/0! | #DIV/0! | #DIV/0! | #DIV/0! | #DIV/0! | #DIV/0! | #DIV/0! | #DIV/0! | #DIV/0! | #DIV/0! | #DIV/0! | #DIV/0! |  |  |  | 118.8 | #DIV/0! | #DIV/0! | #DIV/0! | #DIV/0! | #DIV/0! | #DIV/0! | #DIV/0! | #DIV/0! | #DIV/0! | #DIV/0! | #DIV/0! | #DIV/0! | #DIV/0! |  |  |  | 118.8 | #DIV/0! | #DIV/0! | #DIV/0! | #DIV/0! | #DIV/0! | #DIV/0! | #DIV/0! | #DIV/0! | #DIV/0! | #DIV/0! | #DIV/0! | #DIV/0! | #DIV/0! |  |  |  | 118.8 | #DIV/0! | #DIV/0! | #DIV/0! | #DIV/0! | #DIV/0! | #DIV/0! | #DIV/0! | #DIV/0! | #DIV/0! | #DIV/0! | #DIV/0! | #DIV/0! | #DIV/0! |  |  |  | 118.8 | #DIV/0! | #DIV/0! | #DIV/0! | #DIV/0! | #DIV/0! | #DIV/0! | #DIV/0! | #DIV/0! | #DIV/0! | #DIV/0! | #DIV/0! | #DIV/0! | #DIV/0!
[15 empty] | 118.9 | 79.8951 | -44.1045 | 3904.5582 | 3714.116 | 3904.5582 | 3714.116 | 30.9778 | 22.1001 | 1 | 1 | 3904.5582 | 3714.116 |  |  |  |  | 118.9 | #DIV/0! | #DIV/0! | #DIV/0! | #DIV/0! | #DIV/0! | #DIV/0! | #DIV/0! | #DIV/0! | #DIV/0! | #DIV/0! | #DIV/0! | #DIV/0! | #DIV/0! |  |  |  | 118.9 | #DIV/0! | #DIV/0! | #DIV/0! | #DIV/0! | #DIV/0! | #DIV/0! | #DIV/0! | #DIV/0! | #DIV/0! | #DIV/0! | #DIV/0! | #DIV/0! | #DIV/0! |  |  |  | 118.9 | #DIV/0! | #DIV/0! | #DIV/0! | #DIV/0! | #DIV/0! | #DIV/0! | #DIV/0! | #DIV/0! | #DIV/0! | #DIV/0! | #DIV/0! | #DIV/0! | #DIV/0! |  |  |  | 118.9 | #DIV/0! | #DIV/0! | #DIV/0! | #DIV/0! | #DIV/0! | #DIV/0! | #DIV/0! | #DIV/0! | #DIV/0! | #DIV/0! | #DIV/0! | #DIV/0! | #DIV/0! |  |  |  | 118.9 | #DIV/0! | #DIV/0! | #DIV/0! | #DIV/0! | #DIV/0! | #DIV/0! | #DIV/0! | #DIV/0! | #DIV/0! | #DIV/0! | #DIV/0! | #DIV/0! | #DIV/0! |  |  |  | 118.9 | #DIV/0! | #DIV/0! | #DIV/0! | #DIV/0! | #DIV/0! | #DIV/0! | #DIV/0! | #DIV/0! | #DIV/0! | #DIV/0! | #DIV/0! | #DIV/0! | #DIV/0! |  |  |  | 118.9 | #DIV/0! | #DIV/0! | #DIV/0! | #DIV/0! | #DIV/0! | #DIV/0! | #DIV/0! | #DIV/0! | #DIV/0! | #DIV/0! | #DIV/0! | #DIV/0! | #DIV/0!
[15 empty] | 119 | 79.818 | -44.2439 | 3905.8555 | 3713.0831 | 3905.8555 | 3713.0831 | 30.9582 | 22.0727 | 1 | 1 | 3905.8555 | 3713.0831 |  |  |  |  | 119 | #DIV/0! | #DIV/0! | #DIV/0! | #DIV/0! | #DIV/0! | #DIV/0! | #DIV/0! | #DIV/0! | #DIV/0! | #DIV/0! | #DIV/0! | #DIV/0! | #DIV/0! |  |  |  | 119 | #DIV/0! | #DIV/0! | #DIV/0! | #DIV/0! | #DIV/0! | #DIV/0! | #DIV/0! | #DIV/0! | #DIV/0! | #DIV/0! | #DIV/0! | #DIV/0! | #DIV/0! |  |  |  | 119 | #DIV/0! | #DIV/0! | #DIV/0! | #DIV/0! | #DIV/0! | #DIV/0! | #DIV/0! | #DIV/0! | #DIV/0! | #DIV/0! | #DIV/0! | #DIV/0! | #DIV/0! |  |  |  | 119 | #DIV/0! | #DIV/0! | #DIV/0! | #DIV/0! | #DIV/0! | #DIV/0! | #DIV/0! | #DIV/0! | #DIV/0! | #DIV/0! | #DIV/0! | #DIV/0! | #DIV/0! |  |  |  | 119 | #DIV/0! | #DIV/0! | #DIV/0! | #DIV/0! | #DIV/0! | #DIV/0! | #DIV/0! | #DIV/0! | #DIV/0! | #DIV/0! | #DIV/0! | #DIV/0! | #DIV/0! |  |  |  | 119 | #DIV/0! | #DIV/0! | #DIV/0! | #DIV/0! | #DIV/0! | #DIV/0! | #DIV/0! | #DIV/0! | #DIV/0! | #DIV/0! | #DIV/0! | #DIV/0! | #DIV/0! |  |  |  | 119 | #DIV/0! | #DIV/0! | #DIV/0! | #DIV/0! | #DIV/0! | #DIV/0! | #DIV/0! | #DIV/0! | #DIV/0! | #DIV/0! | #DIV/0! | #DIV/0! | #DIV/0!
[15 empty] | 119.1 | 79.7407 | -44.3831 | 3907.1519 | 3712.0515 | 3907.1519 | 3712.0515 | 30.9384 | 22.0452 | 1 | 1 | 3907.1519 | 3712.0515 |  |  |  |  | 119.1 | #DIV/0! | #DIV/0! | #DIV/0! | #DIV/0! | #DIV/0! | #DIV/0! | #DIV/0! | #DIV/0! | #DIV/0! | #DIV/0! | #DIV/0! | #DIV/0! | #DIV/0! |  |  |  | 119.1 | #DIV/0! | #DIV/0! | #DIV/0! | #DIV/0! | #DIV/0! | #DIV/0! | #DIV/0! | #DIV/0! | #DIV/0! | #DIV/0! | #DIV/0! | #DIV/0! | #DIV/0! |  |  |  | 119.1 | #DIV/0! | #DIV/0! | #DIV/0! | #DIV/0! | #DIV/0! | #DIV/0! | #DIV/0! | #DIV/0! | #DIV/0! | #DIV/0! | #DIV/0! | #DIV/0! | #DIV/0! |  |  |  | 119.1 | #DIV/0! | #DIV/0! | #DIV/0! | #DIV/0! | #DIV/0! | #DIV/0! | #DIV/0! | #DIV/0! | #DIV/0! | #DIV/0! | #DIV/0! | #DIV/0! | #DIV/0! |  |  |  | 119.1 | #DIV/0! | #DIV/0! | #DIV/0! | #DIV/0! | #DIV/0! | #DIV/0! | #DIV/0! | #DIV/0! | #DIV/0! | #DIV/0! | #DIV/0! | #DIV/0! | #DIV/0! |  |  |  | 119.1 | #DIV/0! | #DIV/0! | #DIV/0! | #DIV/0! | #DIV/0! | #DIV/0! | #DIV/0! | #DIV/0! | #DIV/0! | #DIV/0! | #DIV/0! | #DIV/0! | #DIV/0! |  |  |  | 119.1 | #DIV/0! | #DIV/0! | #DIV/0! | #DIV/0! | #DIV/0! | #DIV/0! | #DIV/0! | #DIV/0! | #DIV/0! | #DIV/0! | #DIV/0! | #DIV/0! | #DIV/0!
[15 empty] | 119.2 | 79.6631 | -44.5222 | 3908.4475 | 3711.0214 | 3908.4475 | 3711.0214 | 30.9186 | 22.0176 | 1 | 1 | 3908.4475 | 3711.0214 |  |  |  |  | 119.2 | #DIV/0! | #DIV/0! | #DIV/0! | #DIV/0! | #DIV/0! | #DIV/0! | #DIV/0! | #DIV/0! | #DIV/0! | #DIV/0! | #DIV/0! | #DIV/0! | #DIV/0! |  |  |  | 119.2 | #DIV/0! | #DIV/0! | #DIV/0! | #DIV/0! | #DIV/0! | #DIV/0! | #DIV/0! | #DIV/0! | #DIV/0! | #DIV/0! | #DIV/0! | #DIV/0! | #DIV/0! |  |  |  | 119.2 | #DIV/0! | #DIV/0! | #DIV/0! | #DIV/0! | #DIV/0! | #DIV/0! | #DIV/0! | #DIV/0! | #DIV/0! | #DIV/0! | #DIV/0! | #DIV/0! | #DIV/0! |  |  |  | 119.2 | #DIV/0! | #DIV/0! | #DIV/0! | #DIV/0! | #DIV/0! | #DIV/0! | #DIV/0! | #DIV/0! | #DIV/0! | #DIV/0! | #DIV/0! | #DIV/0! | #DIV/0! |  |  |  | 119.2 | #DIV/0! | #DIV/0! | #DIV/0! | #DIV/0! | #DIV/0! | #DIV/0! | #DIV/0! | #DIV/0! | #DIV/0! | #DIV/0! | #DIV/0! | #DIV/0! | #DIV/0! |  |  |  | 119.2 | #DIV/0! | #DIV/0! | #DIV/0! | #DIV/0! | #DIV/0! | #DIV/0! | #DIV/0! | #DIV/0! | #DIV/0! | #DIV/0! | #DIV/0! | #DIV/0! | #DIV/0! |  |  |  | 119.2 | #DIV/0! | #DIV/0! | #DIV/0! | #DIV/0! | #DIV/0! | #DIV/0! | #DIV/0! | #DIV/0! | #DIV/0! | #DIV/0! | #DIV/0! | #DIV/0! | #DIV/0!
[15 empty] | 119.3 | 79.5853 | -44.6612 | 3909.7422 | 3709.9926 | 3909.7422 | 3709.9926 | 30.8986 | 21.99 | 1 | 1 | 3909.7422 | 3709.9926 |  |  |  |  | 119.3 | #DIV/0! | #DIV/0! | #DIV/0! | #DIV/0! | #DIV/0! | #DIV/0! | #DIV/0! | #DIV/0! | #DIV/0! | #DIV/0! | #DIV/0! | #DIV/0! | #DIV/0! |  |  |  | 119.3 | #DIV/0! | #DIV/0! | #DIV/0! | #DIV/0! | #DIV/0! | #DIV/0! | #DIV/0! | #DIV/0! | #DIV/0! | #DIV/0! | #DIV/0! | #DIV/0! | #DIV/0! |  |  |  | 119.3 | #DIV/0! | #DIV/0! | #DIV/0! | #DIV/0! | #DIV/0! | #DIV/0! | #DIV/0! | #DIV/0! | #DIV/0! | #DIV/0! | #DIV/0! | #DIV/0! | #DIV/0! |  |  |  | 119.3 | #DIV/0! | #DIV/0! | #DIV/0! | #DIV/0! | #DIV/0! | #DIV/0! | #DIV/0! | #DIV/0! | #DIV/0! | #DIV/0! | #DIV/0! | #DIV/0! | #DIV/0! |  |  |  | 119.3 | #DIV/0! | #DIV/0! | #DIV/0! | #DIV/0! | #DIV/0! | #DIV/0! | #DIV/0! | #DIV/0! | #DIV/0! | #DIV/0! | #DIV/0! | #DIV/0! | #DIV/0! |  |  |  | 119.3 | #DIV/0! | #DIV/0! | #DIV/0! | #DIV/0! | #DIV/0! | #DIV/0! | #DIV/0! | #DIV/0! | #DIV/0! | #DIV/0! | #DIV/0! | #DIV/0! | #DIV/0! |  |  |  | 119.3 | #DIV/0! | #DIV/0! | #DIV/0! | #DIV/0! | #DIV/0! | #DIV/0! | #DIV/0! | #DIV/0! | #DIV/0! | #DIV/0! | #DIV/0! | #DIV/0! | #DIV/0!
[15 empty] | 119.4 | 79.5072 | -44.8 | 3911.0362 | 3708.9652 | 3911.0362 | 3708.9652 | 30.8785 | 21.9623 | 1 | 1 | 3911.0362 | 3708.9652 |  |  |  |  | 119.4 | #DIV/0! | #DIV/0! | #DIV/0! | #DIV/0! | #DIV/0! | #DIV/0! | #DIV/0! | #DIV/0! | #DIV/0! | #DIV/0! | #DIV/0! | #DIV/0! | #DIV/0! |  |  |  | 119.4 | #DIV/0! | #DIV/0! | #DIV/0! | #DIV/0! | #DIV/0! | #DIV/0! | #DIV/0! | #DIV/0! | #DIV/0! | #DIV/0! | #DIV/0! | #DIV/0! | #DIV/0! |  |  |  | 119.4 | #DIV/0! | #DIV/0! | #DIV/0! | #DIV/0! | #DIV/0! | #DIV/0! | #DIV/0! | #DIV/0! | #DIV/0! | #DIV/0! | #DIV/0! | #DIV/0! | #DIV/0! |  |  |  | 119.4 | #DIV/0! | #DIV/0! | #DIV/0! | #DIV/0! | #DIV/0! | #DIV/0! | #DIV/0! | #DIV/0! | #DIV/0! | #DIV/0! | #DIV/0! | #DIV/0! | #DIV/0! |  |  |  | 119.4 | #DIV/0! | #DIV/0! | #DIV/0! | #DIV/0! | #DIV/0! | #DIV/0! | #DIV/0! | #DIV/0! | #DIV/0! | #DIV/0! | #DIV/0! | #DIV/0! | #DIV/0! |  |  |  | 119.4 | #DIV/0! | #DIV/0! | #DIV/0! | #DIV/0! | #DIV/0! | #DIV/0! | #DIV/0! | #DIV/0! | #DIV/0! | #DIV/0! | #DIV/0! | #DIV/0! | #DIV/0! |  |  |  | 119.4 | #DIV/0! | #DIV/0! | #DIV/0! | #DIV/0! | #DIV/0! | #DIV/0! | #DIV/0! | #DIV/0! | #DIV/0! | #DIV/0! | #DIV/0! | #DIV/0! | #DIV/0!
[15 empty] | 119.5 | 79.4289 | -44.9387 | 3912.3293 | 3707.9391 | 3912.3293 | 3707.9391 | 30.8583 | 21.9346 | 1 | 1 | 3912.3293 | 3707.9391 |  |  |  |  | 119.5 | #DIV/0! | #DIV/0! | #DIV/0! | #DIV/0! | #DIV/0! | #DIV/0! | #DIV/0! | #DIV/0! | #DIV/0! | #DIV/0! | #DIV/0! | #DIV/0! | #DIV/0! |  |  |  | 119.5 | #DIV/0! | #DIV/0! | #DIV/0! | #DIV/0! | #DIV/0! | #DIV/0! | #DIV/0! | #DIV/0! | #DIV/0! | #DIV/0! | #DIV/0! | #DIV/0! | #DIV/0! |  |  |  | 119.5 | #DIV/0! | #DIV/0! | #DIV/0! | #DIV/0! | #DIV/0! | #DIV/0! | #DIV/0! | #DIV/0! | #DIV/0! | #DIV/0! | #DIV/0! | #DIV/0! | #DIV/0! |  |  |  | 119.5 | #DIV/0! | #DIV/0! | #DIV/0! | #DIV/0! | #DIV/0! | #DIV/0! | #DIV/0! | #DIV/0! | #DIV/0! | #DIV/0! | #DIV/0! | #DIV/0! | #DIV/0! |  |  |  | 119.5 | #DIV/0! | #DIV/0! | #DIV/0! | #DIV/0! | #DIV/0! | #DIV/0! | #DIV/0! | #DIV/0! | #DIV/0! | #DIV/0! | #DIV/0! | #DIV/0! | #DIV/0! |  |  |  | 119.5 | #DIV/0! | #DIV/0! | #DIV/0! | #DIV/0! | #DIV/0! | #DIV/0! | #DIV/0! | #DIV/0! | #DIV/0! | #DIV/0! | #DIV/0! | #DIV/0! | #DIV/0! |  |  |  | 119.5 | #DIV/0! | #DIV/0! | #DIV/0! | #DIV/0! | #DIV/0! | #DIV/0! | #DIV/0! | #DIV/0! | #DIV/0! | #DIV/0! | #DIV/0! | #DIV/0! | #DIV/0!
[15 empty] | 119.6 | 79.3503 | -45.0773 | 3913.6215 | 3706.9145 | 3913.6215 | 3706.9145 | 30.8379 | 21.9069 | 1 | 1 | 3913.6215 | 3706.9145 |  |  |  |  | 119.6 | #DIV/0! | #DIV/0! | #DIV/0! | #DIV/0! | #DIV/0! | #DIV/0! | #DIV/0! | #DIV/0! | #DIV/0! | #DIV/0! | #DIV/0! | #DIV/0! | #DIV/0! |  |  |  | 119.6 | #DIV/0! | #DIV/0! | #DIV/0! | #DIV/0! | #DIV/0! | #DIV/0! | #DIV/0! | #DIV/0! | #DIV/0! | #DIV/0! | #DIV/0! | #DIV/0! | #DIV/0! |  |  |  | 119.6 | #DIV/0! | #DIV/0! | #DIV/0! | #DIV/0! | #DIV/0! | #DIV/0! | #DIV/0! | #DIV/0! | #DIV/0! | #DIV/0! | #DIV/0! | #DIV/0! | #DIV/0! |  |  |  | 119.6 | #DIV/0! | #DIV/0! | #DIV/0! | #DIV/0! | #DIV/0! | #DIV/0! | #DIV/0! | #DIV/0! | #DIV/0! | #DIV/0! | #DIV/0! | #DIV/0! | #DIV/0! |  |  |  | 119.6 | #DIV/0! | #DIV/0! | #DIV/0! | #DIV/0! | #DIV/0! | #DIV/0! | #DIV/0! | #DIV/0! | #DIV/0! | #DIV/0! | #DIV/0! | #DIV/0! | #DIV/0! |  |  |  | 119.6 | #DIV/0! | #DIV/0! | #DIV/0! | #DIV/0! | #DIV/0! | #DIV/0! | #DIV/0! | #DIV/0! | #DIV/0! | #DIV/0! | #DIV/0! | #DIV/0! | #DIV/0! |  |  |  | 119.6 | #DIV/0! | #DIV/0! | #DIV/0! | #DIV/0! | #DIV/0! | #DIV/0! | #DIV/0! | #DIV/0! | #DIV/0! | #DIV/0! | #DIV/0! | #DIV/0! | #DIV/0!
[15 empty] | 119.7 | 79.2715 | -45.2157 | 3914.9129 | 3705.8913 | 3914.9129 | 3705.8913 | 30.8175 | 21.8791 | 1 | 1 | 3914.9129 | 3705.8913 |  |  |  |  | 119.7 | #DIV/0! | #DIV/0! | #DIV/0! | #DIV/0! | #DIV/0! | #DIV/0! | #DIV/0! | #DIV/0! | #DIV/0! | #DIV/0! | #DIV/0! | #DIV/0! | #DIV/0! |  |  |  | 119.7 | #DIV/0! | #DIV/0! | #DIV/0! | #DIV/0! | #DIV/0! | #DIV/0! | #DIV/0! | #DIV/0! | #DIV/0! | #DIV/0! | #DIV/0! | #DIV/0! | #DIV/0! |  |  |  | 119.7 | #DIV/0! | #DIV/0! | #DIV/0! | #DIV/0! | #DIV/0! | #DIV/0! | #DIV/0! | #DIV/0! | #DIV/0! | #DIV/0! | #DIV/0! | #DIV/0! | #DIV/0! |  |  |  | 119.7 | #DIV/0! | #DIV/0! | #DIV/0! | #DIV/0! | #DIV/0! | #DIV/0! | #DIV/0! | #DIV/0! | #DIV/0! | #DIV/0! | #DIV/0! | #DIV/0! | #DIV/0! |  |  |  | 119.7 | #DIV/0! | #DIV/0! | #DIV/0! | #DIV/0! | #DIV/0! | #DIV/0! | #DIV/0! | #DIV/0! | #DIV/0! | #DIV/0! | #DIV/0! | #DIV/0! | #DIV/0! |  |  |  | 119.7 | #DIV/0! | #DIV/0! | #DIV/0! | #DIV/0! | #DIV/0! | #DIV/0! | #DIV/0! | #DIV/0! | #DIV/0! | #DIV/0! | #DIV/0! | #DIV/0! | #DIV/0! |  |  |  | 119.7 | #DIV/0! | #DIV/0! | #DIV/0! | #DIV/0! | #DIV/0! | #DIV/0! | #DIV/0! | #DIV/0! | #DIV/0! | #DIV/0! | #DIV/0! | #DIV/0! | #DIV/0!
[15 empty] | 119.8 | 79.1925 | -45.354 | 3916.2035 | 3704.8694 | 3916.2035 | 3704.8694 | 30.7969 | 21.8512 | 1 | 1 | 3916.2035 | 3704.8694 |  |  |  |  | 119.8 | #DIV/0! | #DIV/0! | #DIV/0! | #DIV/0! | #DIV/0! | #DIV/0! | #DIV/0! | #DIV/0! | #DIV/0! | #DIV/0! | #DIV/0! | #DIV/0! | #DIV/0! |  |  |  | 119.8 | #DIV/0! | #DIV/0! | #DIV/0! | #DIV/0! | #DIV/0! | #DIV/0! | #DIV/0! | #DIV/0! | #DIV/0! | #DIV/0! | #DIV/0! | #DIV/0! | #DIV/0! |  |  |  | 119.8 | #DIV/0! | #DIV/0! | #DIV/0! | #DIV/0! | #DIV/0! | #DIV/0! | #DIV/0! | #DIV/0! | #DIV/0! | #DIV/0! | #DIV/0! | #DIV/0! | #DIV/0! |  |  |  | 119.8 | #DIV/0! | #DIV/0! | #DIV/0! | #DIV/0! | #DIV/0! | #DIV/0! | #DIV/0! | #DIV/0! | #DIV/0! | #DIV/0! | #DIV/0! | #DIV/0! | #DIV/0! |  |  |  | 119.8 | #DIV/0! | #DIV/0! | #DIV/0! | #DIV/0! | #DIV/0! | #DIV/0! | #DIV/0! | #DIV/0! | #DIV/0! | #DIV/0! | #DIV/0! | #DIV/0! | #DIV/0! |  |  |  | 119.8 | #DIV/0! | #DIV/0! | #DIV/0! | #DIV/0! | #DIV/0! | #DIV/0! | #DIV/0! | #DIV/0! | #DIV/0! | #DIV/0! | #DIV/0! | #DIV/0! | #DIV/0! |  |  |  | 119.8 | #DIV/0! | #DIV/0! | #DIV/0! | #DIV/0! | #DIV/0! | #DIV/0! | #DIV/0! | #DIV/0! | #DIV/0! | #DIV/0! | #DIV/0! | #DIV/0! | #DIV/0!
[15 empty] | 119.9 | 79.1132 | -45.4921 | 3917.4932 | 3703.849 | 3917.4932 | 3703.849 | 30.7762 | 21.8234 | 1 | 1 | 3917.4932 | 3703.849 |  |  |  |  | 119.9 | #DIV/0! | #DIV/0! | #DIV/0! | #DIV/0! | #DIV/0! | #DIV/0! | #DIV/0! | #DIV/0! | #DIV/0! | #DIV/0! | #DIV/0! | #DIV/0! | #DIV/0! |  |  |  | 119.9 | #DIV/0! | #DIV/0! | #DIV/0! | #DIV/0! | #DIV/0! | #DIV/0! | #DIV/0! | #DIV/0! | #DIV/0! | #DIV/0! | #DIV/0! | #DIV/0! | #DIV/0! |  |  |  | 119.9 | #DIV/0! | #DIV/0! | #DIV/0! | #DIV/0! | #DIV/0! | #DIV/0! | #DIV/0! | #DIV/0! | #DIV/0! | #DIV/0! | #DIV/0! | #DIV/0! | #DIV/0! |  |  |  | 119.9 | #DIV/0! | #DIV/0! | #DIV/0! | #DIV/0! | #DIV/0! | #DIV/0! | #DIV/0! | #DIV/0! | #DIV/0! | #DIV/0! | #DIV/0! | #DIV/0! | #DIV/0! |  |  |  | 119.9 | #DIV/0! | #DIV/0! | #DIV/0! | #DIV/0! | #DIV/0! | #DIV/0! | #DIV/0! | #DIV/0! | #DIV/0! | #DIV/0! | #DIV/0! | #DIV/0! | #DIV/0! |  |  |  | 119.9 | #DIV/0! | #DIV/0! | #DIV/0! | #DIV/0! | #DIV/0! | #DIV/0! | #DIV/0! | #DIV/0! | #DIV/0! | #DIV/0! | #DIV/0! | #DIV/0! | #DIV/0! |  |  |  | 119.9 | #DIV/0! | #DIV/0! | #DIV/0! | #DIV/0! | #DIV/0! | #DIV/0! | #DIV/0! | #DIV/0! | #DIV/0! | #DIV/0! | #DIV/0! | #DIV/0! | #DIV/0!
[15 empty] | 120 | 79.0337 | -45.6301 | 3918.782 | 3702.83 | 3918.782 | 3702.83 | 30.7554 | 21.7954 | 1 | 1 | 3918.782 | 3702.83 |  |  |  |  | 120 | #DIV/0! | #DIV/0! | #DIV/0! | #DIV/0! | #DIV/0! | #DIV/0! | #DIV/0! | #DIV/0! | #DIV/0! | #DIV/0! | #DIV/0! | #DIV/0! | #DIV/0! |  |  |  | 120 | #DIV/0! | #DIV/0! | #DIV/0! | #DIV/0! | #DIV/0! | #DIV/0! | #DIV/0! | #DIV/0! | #DIV/0! | #DIV/0! | #DIV/0! | #DIV/0! | #DIV/0! |  |  |  | 120 | #DIV/0! | #DIV/0! | #DIV/0! | #DIV/0! | #DIV/0! | #DIV/0! | #DIV/0! | #DIV/0! | #DIV/0! | #DIV/0! | #DIV/0! | #DIV/0! | #DIV/0! |  |  |  | 120 | #DIV/0! | #DIV/0! | #DIV/0! | #DIV/0! | #DIV/0! | #DIV/0! | #DIV/0! | #DIV/0! | #DIV/0! | #DIV/0! | #DIV/0! | #DIV/0! | #DIV/0! |  |  |  | 120 | #DIV/0! | #DIV/0! | #DIV/0! | #DIV/0! | #DIV/0! | #DIV/0! | #DIV/0! | #DIV/0! | #DIV/0! | #DIV/0! | #DIV/0! | #DIV/0! | #DIV/0! |  |  |  | 120 | #DIV/0! | #DIV/0! | #DIV/0! | #DIV/0! | #DIV/0! | #DIV/0! | #DIV/0! | #DIV/0! | #DIV/0! | #DIV/0! | #DIV/0! | #DIV/0! | #DIV/0! |  |  |  | 120 | #DIV/0! | #DIV/0! | #DIV/0! | #DIV/0! | #DIV/0! | #DIV/0! | #DIV/0! | #DIV/0! | #DIV/0! | #DIV/0! | #DIV/0! | #DIV/0! | #DIV/0!
[15 empty] | 120.1 | 78.9539 | -45.768 | 3920.07 | 3701.8123 | 3920.07 | 3701.8123 | 30.7345 | 21.7674 | 1 | 1 | 3920.07 | 3701.8123 |  |  |  |  | 120.1 | #DIV/0! | #DIV/0! | #DIV/0! | #DIV/0! | #DIV/0! | #DIV/0! | #DIV/0! | #DIV/0! | #DIV/0! | #DIV/0! | #DIV/0! | #DIV/0! | #DIV/0! |  |  |  | 120.1 | #DIV/0! | #DIV/0! | #DIV/0! | #DIV/0! | #DIV/0! | #DIV/0! | #DIV/0! | #DIV/0! | #DIV/0! | #DIV/0! | #DIV/0! | #DIV/0! | #DIV/0! |  |  |  | 120.1 | #DIV/0! | #DIV/0! | #DIV/0! | #DIV/0! | #DIV/0! | #DIV/0! | #DIV/0! | #DIV/0! | #DIV/0! | #DIV/0! | #DIV/0! | #DIV/0! | #DIV/0! |  |  |  | 120.1 | #DIV/0! | #DIV/0! | #DIV/0! | #DIV/0! | #DIV/0! | #DIV/0! | #DIV/0! | #DIV/0! | #DIV/0! | #DIV/0! | #DIV/0! | #DIV/0! | #DIV/0! |  |  |  | 120.1 | #DIV/0! | #DIV/0! | #DIV/0! | #DIV/0! | #DIV/0! | #DIV/0! | #DIV/0! | #DIV/0! | #DIV/0! | #DIV/0! | #DIV/0! | #DIV/0! | #DIV/0! |  |  |  | 120.1 | #DIV/0! | #DIV/0! | #DIV/0! | #DIV/0! | #DIV/0! | #DIV/0! | #DIV/0! | #DIV/0! | #DIV/0! | #DIV/0! | #DIV/0! | #DIV/0! | #DIV/0! |  |  |  | 120.1 | #DIV/0! | #DIV/0! | #DIV/0! | #DIV/0! | #DIV/0! | #DIV/0! | #DIV/0! | #DIV/0! | #DIV/0! | #DIV/0! | #DIV/0! | #DIV/0! | #DIV/0!
[15 empty] | 120.2 | 78.8739 | -45.9057 | 3921.3571 | 3700.7961 | 3921.3571 | 3700.7961 | 30.7134 | 21.7394 | 1 | 1 | 3921.3571 | 3700.7961 |  |  |  |  | 120.2 | #DIV/0! | #DIV/0! | #DIV/0! | #DIV/0! | #DIV/0! | #DIV/0! | #DIV/0! | #DIV/0! | #DIV/0! | #DIV/0! | #DIV/0! | #DIV/0! | #DIV/0! |  |  |  | 120.2 | #DIV/0! | #DIV/0! | #DIV/0! | #DIV/0! | #DIV/0! | #DIV/0! | #DIV/0! | #DIV/0! | #DIV/0! | #DIV/0! | #DIV/0! | #DIV/0! | #DIV/0! |  |  |  | 120.2 | #DIV/0! | #DIV/0! | #DIV/0! | #DIV/0! | #DIV/0! | #DIV/0! | #DIV/0! | #DIV/0! | #DIV/0! | #DIV/0! | #DIV/0! | #DIV/0! | #DIV/0! |  |  |  | 120.2 | #DIV/0! | #DIV/0! | #DIV/0! | #DIV/0! | #DIV/0! | #DIV/0! | #DIV/0! | #DIV/0! | #DIV/0! | #DIV/0! | #DIV/0! | #DIV/0! | #DIV/0! |  |  |  | 120.2 | #DIV/0! | #DIV/0! | #DIV/0! | #DIV/0! | #DIV/0! | #DIV/0! | #DIV/0! | #DIV/0! | #DIV/0! | #DIV/0! | #DIV/0! | #DIV/0! | #DIV/0! |  |  |  | 120.2 | #DIV/0! | #DIV/0! | #DIV/0! | #DIV/0! | #DIV/0! | #DIV/0! | #DIV/0! | #DIV/0! | #DIV/0! | #DIV/0! | #DIV/0! | #DIV/0! | #DIV/0! |  |  |  | 120.2 | #DIV/0! | #DIV/0! | #DIV/0! | #DIV/0! | #DIV/0! | #DIV/0! | #DIV/0! | #DIV/0! | #DIV/0! | #DIV/0! | #DIV/0! | #DIV/0! | #DIV/0!
[15 empty] | 120.3 | 78.7937 | -46.0433 | 3922.6433 | 3699.7812 | 3922.6433 | 3699.7812 | 30.6922 | 21.7113 | 1 | 1 | 3922.6433 | 3699.7812 |  |  |  |  | 120.3 | #DIV/0! | #DIV/0! | #DIV/0! | #DIV/0! | #DIV/0! | #DIV/0! | #DIV/0! | #DIV/0! | #DIV/0! | #DIV/0! | #DIV/0! | #DIV/0! | #DIV/0! |  |  |  | 120.3 | #DIV/0! | #DIV/0! | #DIV/0! | #DIV/0! | #DIV/0! | #DIV/0! | #DIV/0! | #DIV/0! | #DIV/0! | #DIV/0! | #DIV/0! | #DIV/0! | #DIV/0! |  |  |  | 120.3 | #DIV/0! | #DIV/0! | #DIV/0! | #DIV/0! | #DIV/0! | #DIV/0! | #DIV/0! | #DIV/0! | #DIV/0! | #DIV/0! | #DIV/0! | #DIV/0! | #DIV/0! |  |  |  | 120.3 | #DIV/0! | #DIV/0! | #DIV/0! | #DIV/0! | #DIV/0! | #DIV/0! | #DIV/0! | #DIV/0! | #DIV/0! | #DIV/0! | #DIV/0! | #DIV/0! | #DIV/0! |  |  |  | 120.3 | #DIV/0! | #DIV/0! | #DIV/0! | #DIV/0! | #DIV/0! | #DIV/0! | #DIV/0! | #DIV/0! | #DIV/0! | #DIV/0! | #DIV/0! | #DIV/0! | #DIV/0! |  |  |  | 120.3 | #DIV/0! | #DIV/0! | #DIV/0! | #DIV/0! | #DIV/0! | #DIV/0! | #DIV/0! | #DIV/0! | #DIV/0! | #DIV/0! | #DIV/0! | #DIV/0! | #DIV/0! |  |  |  | 120.3 | #DIV/0! | #DIV/0! | #DIV/0! | #DIV/0! | #DIV/0! | #DIV/0! | #DIV/0! | #DIV/0! | #DIV/0! | #DIV/0! | #DIV/0! | #DIV/0! | #DIV/0!
[15 empty] | 120.4 | 78.7132 | -46.1808 | 3923.9286 | 3698.7678 | 3923.9286 | 3698.7678 | 30.6709 | 21.6832 | 1 | 1 | 3923.9286 | 3698.7678 |  |  |  |  | 120.4 | #DIV/0! | #DIV/0! | #DIV/0! | #DIV/0! | #DIV/0! | #DIV/0! | #DIV/0! | #DIV/0! | #DIV/0! | #DIV/0! | #DIV/0! | #DIV/0! | #DIV/0! |  |  |  | 120.4 | #DIV/0! | #DIV/0! | #DIV/0! | #DIV/0! | #DIV/0! | #DIV/0! | #DIV/0! | #DIV/0! | #DIV/0! | #DIV/0! | #DIV/0! | #DIV/0! | #DIV/0! |  |  |  | 120.4 | #DIV/0! | #DIV/0! | #DIV/0! | #DIV/0! | #DIV/0! | #DIV/0! | #DIV/0! | #DIV/0! | #DIV/0! | #DIV/0! | #DIV/0! | #DIV/0! | #DIV/0! |  |  |  | 120.4 | #DIV/0! | #DIV/0! | #DIV/0! | #DIV/0! | #DIV/0! | #DIV/0! | #DIV/0! | #DIV/0! | #DIV/0! | #DIV/0! | #DIV/0! | #DIV/0! | #DIV/0! |  |  |  | 120.4 | #DIV/0! | #DIV/0! | #DIV/0! | #DIV/0! | #DIV/0! | #DIV/0! | #DIV/0! | #DIV/0! | #DIV/0! | #DIV/0! | #DIV/0! | #DIV/0! | #DIV/0! |  |  |  | 120.4 | #DIV/0! | #DIV/0! | #DIV/0! | #DIV/0! | #DIV/0! | #DIV/0! | #DIV/0! | #DIV/0! | #DIV/0! | #DIV/0! | #DIV/0! | #DIV/0! | #DIV/0! |  |  |  | 120.4 | #DIV/0! | #DIV/0! | #DIV/0! | #DIV/0! | #DIV/0! | #DIV/0! | #DIV/0! | #DIV/0! | #DIV/0! | #DIV/0! | #DIV/0! | #DIV/0! | #DIV/0!
[15 empty] | 120.5 | 78.6325 | -46.3181 | 3925.2131 | 3697.7558 | 3925.2131 | 3697.7558 | 30.6495 | 21.6551 | 1 | 1 | 3925.2131 | 3697.7558 |  |  |  |  | 120.5 | #DIV/0! | #DIV/0! | #DIV/0! | #DIV/0! | #DIV/0! | #DIV/0! | #DIV/0! | #DIV/0! | #DIV/0! | #DIV/0! | #DIV/0! | #DIV/0! | #DIV/0! |  |  |  | 120.5 | #DIV/0! | #DIV/0! | #DIV/0! | #DIV/0! | #DIV/0! | #DIV/0! | #DIV/0! | #DIV/0! | #DIV/0! | #DIV/0! | #DIV/0! | #DIV/0! | #DIV/0! |  |  |  | 120.5 | #DIV/0! | #DIV/0! | #DIV/0! | #DIV/0! | #DIV/0! | #DIV/0! | #DIV/0! | #DIV/0! | #DIV/0! | #DIV/0! | #DIV/0! | #DIV/0! | #DIV/0! |  |  |  | 120.5 | #DIV/0! | #DIV/0! | #DIV/0! | #DIV/0! | #DIV/0! | #DIV/0! | #DIV/0! | #DIV/0! | #DIV/0! | #DIV/0! | #DIV/0! | #DIV/0! | #DIV/0! |  |  |  | 120.5 | #DIV/0! | #DIV/0! | #DIV/0! | #DIV/0! | #DIV/0! | #DIV/0! | #DIV/0! | #DIV/0! | #DIV/0! | #DIV/0! | #DIV/0! | #DIV/0! | #DIV/0! |  |  |  | 120.5 | #DIV/0! | #DIV/0! | #DIV/0! | #DIV/0! | #DIV/0! | #DIV/0! | #DIV/0! | #DIV/0! | #DIV/0! | #DIV/0! | #DIV/0! | #DIV/0! | #DIV/0! |  |  |  | 120.5 | #DIV/0! | #DIV/0! | #DIV/0! | #DIV/0! | #DIV/0! | #DIV/0! | #DIV/0! | #DIV/0! | #DIV/0! | #DIV/0! | #DIV/0! | #DIV/0! | #DIV/0!
[15 empty] | 120.6 | 78.5515 | -46.4553 | 3926.4966 | 3696.7452 | 3926.4966 | 3696.7452 | 30.6279 | 21.6269 | 1 | 1 | 3926.4966 | 3696.7452 |  |  |  |  | 120.6 | #DIV/0! | #DIV/0! | #DIV/0! | #DIV/0! | #DIV/0! | #DIV/0! | #DIV/0! | #DIV/0! | #DIV/0! | #DIV/0! | #DIV/0! | #DIV/0! | #DIV/0! |  |  |  | 120.6 | #DIV/0! | #DIV/0! | #DIV/0! | #DIV/0! | #DIV/0! | #DIV/0! | #DIV/0! | #DIV/0! | #DIV/0! | #DIV/0! | #DIV/0! | #DIV/0! | #DIV/0! |  |  |  | 120.6 | #DIV/0! | #DIV/0! | #DIV/0! | #DIV/0! | #DIV/0! | #DIV/0! | #DIV/0! | #DIV/0! | #DIV/0! | #DIV/0! | #DIV/0! | #DIV/0! | #DIV/0! |  |  |  | 120.6 | #DIV/0! | #DIV/0! | #DIV/0! | #DIV/0! | #DIV/0! | #DIV/0! | #DIV/0! | #DIV/0! | #DIV/0! | #DIV/0! | #DIV/0! | #DIV/0! | #DIV/0! |  |  |  | 120.6 | #DIV/0! | #DIV/0! | #DIV/0! | #DIV/0! | #DIV/0! | #DIV/0! | #DIV/0! | #DIV/0! | #DIV/0! | #DIV/0! | #DIV/0! | #DIV/0! | #DIV/0! |  |  |  | 120.6 | #DIV/0! | #DIV/0! | #DIV/0! | #DIV/0! | #DIV/0! | #DIV/0! | #DIV/0! | #DIV/0! | #DIV/0! | #DIV/0! | #DIV/0! | #DIV/0! | #DIV/0! |  |  |  | 120.6 | #DIV/0! | #DIV/0! | #DIV/0! | #DIV/0! | #DIV/0! | #DIV/0! | #DIV/0! | #DIV/0! | #DIV/0! | #DIV/0! | #DIV/0! | #DIV/0! | #DIV/0!
[15 empty] | 120.7 | 78.4703 | -46.5923 | 3927.7793 | 3695.736 | 3927.7793 | 3695.736 | 30.6063 | 21.5986 | 1 | 1 | 3927.7793 | 3695.736 |  |  |  |  | 120.7 | #DIV/0! | #DIV/0! | #DIV/0! | #DIV/0! | #DIV/0! | #DIV/0! | #DIV/0! | #DIV/0! | #DIV/0! | #DIV/0! | #DIV/0! | #DIV/0! | #DIV/0! |  |  |  | 120.7 | #DIV/0! | #DIV/0! | #DIV/0! | #DIV/0! | #DIV/0! | #DIV/0! | #DIV/0! | #DIV/0! | #DIV/0! | #DIV/0! | #DIV/0! | #DIV/0! | #DIV/0! |  |  |  | 120.7 | #DIV/0! | #DIV/0! | #DIV/0! | #DIV/0! | #DIV/0! | #DIV/0! | #DIV/0! | #DIV/0! | #DIV/0! | #DIV/0! | #DIV/0! | #DIV/0! | #DIV/0! |  |  |  | 120.7 | #DIV/0! | #DIV/0! | #DIV/0! | #DIV/0! | #DIV/0! | #DIV/0! | #DIV/0! | #DIV/0! | #DIV/0! | #DIV/0! | #DIV/0! | #DIV/0! | #DIV/0! |  |  |  | 120.7 | #DIV/0! | #DIV/0! | #DIV/0! | #DIV/0! | #DIV/0! | #DIV/0! | #DIV/0! | #DIV/0! | #DIV/0! | #DIV/0! | #DIV/0! | #DIV/0! | #DIV/0! |  |  |  | 120.7 | #DIV/0! | #DIV/0! | #DIV/0! | #DIV/0! | #DIV/0! | #DIV/0! | #DIV/0! | #DIV/0! | #DIV/0! | #DIV/0! | #DIV/0! | #DIV/0! | #DIV/0! |  |  |  | 120.7 | #DIV/0! | #DIV/0! | #DIV/0! | #DIV/0! | #DIV/0! | #DIV/0! | #DIV/0! | #DIV/0! | #DIV/0! | #DIV/0! | #DIV/0! | #DIV/0! | #DIV/0!
[15 empty] | 120.8 | 78.3889 | -46.7292 | 3929.061 | 3694.7282 | 3929.061 | 3694.7282 | 30.5845 | 21.5703 | 1 | 1 | 3929.061 | 3694.7282 |  |  |  |  | 120.8 | #DIV/0! | #DIV/0! | #DIV/0! | #DIV/0! | #DIV/0! | #DIV/0! | #DIV/0! | #DIV/0! | #DIV/0! | #DIV/0! | #DIV/0! | #DIV/0! | #DIV/0! |  |  |  | 120.8 | #DIV/0! | #DIV/0! | #DIV/0! | #DIV/0! | #DIV/0! | #DIV/0! | #DIV/0! | #DIV/0! | #DIV/0! | #DIV/0! | #DIV/0! | #DIV/0! | #DIV/0! |  |  |  | 120.8 | #DIV/0! | #DIV/0! | #DIV/0! | #DIV/0! | #DIV/0! | #DIV/0! | #DIV/0! | #DIV/0! | #DIV/0! | #DIV/0! | #DIV/0! | #DIV/0! | #DIV/0! |  |  |  | 120.8 | #DIV/0! | #DIV/0! | #DIV/0! | #DIV/0! | #DIV/0! | #DIV/0! | #DIV/0! | #DIV/0! | #DIV/0! | #DIV/0! | #DIV/0! | #DIV/0! | #DIV/0! |  |  |  | 120.8 | #DIV/0! | #DIV/0! | #DIV/0! | #DIV/0! | #DIV/0! | #DIV/0! | #DIV/0! | #DIV/0! | #DIV/0! | #DIV/0! | #DIV/0! | #DIV/0! | #DIV/0! |  |  |  | 120.8 | #DIV/0! | #DIV/0! | #DIV/0! | #DIV/0! | #DIV/0! | #DIV/0! | #DIV/0! | #DIV/0! | #DIV/0! | #DIV/0! | #DIV/0! | #DIV/0! | #DIV/0! |  |  |  | 120.8 | #DIV/0! | #DIV/0! | #DIV/0! | #DIV/0! | #DIV/0! | #DIV/0! | #DIV/0! | #DIV/0! | #DIV/0! | #DIV/0! | #DIV/0! | #DIV/0! | #DIV/0!
[15 empty] | 120.9 | 78.3072 | -46.8659 | 3930.3418 | 3693.7218 | 3930.3418 | 3693.7218 | 30.5626 | 21.542 | 1 | 1 | 3930.3418 | 3693.7218 |  |  |  |  | 120.9 | #DIV/0! | #DIV/0! | #DIV/0! | #DIV/0! | #DIV/0! | #DIV/0! | #DIV/0! | #DIV/0! | #DIV/0! | #DIV/0! | #DIV/0! | #DIV/0! | #DIV/0! |  |  |  | 120.9 | #DIV/0! | #DIV/0! | #DIV/0! | #DIV/0! | #DIV/0! | #DIV/0! | #DIV/0! | #DIV/0! | #DIV/0! | #DIV/0! | #DIV/0! | #DIV/0! | #DIV/0! |  |  |  | 120.9 | #DIV/0! | #DIV/0! | #DIV/0! | #DIV/0! | #DIV/0! | #DIV/0! | #DIV/0! | #DIV/0! | #DIV/0! | #DIV/0! | #DIV/0! | #DIV/0! | #DIV/0! |  |  |  | 120.9 | #DIV/0! | #DIV/0! | #DIV/0! | #DIV/0! | #DIV/0! | #DIV/0! | #DIV/0! | #DIV/0! | #DIV/0! | #DIV/0! | #DIV/0! | #DIV/0! | #DIV/0! |  |  |  | 120.9 | #DIV/0! | #DIV/0! | #DIV/0! | #DIV/0! | #DIV/0! | #DIV/0! | #DIV/0! | #DIV/0! | #DIV/0! | #DIV/0! | #DIV/0! | #DIV/0! | #DIV/0! |  |  |  | 120.9 | #DIV/0! | #DIV/0! | #DIV/0! | #DIV/0! | #DIV/0! | #DIV/0! | #DIV/0! | #DIV/0! | #DIV/0! | #DIV/0! | #DIV/0! | #DIV/0! | #DIV/0! |  |  |  | 120.9 | #DIV/0! | #DIV/0! | #DIV/0! | #DIV/0! | #DIV/0! | #DIV/0! | #DIV/0! | #DIV/0! | #DIV/0! | #DIV/0! | #DIV/0! | #DIV/0! | #DIV/0!
[15 empty] | 121 | 78.2253 | -47.0025 | 3931.6217 | 3692.7169 | 3931.6217 | 3692.7169 | 30.5406 | 21.5136 | 1 | 1 | 3931.6217 | 3692.7169 |  |  |  |  | 121 | #DIV/0! | #DIV/0! | #DIV/0! | #DIV/0! | #DIV/0! | #DIV/0! | #DIV/0! | #DIV/0! | #DIV/0! | #DIV/0! | #DIV/0! | #DIV/0! | #DIV/0! |  |  |  | 121 | #DIV/0! | #DIV/0! | #DIV/0! | #DIV/0! | #DIV/0! | #DIV/0! | #DIV/0! | #DIV/0! | #DIV/0! | #DIV/0! | #DIV/0! | #DIV/0! | #DIV/0! |  |  |  | 121 | #DIV/0! | #DIV/0! | #DIV/0! | #DIV/0! | #DIV/0! | #DIV/0! | #DIV/0! | #DIV/0! | #DIV/0! | #DIV/0! | #DIV/0! | #DIV/0! | #DIV/0! |  |  |  | 121 | #DIV/0! | #DIV/0! | #DIV/0! | #DIV/0! | #DIV/0! | #DIV/0! | #DIV/0! | #DIV/0! | #DIV/0! | #DIV/0! | #DIV/0! | #DIV/0! | #DIV/0! |  |  |  | 121 | #DIV/0! | #DIV/0! | #DIV/0! | #DIV/0! | #DIV/0! | #DIV/0! | #DIV/0! | #DIV/0! | #DIV/0! | #DIV/0! | #DIV/0! | #DIV/0! | #DIV/0! |  |  |  | 121 | #DIV/0! | #DIV/0! | #DIV/0! | #DIV/0! | #DIV/0! | #DIV/0! | #DIV/0! | #DIV/0! | #DIV/0! | #DIV/0! | #DIV/0! | #DIV/0! | #DIV/0! |  |  |  | 121 | #DIV/0! | #DIV/0! | #DIV/0! | #DIV/0! | #DIV/0! | #DIV/0! | #DIV/0! | #DIV/0! | #DIV/0! | #DIV/0! | #DIV/0! | #DIV/0! | #DIV/0!
[15 empty] | 121.1 | 78.1432 | -47.139 | 3932.9007 | 3691.7133 | 3932.9007 | 3691.7133 | 30.5184 | 21.4851 | 1 | 1 | 3932.9007 | 3691.7133 |  |  |  |  | 121.1 | #DIV/0! | #DIV/0! | #DIV/0! | #DIV/0! | #DIV/0! | #DIV/0! | #DIV/0! | #DIV/0! | #DIV/0! | #DIV/0! | #DIV/0! | #DIV/0! | #DIV/0! |  |  |  | 121.1 | #DIV/0! | #DIV/0! | #DIV/0! | #DIV/0! | #DIV/0! | #DIV/0! | #DIV/0! | #DIV/0! | #DIV/0! | #DIV/0! | #DIV/0! | #DIV/0! | #DIV/0! |  |  |  | 121.1 | #DIV/0! | #DIV/0! | #DIV/0! | #DIV/0! | #DIV/0! | #DIV/0! | #DIV/0! | #DIV/0! | #DIV/0! | #DIV/0! | #DIV/0! | #DIV/0! | #DIV/0! |  |  |  | 121.1 | #DIV/0! | #DIV/0! | #DIV/0! | #DIV/0! | #DIV/0! | #DIV/0! | #DIV/0! | #DIV/0! | #DIV/0! | #DIV/0! | #DIV/0! | #DIV/0! | #DIV/0! |  |  |  | 121.1 | #DIV/0! | #DIV/0! | #DIV/0! | #DIV/0! | #DIV/0! | #DIV/0! | #DIV/0! | #DIV/0! | #DIV/0! | #DIV/0! | #DIV/0! | #DIV/0! | #DIV/0! |  |  |  | 121.1 | #DIV/0! | #DIV/0! | #DIV/0! | #DIV/0! | #DIV/0! | #DIV/0! | #DIV/0! | #DIV/0! | #DIV/0! | #DIV/0! | #DIV/0! | #DIV/0! | #DIV/0! |  |  |  | 121.1 | #DIV/0! | #DIV/0! | #DIV/0! | #DIV/0! | #DIV/0! | #DIV/0! | #DIV/0! | #DIV/0! | #DIV/0! | #DIV/0! | #DIV/0! | #DIV/0! | #DIV/0!
[15 empty] | 121.2 | 78.0608 | -47.2753 | 3934.1788 | 3690.7112 | 3934.1788 | 3690.7112 | 30.4961 | 21.4567 | 1 | 1 | 3934.1788 | 3690.7112 |  |  |  |  | 121.2 | #DIV/0! | #DIV/0! | #DIV/0! | #DIV/0! | #DIV/0! | #DIV/0! | #DIV/0! | #DIV/0! | #DIV/0! | #DIV/0! | #DIV/0! | #DIV/0! | #DIV/0! |  |  |  | 121.2 | #DIV/0! | #DIV/0! | #DIV/0! | #DIV/0! | #DIV/0! | #DIV/0! | #DIV/0! | #DIV/0! | #DIV/0! | #DIV/0! | #DIV/0! | #DIV/0! | #DIV/0! |  |  |  | 121.2 | #DIV/0! | #DIV/0! | #DIV/0! | #DIV/0! | #DIV/0! | #DIV/0! | #DIV/0! | #DIV/0! | #DIV/0! | #DIV/0! | #DIV/0! | #DIV/0! | #DIV/0! |  |  |  | 121.2 | #DIV/0! | #DIV/0! | #DIV/0! | #DIV/0! | #DIV/0! | #DIV/0! | #DIV/0! | #DIV/0! | #DIV/0! | #DIV/0! | #DIV/0! | #DIV/0! | #DIV/0! |  |  |  | 121.2 | #DIV/0! | #DIV/0! | #DIV/0! | #DIV/0! | #DIV/0! | #DIV/0! | #DIV/0! | #DIV/0! | #DIV/0! | #DIV/0! | #DIV/0! | #DIV/0! | #DIV/0! |  |  |  | 121.2 | #DIV/0! | #DIV/0! | #DIV/0! | #DIV/0! | #DIV/0! | #DIV/0! | #DIV/0! | #DIV/0! | #DIV/0! | #DIV/0! | #DIV/0! | #DIV/0! | #DIV/0! |  |  |  | 121.2 | #DIV/0! | #DIV/0! | #DIV/0! | #DIV/0! | #DIV/0! | #DIV/0! | #DIV/0! | #DIV/0! | #DIV/0! | #DIV/0! | #DIV/0! | #DIV/0! | #DIV/0!
[15 empty] | 121.3 | 77.9781 | -47.4114 | 3935.4559 | 3689.7105 | 3935.4559 | 3689.7105 | 30.4737 | 21.4281 | 1 | 1 | 3935.4559 | 3689.7105 |  |  |  |  | 121.3 | #DIV/0! | #DIV/0! | #DIV/0! | #DIV/0! | #DIV/0! | #DIV/0! | #DIV/0! | #DIV/0! | #DIV/0! | #DIV/0! | #DIV/0! | #DIV/0! | #DIV/0! |  |  |  | 121.3 | #DIV/0! | #DIV/0! | #DIV/0! | #DIV/0! | #DIV/0! | #DIV/0! | #DIV/0! | #DIV/0! | #DIV/0! | #DIV/0! | #DIV/0! | #DIV/0! | #DIV/0! |  |  |  | 121.3 | #DIV/0! | #DIV/0! | #DIV/0! | #DIV/0! | #DIV/0! | #DIV/0! | #DIV/0! | #DIV/0! | #DIV/0! | #DIV/0! | #DIV/0! | #DIV/0! | #DIV/0! |  |  |  | 121.3 | #DIV/0! | #DIV/0! | #DIV/0! | #DIV/0! | #DIV/0! | #DIV/0! | #DIV/0! | #DIV/0! | #DIV/0! | #DIV/0! | #DIV/0! | #DIV/0! | #DIV/0! |  |  |  | 121.3 | #DIV/0! | #DIV/0! | #DIV/0! | #DIV/0! | #DIV/0! | #DIV/0! | #DIV/0! | #DIV/0! | #DIV/0! | #DIV/0! | #DIV/0! | #DIV/0! | #DIV/0! |  |  |  | 121.3 | #DIV/0! | #DIV/0! | #DIV/0! | #DIV/0! | #DIV/0! | #DIV/0! | #DIV/0! | #DIV/0! | #DIV/0! | #DIV/0! | #DIV/0! | #DIV/0! | #DIV/0! |  |  |  | 121.3 | #DIV/0! | #DIV/0! | #DIV/0! | #DIV/0! | #DIV/0! | #DIV/0! | #DIV/0! | #DIV/0! | #DIV/0! | #DIV/0! | #DIV/0! | #DIV/0! | #DIV/0!
[15 empty] | 121.4 | 77.8953 | -47.5475 | 3936.7321 | 3688.7113 | 3936.7321 | 3688.7113 | 30.4512 | 21.3996 | 1 | 1 | 3936.7321 | 3688.7113 |  |  |  |  | 121.4 | #DIV/0! | #DIV/0! | #DIV/0! | #DIV/0! | #DIV/0! | #DIV/0! | #DIV/0! | #DIV/0! | #DIV/0! | #DIV/0! | #DIV/0! | #DIV/0! | #DIV/0! |  |  |  | 121.4 | #DIV/0! | #DIV/0! | #DIV/0! | #DIV/0! | #DIV/0! | #DIV/0! | #DIV/0! | #DIV/0! | #DIV/0! | #DIV/0! | #DIV/0! | #DIV/0! | #DIV/0! |  |  |  | 121.4 | #DIV/0! | #DIV/0! | #DIV/0! | #DIV/0! | #DIV/0! | #DIV/0! | #DIV/0! | #DIV/0! | #DIV/0! | #DIV/0! | #DIV/0! | #DIV/0! | #DIV/0! |  |  |  | 121.4 | #DIV/0! | #DIV/0! | #DIV/0! | #DIV/0! | #DIV/0! | #DIV/0! | #DIV/0! | #DIV/0! | #DIV/0! | #DIV/0! | #DIV/0! | #DIV/0! | #DIV/0! |  |  |  | 121.4 | #DIV/0! | #DIV/0! | #DIV/0! | #DIV/0! | #DIV/0! | #DIV/0! | #DIV/0! | #DIV/0! | #DIV/0! | #DIV/0! | #DIV/0! | #DIV/0! | #DIV/0! |  |  |  | 121.4 | #DIV/0! | #DIV/0! | #DIV/0! | #DIV/0! | #DIV/0! | #DIV/0! | #DIV/0! | #DIV/0! | #DIV/0! | #DIV/0! | #DIV/0! | #DIV/0! | #DIV/0! |  |  |  | 121.4 | #DIV/0! | #DIV/0! | #DIV/0! | #DIV/0! | #DIV/0! | #DIV/0! | #DIV/0! | #DIV/0! | #DIV/0! | #DIV/0! | #DIV/0! | #DIV/0! | #DIV/0!
[15 empty] | 121.5 | 77.8122 | -47.6834 | 3938.0074 | 3687.7134 | 3938.0074 | 3687.7134 | 30.4286 | 21.371 | 1 | 1 | 3938.0074 | 3687.7134 |  |  |  |  | 121.5 | #DIV/0! | #DIV/0! | #DIV/0! | #DIV/0! | #DIV/0! | #DIV/0! | #DIV/0! | #DIV/0! | #DIV/0! | #DIV/0! | #DIV/0! | #DIV/0! | #DIV/0! |  |  |  | 121.5 | #DIV/0! | #DIV/0! | #DIV/0! | #DIV/0! | #DIV/0! | #DIV/0! | #DIV/0! | #DIV/0! | #DIV/0! | #DIV/0! | #DIV/0! | #DIV/0! | #DIV/0! |  |  |  | 121.5 | #DIV/0! | #DIV/0! | #DIV/0! | #DIV/0! | #DIV/0! | #DIV/0! | #DIV/0! | #DIV/0! | #DIV/0! | #DIV/0! | #DIV/0! | #DIV/0! | #DIV/0! |  |  |  | 121.5 | #DIV/0! | #DIV/0! | #DIV/0! | #DIV/0! | #DIV/0! | #DIV/0! | #DIV/0! | #DIV/0! | #DIV/0! | #DIV/0! | #DIV/0! | #DIV/0! | #DIV/0! |  |  |  | 121.5 | #DIV/0! | #DIV/0! | #DIV/0! | #DIV/0! | #DIV/0! | #DIV/0! | #DIV/0! | #DIV/0! | #DIV/0! | #DIV/0! | #DIV/0! | #DIV/0! | #DIV/0! |  |  |  | 121.5 | #DIV/0! | #DIV/0! | #DIV/0! | #DIV/0! | #DIV/0! | #DIV/0! | #DIV/0! | #DIV/0! | #DIV/0! | #DIV/0! | #DIV/0! | #DIV/0! | #DIV/0! |  |  |  | 121.5 | #DIV/0! | #DIV/0! | #DIV/0! | #DIV/0! | #DIV/0! | #DIV/0! | #DIV/0! | #DIV/0! | #DIV/0! | #DIV/0! | #DIV/0! | #DIV/0! | #DIV/0!
[15 empty] | 121.6 | 77.7288 | -47.8191 | 3939.2817 | 3686.717 | 3939.2817 | 3686.717 | 30.4058 | 21.3423 | 1 | 1 | 3939.2817 | 3686.717 |  |  |  |  | 121.6 | #DIV/0! | #DIV/0! | #DIV/0! | #DIV/0! | #DIV/0! | #DIV/0! | #DIV/0! | #DIV/0! | #DIV/0! | #DIV/0! | #DIV/0! | #DIV/0! | #DIV/0! |  |  |  | 121.6 | #DIV/0! | #DIV/0! | #DIV/0! | #DIV/0! | #DIV/0! | #DIV/0! | #DIV/0! | #DIV/0! | #DIV/0! | #DIV/0! | #DIV/0! | #DIV/0! | #DIV/0! |  |  |  | 121.6 | #DIV/0! | #DIV/0! | #DIV/0! | #DIV/0! | #DIV/0! | #DIV/0! | #DIV/0! | #DIV/0! | #DIV/0! | #DIV/0! | #DIV/0! | #DIV/0! | #DIV/0! |  |  |  | 121.6 | #DIV/0! | #DIV/0! | #DIV/0! | #DIV/0! | #DIV/0! | #DIV/0! | #DIV/0! | #DIV/0! | #DIV/0! | #DIV/0! | #DIV/0! | #DIV/0! | #DIV/0! |  |  |  | 121.6 | #DIV/0! | #DIV/0! | #DIV/0! | #DIV/0! | #DIV/0! | #DIV/0! | #DIV/0! | #DIV/0! | #DIV/0! | #DIV/0! | #DIV/0! | #DIV/0! | #DIV/0! |  |  |  | 121.6 | #DIV/0! | #DIV/0! | #DIV/0! | #DIV/0! | #DIV/0! | #DIV/0! | #DIV/0! | #DIV/0! | #DIV/0! | #DIV/0! | #DIV/0! | #DIV/0! | #DIV/0! |  |  |  | 121.6 | #DIV/0! | #DIV/0! | #DIV/0! | #DIV/0! | #DIV/0! | #DIV/0! | #DIV/0! | #DIV/0! | #DIV/0! | #DIV/0! | #DIV/0! | #DIV/0! | #DIV/0!
[15 empty] | 121.7 | 77.6452 | -47.9547 | 3940.555 | 3685.7221 | 3940.555 | 3685.7221 | 30.383 | 21.3136 | 1 | 1 | 3940.555 | 3685.7221 |  |  |  |  | 121.7 | #DIV/0! | #DIV/0! | #DIV/0! | #DIV/0! | #DIV/0! | #DIV/0! | #DIV/0! | #DIV/0! | #DIV/0! | #DIV/0! | #DIV/0! | #DIV/0! | #DIV/0! |  |  |  | 121.7 | #DIV/0! | #DIV/0! | #DIV/0! | #DIV/0! | #DIV/0! | #DIV/0! | #DIV/0! | #DIV/0! | #DIV/0! | #DIV/0! | #DIV/0! | #DIV/0! | #DIV/0! |  |  |  | 121.7 | #DIV/0! | #DIV/0! | #DIV/0! | #DIV/0! | #DIV/0! | #DIV/0! | #DIV/0! | #DIV/0! | #DIV/0! | #DIV/0! | #DIV/0! | #DIV/0! | #DIV/0! |  |  |  | 121.7 | #DIV/0! | #DIV/0! | #DIV/0! | #DIV/0! | #DIV/0! | #DIV/0! | #DIV/0! | #DIV/0! | #DIV/0! | #DIV/0! | #DIV/0! | #DIV/0! | #DIV/0! |  |  |  | 121.7 | #DIV/0! | #DIV/0! | #DIV/0! | #DIV/0! | #DIV/0! | #DIV/0! | #DIV/0! | #DIV/0! | #DIV/0! | #DIV/0! | #DIV/0! | #DIV/0! | #DIV/0! |  |  |  | 121.7 | #DIV/0! | #DIV/0! | #DIV/0! | #DIV/0! | #DIV/0! | #DIV/0! | #DIV/0! | #DIV/0! | #DIV/0! | #DIV/0! | #DIV/0! | #DIV/0! | #DIV/0! |  |  |  | 121.7 | #DIV/0! | #DIV/0! | #DIV/0! | #DIV/0! | #DIV/0! | #DIV/0! | #DIV/0! | #DIV/0! | #DIV/0! | #DIV/0! | #DIV/0! | #DIV/0! | #DIV/0!
[15 empty] | 121.8 | 77.5614 | -48.0901 | 3941.8274 | 3684.7285 | 3941.8274 | 3684.7285 | 30.36 | 21.2848 | 1 | 1 | 3941.8274 | 3684.7285 |  |  |  |  | 121.8 | #DIV/0! | #DIV/0! | #DIV/0! | #DIV/0! | #DIV/0! | #DIV/0! | #DIV/0! | #DIV/0! | #DIV/0! | #DIV/0! | #DIV/0! | #DIV/0! | #DIV/0! |  |  |  | 121.8 | #DIV/0! | #DIV/0! | #DIV/0! | #DIV/0! | #DIV/0! | #DIV/0! | #DIV/0! | #DIV/0! | #DIV/0! | #DIV/0! | #DIV/0! | #DIV/0! | #DIV/0! |  |  |  | 121.8 | #DIV/0! | #DIV/0! | #DIV/0! | #DIV/0! | #DIV/0! | #DIV/0! | #DIV/0! | #DIV/0! | #DIV/0! | #DIV/0! | #DIV/0! | #DIV/0! | #DIV/0! |  |  |  | 121.8 | #DIV/0! | #DIV/0! | #DIV/0! | #DIV/0! | #DIV/0! | #DIV/0! | #DIV/0! | #DIV/0! | #DIV/0! | #DIV/0! | #DIV/0! | #DIV/0! | #DIV/0! |  |  |  | 121.8 | #DIV/0! | #DIV/0! | #DIV/0! | #DIV/0! | #DIV/0! | #DIV/0! | #DIV/0! | #DIV/0! | #DIV/0! | #DIV/0! | #DIV/0! | #DIV/0! | #DIV/0! |  |  |  | 121.8 | #DIV/0! | #DIV/0! | #DIV/0! | #DIV/0! | #DIV/0! | #DIV/0! | #DIV/0! | #DIV/0! | #DIV/0! | #DIV/0! | #DIV/0! | #DIV/0! | #DIV/0! |  |  |  | 121.8 | #DIV/0! | #DIV/0! | #DIV/0! | #DIV/0! | #DIV/0! | #DIV/0! | #DIV/0! | #DIV/0! | #DIV/0! | #DIV/0! | #DIV/0! | #DIV/0! | #DIV/0!
[15 empty] | 121.9 | 77.4774 | -48.2254 | 3943.0988 | 3683.7364 | 3943.0988 | 3683.7364 | 30.3368 | 21.2561 | 1 | 1 | 3943.0988 | 3683.7364 |  |  |  |  | 121.9 | #DIV/0! | #DIV/0! | #DIV/0! | #DIV/0! | #DIV/0! | #DIV/0! | #DIV/0! | #DIV/0! | #DIV/0! | #DIV/0! | #DIV/0! | #DIV/0! | #DIV/0! |  |  |  | 121.9 | #DIV/0! | #DIV/0! | #DIV/0! | #DIV/0! | #DIV/0! | #DIV/0! | #DIV/0! | #DIV/0! | #DIV/0! | #DIV/0! | #DIV/0! | #DIV/0! | #DIV/0! |  |  |  | 121.9 | #DIV/0! | #DIV/0! | #DIV/0! | #DIV/0! | #DIV/0! | #DIV/0! | #DIV/0! | #DIV/0! | #DIV/0! | #DIV/0! | #DIV/0! | #DIV/0! | #DIV/0! |  |  |  | 121.9 | #DIV/0! | #DIV/0! | #DIV/0! | #DIV/0! | #DIV/0! | #DIV/0! | #DIV/0! | #DIV/0! | #DIV/0! | #DIV/0! | #DIV/0! | #DIV/0! | #DIV/0! |  |  |  | 121.9 | #DIV/0! | #DIV/0! | #DIV/0! | #DIV/0! | #DIV/0! | #DIV/0! | #DIV/0! | #DIV/0! | #DIV/0! | #DIV/0! | #DIV/0! | #DIV/0! | #DIV/0! |  |  |  | 121.9 | #DIV/0! | #DIV/0! | #DIV/0! | #DIV/0! | #DIV/0! | #DIV/0! | #DIV/0! | #DIV/0! | #DIV/0! | #DIV/0! | #DIV/0! | #DIV/0! | #DIV/0! |  |  |  | 121.9 | #DIV/0! | #DIV/0! | #DIV/0! | #DIV/0! | #DIV/0! | #DIV/0! | #DIV/0! | #DIV/0! | #DIV/0! | #DIV/0! | #DIV/0! | #DIV/0! | #DIV/0!
[15 empty] | 122 | 77.3931 | -48.3606 | 3944.3693 | 3682.7457 | 3944.3693 | 3682.7457 | 30.3136 | 21.2272 | 1 | 1 | 3944.3693 | 3682.7457 |  |  |  |  | 122 | #DIV/0! | #DIV/0! | #DIV/0! | #DIV/0! | #DIV/0! | #DIV/0! | #DIV/0! | #DIV/0! | #DIV/0! | #DIV/0! | #DIV/0! | #DIV/0! | #DIV/0! |  |  |  | 122 | #DIV/0! | #DIV/0! | #DIV/0! | #DIV/0! | #DIV/0! | #DIV/0! | #DIV/0! | #DIV/0! | #DIV/0! | #DIV/0! | #DIV/0! | #DIV/0! | #DIV/0! |  |  |  | 122 | #DIV/0! | #DIV/0! | #DIV/0! | #DIV/0! | #DIV/0! | #DIV/0! | #DIV/0! | #DIV/0! | #DIV/0! | #DIV/0! | #DIV/0! | #DIV/0! | #DIV/0! |  |  |  | 122 | #DIV/0! | #DIV/0! | #DIV/0! | #DIV/0! | #DIV/0! | #DIV/0! | #DIV/0! | #DIV/0! | #DIV/0! | #DIV/0! | #DIV/0! | #DIV/0! | #DIV/0! |  |  |  | 122 | #DIV/0! | #DIV/0! | #DIV/0! | #DIV/0! | #DIV/0! | #DIV/0! | #DIV/0! | #DIV/0! | #DIV/0! | #DIV/0! | #DIV/0! | #DIV/0! | #DIV/0! |  |  |  | 122 | #DIV/0! | #DIV/0! | #DIV/0! | #DIV/0! | #DIV/0! | #DIV/0! | #DIV/0! | #DIV/0! | #DIV/0! | #DIV/0! | #DIV/0! | #DIV/0! | #DIV/0! |  |  |  | 122 | #DIV/0! | #DIV/0! | #DIV/0! | #DIV/0! | #DIV/0! | #DIV/0! | #DIV/0! | #DIV/0! | #DIV/0! | #DIV/0! | #DIV/0! | #DIV/0! | #DIV/0!
[15 empty] | 122.1 | 77.3086 | -48.4956 | 3945.6388 | 3681.7565 | 3945.6388 | 3681.7565 | 30.2902 | 21.1983 | 1 | 1 | 3945.6388 | 3681.7565 |  |  |  |  | 122.1 | #DIV/0! | #DIV/0! | #DIV/0! | #DIV/0! | #DIV/0! | #DIV/0! | #DIV/0! | #DIV/0! | #DIV/0! | #DIV/0! | #DIV/0! | #DIV/0! | #DIV/0! |  |  |  | 122.1 | #DIV/0! | #DIV/0! | #DIV/0! | #DIV/0! | #DIV/0! | #DIV/0! | #DIV/0! | #DIV/0! | #DIV/0! | #DIV/0! | #DIV/0! | #DIV/0! | #DIV/0! |  |  |  | 122.1 | #DIV/0! | #DIV/0! | #DIV/0! | #DIV/0! | #DIV/0! | #DIV/0! | #DIV/0! | #DIV/0! | #DIV/0! | #DIV/0! | #DIV/0! | #DIV/0! | #DIV/0! |  |  |  | 122.1 | #DIV/0! | #DIV/0! | #DIV/0! | #DIV/0! | #DIV/0! | #DIV/0! | #DIV/0! | #DIV/0! | #DIV/0! | #DIV/0! | #DIV/0! | #DIV/0! | #DIV/0! |  |  |  | 122.1 | #DIV/0! | #DIV/0! | #DIV/0! | #DIV/0! | #DIV/0! | #DIV/0! | #DIV/0! | #DIV/0! | #DIV/0! | #DIV/0! | #DIV/0! | #DIV/0! | #DIV/0! |  |  |  | 122.1 | #DIV/0! | #DIV/0! | #DIV/0! | #DIV/0! | #DIV/0! | #DIV/0! | #DIV/0! | #DIV/0! | #DIV/0! | #DIV/0! | #DIV/0! | #DIV/0! | #DIV/0! |  |  |  | 122.1 | #DIV/0! | #DIV/0! | #DIV/0! | #DIV/0! | #DIV/0! | #DIV/0! | #DIV/0! | #DIV/0! | #DIV/0! | #DIV/0! | #DIV/0! | #DIV/0! | #DIV/0!
[15 empty] | 122.2 | 77.2238 | -48.6304 | 3946.9073 | 3680.7687 | 3946.9073 | 3680.7687 | 30.2668 | 21.1694 | 1 | 1 | 3946.9073 | 3680.7687 |  |  |  |  | 122.2 | #DIV/0! | #DIV/0! | #DIV/0! | #DIV/0! | #DIV/0! | #DIV/0! | #DIV/0! | #DIV/0! | #DIV/0! | #DIV/0! | #DIV/0! | #DIV/0! | #DIV/0! |  |  |  | 122.2 | #DIV/0! | #DIV/0! | #DIV/0! | #DIV/0! | #DIV/0! | #DIV/0! | #DIV/0! | #DIV/0! | #DIV/0! | #DIV/0! | #DIV/0! | #DIV/0! | #DIV/0! |  |  |  | 122.2 | #DIV/0! | #DIV/0! | #DIV/0! | #DIV/0! | #DIV/0! | #DIV/0! | #DIV/0! | #DIV/0! | #DIV/0! | #DIV/0! | #DIV/0! | #DIV/0! | #DIV/0! |  |  |  | 122.2 | #DIV/0! | #DIV/0! | #DIV/0! | #DIV/0! | #DIV/0! | #DIV/0! | #DIV/0! | #DIV/0! | #DIV/0! | #DIV/0! | #DIV/0! | #DIV/0! | #DIV/0! |  |  |  | 122.2 | #DIV/0! | #DIV/0! | #DIV/0! | #DIV/0! | #DIV/0! | #DIV/0! | #DIV/0! | #DIV/0! | #DIV/0! | #DIV/0! | #DIV/0! | #DIV/0! | #DIV/0! |  |  |  | 122.2 | #DIV/0! | #DIV/0! | #DIV/0! | #DIV/0! | #DIV/0! | #DIV/0! | #DIV/0! | #DIV/0! | #DIV/0! | #DIV/0! | #DIV/0! | #DIV/0! | #DIV/0! |  |  |  | 122.2 | #DIV/0! | #DIV/0! | #DIV/0! | #DIV/0! | #DIV/0! | #DIV/0! | #DIV/0! | #DIV/0! | #DIV/0! | #DIV/0! | #DIV/0! | #DIV/0! | #DIV/0!
[15 empty] | 122.3 | 77.1388 | -48.7651 | 3948.1748 | 3679.7824 | 3948.1748 | 3679.7824 | 30.2432 | 21.1405 | 1 | 1 | 3948.1748 | 3679.7824 |  |  |  |  | 122.3 | #DIV/0! | #DIV/0! | #DIV/0! | #DIV/0! | #DIV/0! | #DIV/0! | #DIV/0! | #DIV/0! | #DIV/0! | #DIV/0! | #DIV/0! | #DIV/0! | #DIV/0! |  |  |  | 122.3 | #DIV/0! | #DIV/0! | #DIV/0! | #DIV/0! | #DIV/0! | #DIV/0! | #DIV/0! | #DIV/0! | #DIV/0! | #DIV/0! | #DIV/0! | #DIV/0! | #DIV/0! |  |  |  | 122.3 | #DIV/0! | #DIV/0! | #DIV/0! | #DIV/0! | #DIV/0! | #DIV/0! | #DIV/0! | #DIV/0! | #DIV/0! | #DIV/0! | #DIV/0! | #DIV/0! | #DIV/0! |  |  |  | 122.3 | #DIV/0! | #DIV/0! | #DIV/0! | #DIV/0! | #DIV/0! | #DIV/0! | #DIV/0! | #DIV/0! | #DIV/0! | #DIV/0! | #DIV/0! | #DIV/0! | #DIV/0! |  |  |  | 122.3 | #DIV/0! | #DIV/0! | #DIV/0! | #DIV/0! | #DIV/0! | #DIV/0! | #DIV/0! | #DIV/0! | #DIV/0! | #DIV/0! | #DIV/0! | #DIV/0! | #DIV/0! |  |  |  | 122.3 | #DIV/0! | #DIV/0! | #DIV/0! | #DIV/0! | #DIV/0! | #DIV/0! | #DIV/0! | #DIV/0! | #DIV/0! | #DIV/0! | #DIV/0! | #DIV/0! | #DIV/0! |  |  |  | 122.3 | #DIV/0! | #DIV/0! | #DIV/0! | #DIV/0! | #DIV/0! | #DIV/0! | #DIV/0! | #DIV/0! | #DIV/0! | #DIV/0! | #DIV/0! | #DIV/0! | #DIV/0!
[15 empty] | 122.4 | 77.0536 | -48.8997 | 3949.4413 | 3678.7975 | 3949.4413 | 3678.7975 | 30.2194 | 21.1114 | 1 | 1 | 3949.4413 | 3678.7975 |  |  |  |  | 122.4 | #DIV/0! | #DIV/0! | #DIV/0! | #DIV/0! | #DIV/0! | #DIV/0! | #DIV/0! | #DIV/0! | #DIV/0! | #DIV/0! | #DIV/0! | #DIV/0! | #DIV/0! |  |  |  | 122.4 | #DIV/0! | #DIV/0! | #DIV/0! | #DIV/0! | #DIV/0! | #DIV/0! | #DIV/0! | #DIV/0! | #DIV/0! | #DIV/0! | #DIV/0! | #DIV/0! | #DIV/0! |  |  |  | 122.4 | #DIV/0! | #DIV/0! | #DIV/0! | #DIV/0! | #DIV/0! | #DIV/0! | #DIV/0! | #DIV/0! | #DIV/0! | #DIV/0! | #DIV/0! | #DIV/0! | #DIV/0! |  |  |  | 122.4 | #DIV/0! | #DIV/0! | #DIV/0! | #DIV/0! | #DIV/0! | #DIV/0! | #DIV/0! | #DIV/0! | #DIV/0! | #DIV/0! | #DIV/0! | #DIV/0! | #DIV/0! |  |  |  | 122.4 | #DIV/0! | #DIV/0! | #DIV/0! | #DIV/0! | #DIV/0! | #DIV/0! | #DIV/0! | #DIV/0! | #DIV/0! | #DIV/0! | #DIV/0! | #DIV/0! | #DIV/0! |  |  |  | 122.4 | #DIV/0! | #DIV/0! | #DIV/0! | #DIV/0! | #DIV/0! | #DIV/0! | #DIV/0! | #DIV/0! | #DIV/0! | #DIV/0! | #DIV/0! | #DIV/0! | #DIV/0! |  |  |  | 122.4 | #DIV/0! | #DIV/0! | #DIV/0! | #DIV/0! | #DIV/0! | #DIV/0! | #DIV/0! | #DIV/0! | #DIV/0! | #DIV/0! | #DIV/0! | #DIV/0! | #DIV/0!
[15 empty] | 122.5 | 76.9681 | -49.0341 | 3950.7069 | 3677.814 | 3950.7069 | 3677.814 | 30.1956 | 21.0824 | 1 | 1 | 3950.7069 | 3677.814 |  |  |  |  | 122.5 | #DIV/0! | #DIV/0! | #DIV/0! | #DIV/0! | #DIV/0! | #DIV/0! | #DIV/0! | #DIV/0! | #DIV/0! | #DIV/0! | #DIV/0! | #DIV/0! | #DIV/0! |  |  |  | 122.5 | #DIV/0! | #DIV/0! | #DIV/0! | #DIV/0! | #DIV/0! | #DIV/0! | #DIV/0! | #DIV/0! | #DIV/0! | #DIV/0! | #DIV/0! | #DIV/0! | #DIV/0! |  |  |  | 122.5 | #DIV/0! | #DIV/0! | #DIV/0! | #DIV/0! | #DIV/0! | #DIV/0! | #DIV/0! | #DIV/0! | #DIV/0! | #DIV/0! | #DIV/0! | #DIV/0! | #DIV/0! |  |  |  | 122.5 | #DIV/0! | #DIV/0! | #DIV/0! | #DIV/0! | #DIV/0! | #DIV/0! | #DIV/0! | #DIV/0! | #DIV/0! | #DIV/0! | #DIV/0! | #DIV/0! | #DIV/0! |  |  |  | 122.5 | #DIV/0! | #DIV/0! | #DIV/0! | #DIV/0! | #DIV/0! | #DIV/0! | #DIV/0! | #DIV/0! | #DIV/0! | #DIV/0! | #DIV/0! | #DIV/0! | #DIV/0! |  |  |  | 122.5 | #DIV/0! | #DIV/0! | #DIV/0! | #DIV/0! | #DIV/0! | #DIV/0! | #DIV/0! | #DIV/0! | #DIV/0! | #DIV/0! | #DIV/0! | #DIV/0! | #DIV/0! |  |  |  | 122.5 | #DIV/0! | #DIV/0! | #DIV/0! | #DIV/0! | #DIV/0! | #DIV/0! | #DIV/0! | #DIV/0! | #DIV/0! | #DIV/0! | #DIV/0! | #DIV/0! | #DIV/0!
[15 empty] | 122.6 | 76.8824 | -49.1684 | 3951.9714 | 3676.832 | 3951.9714 | 3676.832 | 30.1716 | 21.0533 | 1 | 1 | 3951.9714 | 3676.832 |  |  |  |  | 122.6 | #DIV/0! | #DIV/0! | #DIV/0! | #DIV/0! | #DIV/0! | #DIV/0! | #DIV/0! | #DIV/0! | #DIV/0! | #DIV/0! | #DIV/0! | #DIV/0! | #DIV/0! |  |  |  | 122.6 | #DIV/0! | #DIV/0! | #DIV/0! | #DIV/0! | #DIV/0! | #DIV/0! | #DIV/0! | #DIV/0! | #DIV/0! | #DIV/0! | #DIV/0! | #DIV/0! | #DIV/0! |  |  |  | 122.6 | #DIV/0! | #DIV/0! | #DIV/0! | #DIV/0! | #DIV/0! | #DIV/0! | #DIV/0! | #DIV/0! | #DIV/0! | #DIV/0! | #DIV/0! | #DIV/0! | #DIV/0! |  |  |  | 122.6 | #DIV/0! | #DIV/0! | #DIV/0! | #DIV/0! | #DIV/0! | #DIV/0! | #DIV/0! | #DIV/0! | #DIV/0! | #DIV/0! | #DIV/0! | #DIV/0! | #DIV/0! |  |  |  | 122.6 | #DIV/0! | #DIV/0! | #DIV/0! | #DIV/0! | #DIV/0! | #DIV/0! | #DIV/0! | #DIV/0! | #DIV/0! | #DIV/0! | #DIV/0! | #DIV/0! | #DIV/0! |  |  |  | 122.6 | #DIV/0! | #DIV/0! | #DIV/0! | #DIV/0! | #DIV/0! | #DIV/0! | #DIV/0! | #DIV/0! | #DIV/0! | #DIV/0! | #DIV/0! | #DIV/0! | #DIV/0! |  |  |  | 122.6 | #DIV/0! | #DIV/0! | #DIV/0! | #DIV/0! | #DIV/0! | #DIV/0! | #DIV/0! | #DIV/0! | #DIV/0! | #DIV/0! | #DIV/0! | #DIV/0! | #DIV/0!
[15 empty] | 122.7 | 76.7965 | -49.3025 | 3953.2349 | 3675.8514 | 3953.2349 | 3675.8514 | 30.1475 | 21.0242 | 1 | 1 | 3953.2349 | 3675.8514 |  |  |  |  | 122.7 | #DIV/0! | #DIV/0! | #DIV/0! | #DIV/0! | #DIV/0! | #DIV/0! | #DIV/0! | #DIV/0! | #DIV/0! | #DIV/0! | #DIV/0! | #DIV/0! | #DIV/0! |  |  |  | 122.7 | #DIV/0! | #DIV/0! | #DIV/0! | #DIV/0! | #DIV/0! | #DIV/0! | #DIV/0! | #DIV/0! | #DIV/0! | #DIV/0! | #DIV/0! | #DIV/0! | #DIV/0! |  |  |  | 122.7 | #DIV/0! | #DIV/0! | #DIV/0! | #DIV/0! | #DIV/0! | #DIV/0! | #DIV/0! | #DIV/0! | #DIV/0! | #DIV/0! | #DIV/0! | #DIV/0! | #DIV/0! |  |  |  | 122.7 | #DIV/0! | #DIV/0! | #DIV/0! | #DIV/0! | #DIV/0! | #DIV/0! | #DIV/0! | #DIV/0! | #DIV/0! | #DIV/0! | #DIV/0! | #DIV/0! | #DIV/0! |  |  |  | 122.7 | #DIV/0! | #DIV/0! | #DIV/0! | #DIV/0! | #DIV/0! | #DIV/0! | #DIV/0! | #DIV/0! | #DIV/0! | #DIV/0! | #DIV/0! | #DIV/0! | #DIV/0! |  |  |  | 122.7 | #DIV/0! | #DIV/0! | #DIV/0! | #DIV/0! | #DIV/0! | #DIV/0! | #DIV/0! | #DIV/0! | #DIV/0! | #DIV/0! | #DIV/0! | #DIV/0! | #DIV/0! |  |  |  | 122.7 | #DIV/0! | #DIV/0! | #DIV/0! | #DIV/0! | #DIV/0! | #DIV/0! | #DIV/0! | #DIV/0! | #DIV/0! | #DIV/0! | #DIV/0! | #DIV/0! | #DIV/0!
[15 empty] | 122.8 | 76.7103 | -49.4364 | 3954.4975 | 3674.8723 | 3954.4975 | 3674.8723 | 30.1233 | 20.995 | 1 | 1 | 3954.4975 | 3674.8723 |  |  |  |  | 122.8 | #DIV/0! | #DIV/0! | #DIV/0! | #DIV/0! | #DIV/0! | #DIV/0! | #DIV/0! | #DIV/0! | #DIV/0! | #DIV/0! | #DIV/0! | #DIV/0! | #DIV/0! |  |  |  | 122.8 | #DIV/0! | #DIV/0! | #DIV/0! | #DIV/0! | #DIV/0! | #DIV/0! | #DIV/0! | #DIV/0! | #DIV/0! | #DIV/0! | #DIV/0! | #DIV/0! | #DIV/0! |  |  |  | 122.8 | #DIV/0! | #DIV/0! | #DIV/0! | #DIV/0! | #DIV/0! | #DIV/0! | #DIV/0! | #DIV/0! | #DIV/0! | #DIV/0! | #DIV/0! | #DIV/0! | #DIV/0! |  |  |  | 122.8 | #DIV/0! | #DIV/0! | #DIV/0! | #DIV/0! | #DIV/0! | #DIV/0! | #DIV/0! | #DIV/0! | #DIV/0! | #DIV/0! | #DIV/0! | #DIV/0! | #DIV/0! |  |  |  | 122.8 | #DIV/0! | #DIV/0! | #DIV/0! | #DIV/0! | #DIV/0! | #DIV/0! | #DIV/0! | #DIV/0! | #DIV/0! | #DIV/0! | #DIV/0! | #DIV/0! | #DIV/0! |  |  |  | 122.8 | #DIV/0! | #DIV/0! | #DIV/0! | #DIV/0! | #DIV/0! | #DIV/0! | #DIV/0! | #DIV/0! | #DIV/0! | #DIV/0! | #DIV/0! | #DIV/0! | #DIV/0! |  |  |  | 122.8 | #DIV/0! | #DIV/0! | #DIV/0! | #DIV/0! | #DIV/0! | #DIV/0! | #DIV/0! | #DIV/0! | #DIV/0! | #DIV/0! | #DIV/0! | #DIV/0! | #DIV/0!
[15 empty] | 122.9 | 76.6239 | -49.5702 | 3955.759 | 3673.8946 | 3955.759 | 3673.8946 | 30.099 | 20.9657 | 1 | 1 | 3955.759 | 3673.8946 |  |  |  |  | 122.9 | #DIV/0! | #DIV/0! | #DIV/0! | #DIV/0! | #DIV/0! | #DIV/0! | #DIV/0! | #DIV/0! | #DIV/0! | #DIV/0! | #DIV/0! | #DIV/0! | #DIV/0! |  |  |  | 122.9 | #DIV/0! | #DIV/0! | #DIV/0! | #DIV/0! | #DIV/0! | #DIV/0! | #DIV/0! | #DIV/0! | #DIV/0! | #DIV/0! | #DIV/0! | #DIV/0! | #DIV/0! |  |  |  | 122.9 | #DIV/0! | #DIV/0! | #DIV/0! | #DIV/0! | #DIV/0! | #DIV/0! | #DIV/0! | #DIV/0! | #DIV/0! | #DIV/0! | #DIV/0! | #DIV/0! | #DIV/0! |  |  |  | 122.9 | #DIV/0! | #DIV/0! | #DIV/0! | #DIV/0! | #DIV/0! | #DIV/0! | #DIV/0! | #DIV/0! | #DIV/0! | #DIV/0! | #DIV/0! | #DIV/0! | #DIV/0! |  |  |  | 122.9 | #DIV/0! | #DIV/0! | #DIV/0! | #DIV/0! | #DIV/0! | #DIV/0! | #DIV/0! | #DIV/0! | #DIV/0! | #DIV/0! | #DIV/0! | #DIV/0! | #DIV/0! |  |  |  | 122.9 | #DIV/0! | #DIV/0! | #DIV/0! | #DIV/0! | #DIV/0! | #DIV/0! | #DIV/0! | #DIV/0! | #DIV/0! | #DIV/0! | #DIV/0! | #DIV/0! | #DIV/0! |  |  |  | 122.9 | #DIV/0! | #DIV/0! | #DIV/0! | #DIV/0! | #DIV/0! | #DIV/0! | #DIV/0! | #DIV/0! | #DIV/0! | #DIV/0! | #DIV/0! | #DIV/0! | #DIV/0!
[15 empty] | 123 | 76.5373 | -49.7039 | 3957.0194 | 3672.9184 | 3957.0194 | 3672.9184 | 30.0746 | 20.9365 | 1 | 1 | 3957.0194 | 3672.9184 |  |  |  |  | 123 | #DIV/0! | #DIV/0! | #DIV/0! | #DIV/0! | #DIV/0! | #DIV/0! | #DIV/0! | #DIV/0! | #DIV/0! | #DIV/0! | #DIV/0! | #DIV/0! | #DIV/0! |  |  |  | 123 | #DIV/0! | #DIV/0! | #DIV/0! | #DIV/0! | #DIV/0! | #DIV/0! | #DIV/0! | #DIV/0! | #DIV/0! | #DIV/0! | #DIV/0! | #DIV/0! | #DIV/0! |  |  |  | 123 | #DIV/0! | #DIV/0! | #DIV/0! | #DIV/0! | #DIV/0! | #DIV/0! | #DIV/0! | #DIV/0! | #DIV/0! | #DIV/0! | #DIV/0! | #DIV/0! | #DIV/0! |  |  |  | 123 | #DIV/0! | #DIV/0! | #DIV/0! | #DIV/0! | #DIV/0! | #DIV/0! | #DIV/0! | #DIV/0! | #DIV/0! | #DIV/0! | #DIV/0! | #DIV/0! | #DIV/0! |  |  |  | 123 | #DIV/0! | #DIV/0! | #DIV/0! | #DIV/0! | #DIV/0! | #DIV/0! | #DIV/0! | #DIV/0! | #DIV/0! | #DIV/0! | #DIV/0! | #DIV/0! | #DIV/0! |  |  |  | 123 | #DIV/0! | #DIV/0! | #DIV/0! | #DIV/0! | #DIV/0! | #DIV/0! | #DIV/0! | #DIV/0! | #DIV/0! | #DIV/0! | #DIV/0! | #DIV/0! | #DIV/0! |  |  |  | 123 | #DIV/0! | #DIV/0! | #DIV/0! | #DIV/0! | #DIV/0! | #DIV/0! | #DIV/0! | #DIV/0! | #DIV/0! | #DIV/0! | #DIV/0! | #DIV/0! | #DIV/0!
[15 empty] | 123.1 | 76.4504 | -49.8374 | 3958.2789 | 3671.9436 | 3958.2789 | 3671.9436 | 30.05 | 20.9072 | 1 | 1 | 3958.2789 | 3671.9436 |  |  |  |  | 123.1 | #DIV/0! | #DIV/0! | #DIV/0! | #DIV/0! | #DIV/0! | #DIV/0! | #DIV/0! | #DIV/0! | #DIV/0! | #DIV/0! | #DIV/0! | #DIV/0! | #DIV/0! |  |  |  | 123.1 | #DIV/0! | #DIV/0! | #DIV/0! | #DIV/0! | #DIV/0! | #DIV/0! | #DIV/0! | #DIV/0! | #DIV/0! | #DIV/0! | #DIV/0! | #DIV/0! | #DIV/0! |  |  |  | 123.1 | #DIV/0! | #DIV/0! | #DIV/0! | #DIV/0! | #DIV/0! | #DIV/0! | #DIV/0! | #DIV/0! | #DIV/0! | #DIV/0! | #DIV/0! | #DIV/0! | #DIV/0! |  |  |  | 123.1 | #DIV/0! | #DIV/0! | #DIV/0! | #DIV/0! | #DIV/0! | #DIV/0! | #DIV/0! | #DIV/0! | #DIV/0! | #DIV/0! | #DIV/0! | #DIV/0! | #DIV/0! |  |  |  | 123.1 | #DIV/0! | #DIV/0! | #DIV/0! | #DIV/0! | #DIV/0! | #DIV/0! | #DIV/0! | #DIV/0! | #DIV/0! | #DIV/0! | #DIV/0! | #DIV/0! | #DIV/0! |  |  |  | 123.1 | #DIV/0! | #DIV/0! | #DIV/0! | #DIV/0! | #DIV/0! | #DIV/0! | #DIV/0! | #DIV/0! | #DIV/0! | #DIV/0! | #DIV/0! | #DIV/0! | #DIV/0! |  |  |  | 123.1 | #DIV/0! | #DIV/0! | #DIV/0! | #DIV/0! | #DIV/0! | #DIV/0! | #DIV/0! | #DIV/0! | #DIV/0! | #DIV/0! | #DIV/0! | #DIV/0! | #DIV/0!
[15 empty] | 123.2 | 76.3633 | -49.9708 | 3959.5373 | 3670.9703 | 3959.5373 | 3670.9703 | 30.0253 | 20.8778 | 1 | 1 | 3959.5373 | 3670.9703 |  |  |  |  | 123.2 | #DIV/0! | #DIV/0! | #DIV/0! | #DIV/0! | #DIV/0! | #DIV/0! | #DIV/0! | #DIV/0! | #DIV/0! | #DIV/0! | #DIV/0! | #DIV/0! | #DIV/0! |  |  |  | 123.2 | #DIV/0! | #DIV/0! | #DIV/0! | #DIV/0! | #DIV/0! | #DIV/0! | #DIV/0! | #DIV/0! | #DIV/0! | #DIV/0! | #DIV/0! | #DIV/0! | #DIV/0! |  |  |  | 123.2 | #DIV/0! | #DIV/0! | #DIV/0! | #DIV/0! | #DIV/0! | #DIV/0! | #DIV/0! | #DIV/0! | #DIV/0! | #DIV/0! | #DIV/0! | #DIV/0! | #DIV/0! |  |  |  | 123.2 | #DIV/0! | #DIV/0! | #DIV/0! | #DIV/0! | #DIV/0! | #DIV/0! | #DIV/0! | #DIV/0! | #DIV/0! | #DIV/0! | #DIV/0! | #DIV/0! | #DIV/0! |  |  |  | 123.2 | #DIV/0! | #DIV/0! | #DIV/0! | #DIV/0! | #DIV/0! | #DIV/0! | #DIV/0! | #DIV/0! | #DIV/0! | #DIV/0! | #DIV/0! | #DIV/0! | #DIV/0! |  |  |  | 123.2 | #DIV/0! | #DIV/0! | #DIV/0! | #DIV/0! | #DIV/0! | #DIV/0! | #DIV/0! | #DIV/0! | #DIV/0! | #DIV/0! | #DIV/0! | #DIV/0! | #DIV/0! |  |  |  | 123.2 | #DIV/0! | #DIV/0! | #DIV/0! | #DIV/0! | #DIV/0! | #DIV/0! | #DIV/0! | #DIV/0! | #DIV/0! | #DIV/0! | #DIV/0! | #DIV/0! | #DIV/0!
[15 empty] | 123.3 | 76.276 | -50.104 | 3960.7947 | 3669.9985 | 3960.7947 | 3669.9985 | 30.0005 | 20.8484 | 1 | 1 | 3960.7947 | 3669.9985 |  |  |  |  | 123.3 | #DIV/0! | #DIV/0! | #DIV/0! | #DIV/0! | #DIV/0! | #DIV/0! | #DIV/0! | #DIV/0! | #DIV/0! | #DIV/0! | #DIV/0! | #DIV/0! | #DIV/0! |  |  |  | 123.3 | #DIV/0! | #DIV/0! | #DIV/0! | #DIV/0! | #DIV/0! | #DIV/0! | #DIV/0! | #DIV/0! | #DIV/0! | #DIV/0! | #DIV/0! | #DIV/0! | #DIV/0! |  |  |  | 123.3 | #DIV/0! | #DIV/0! | #DIV/0! | #DIV/0! | #DIV/0! | #DIV/0! | #DIV/0! | #DIV/0! | #DIV/0! | #DIV/0! | #DIV/0! | #DIV/0! | #DIV/0! |  |  |  | 123.3 | #DIV/0! | #DIV/0! | #DIV/0! | #DIV/0! | #DIV/0! | #DIV/0! | #DIV/0! | #DIV/0! | #DIV/0! | #DIV/0! | #DIV/0! | #DIV/0! | #DIV/0! |  |  |  | 123.3 | #DIV/0! | #DIV/0! | #DIV/0! | #DIV/0! | #DIV/0! | #DIV/0! | #DIV/0! | #DIV/0! | #DIV/0! | #DIV/0! | #DIV/0! | #DIV/0! | #DIV/0! |  |  |  | 123.3 | #DIV/0! | #DIV/0! | #DIV/0! | #DIV/0! | #DIV/0! | #DIV/0! | #DIV/0! | #DIV/0! | #DIV/0! | #DIV/0! | #DIV/0! | #DIV/0! | #DIV/0! |  |  |  | 123.3 | #DIV/0! | #DIV/0! | #DIV/0! | #DIV/0! | #DIV/0! | #DIV/0! | #DIV/0! | #DIV/0! | #DIV/0! | #DIV/0! | #DIV/0! | #DIV/0! | #DIV/0!
[15 empty] | 123.4 | 76.1884 | -50.237 | 3962.051 | 3669.0281 | 3962.051 | 3669.0281 | 29.9755 | 20.819 | 1 | 1 | 3962.051 | 3669.0281 |  |  |  |  | 123.4 | #DIV/0! | #DIV/0! | #DIV/0! | #DIV/0! | #DIV/0! | #DIV/0! | #DIV/0! | #DIV/0! | #DIV/0! | #DIV/0! | #DIV/0! | #DIV/0! | #DIV/0! |  |  |  | 123.4 | #DIV/0! | #DIV/0! | #DIV/0! | #DIV/0! | #DIV/0! | #DIV/0! | #DIV/0! | #DIV/0! | #DIV/0! | #DIV/0! | #DIV/0! | #DIV/0! | #DIV/0! |  |  |  | 123.4 | #DIV/0! | #DIV/0! | #DIV/0! | #DIV/0! | #DIV/0! | #DIV/0! | #DIV/0! | #DIV/0! | #DIV/0! | #DIV/0! | #DIV/0! | #DIV/0! | #DIV/0! |  |  |  | 123.4 | #DIV/0! | #DIV/0! | #DIV/0! | #DIV/0! | #DIV/0! | #DIV/0! | #DIV/0! | #DIV/0! | #DIV/0! | #DIV/0! | #DIV/0! | #DIV/0! | #DIV/0! |  |  |  | 123.4 | #DIV/0! | #DIV/0! | #DIV/0! | #DIV/0! | #DIV/0! | #DIV/0! | #DIV/0! | #DIV/0! | #DIV/0! | #DIV/0! | #DIV/0! | #DIV/0! | #DIV/0! |  |  |  | 123.4 | #DIV/0! | #DIV/0! | #DIV/0! | #DIV/0! | #DIV/0! | #DIV/0! | #DIV/0! | #DIV/0! | #DIV/0! | #DIV/0! | #DIV/0! | #DIV/0! | #DIV/0! |  |  |  | 123.4 | #DIV/0! | #DIV/0! | #DIV/0! | #DIV/0! | #DIV/0! | #DIV/0! | #DIV/0! | #DIV/0! | #DIV/0! | #DIV/0! | #DIV/0! | #DIV/0! | #DIV/0!
[15 empty] | 123.5 | 76.1006 | -50.3699 | 3963.3063 | 3668.0592 | 3963.3063 | 3668.0592 | 29.9505 | 20.7895 | 1 | 1 | 3963.3063 | 3668.0592 |  |  |  |  | 123.5 | #DIV/0! | #DIV/0! | #DIV/0! | #DIV/0! | #DIV/0! | #DIV/0! | #DIV/0! | #DIV/0! | #DIV/0! | #DIV/0! | #DIV/0! | #DIV/0! | #DIV/0! |  |  |  | 123.5 | #DIV/0! | #DIV/0! | #DIV/0! | #DIV/0! | #DIV/0! | #DIV/0! | #DIV/0! | #DIV/0! | #DIV/0! | #DIV/0! | #DIV/0! | #DIV/0! | #DIV/0! |  |  |  | 123.5 | #DIV/0! | #DIV/0! | #DIV/0! | #DIV/0! | #DIV/0! | #DIV/0! | #DIV/0! | #DIV/0! | #DIV/0! | #DIV/0! | #DIV/0! | #DIV/0! | #DIV/0! |  |  |  | 123.5 | #DIV/0! | #DIV/0! | #DIV/0! | #DIV/0! | #DIV/0! | #DIV/0! | #DIV/0! | #DIV/0! | #DIV/0! | #DIV/0! | #DIV/0! | #DIV/0! | #DIV/0! |  |  |  | 123.5 | #DIV/0! | #DIV/0! | #DIV/0! | #DIV/0! | #DIV/0! | #DIV/0! | #DIV/0! | #DIV/0! | #DIV/0! | #DIV/0! | #DIV/0! | #DIV/0! | #DIV/0! |  |  |  | 123.5 | #DIV/0! | #DIV/0! | #DIV/0! | #DIV/0! | #DIV/0! | #DIV/0! | #DIV/0! | #DIV/0! | #DIV/0! | #DIV/0! | #DIV/0! | #DIV/0! | #DIV/0! |  |  |  | 123.5 | #DIV/0! | #DIV/0! | #DIV/0! | #DIV/0! | #DIV/0! | #DIV/0! | #DIV/0! | #DIV/0! | #DIV/0! | #DIV/0! | #DIV/0! | #DIV/0! | #DIV/0!
[15 empty] | 123.6 | 76.0126 | -50.5027 | 3964.5606 | 3667.0918 | 3964.5606 | 3667.0918 | 29.9253 | 20.76 | 1 | 1 | 3964.5606 | 3667.0918 |  |  |  |  | 123.6 | #DIV/0! | #DIV/0! | #DIV/0! | #DIV/0! | #DIV/0! | #DIV/0! | #DIV/0! | #DIV/0! | #DIV/0! | #DIV/0! | #DIV/0! | #DIV/0! | #DIV/0! |  |  |  | 123.6 | #DIV/0! | #DIV/0! | #DIV/0! | #DIV/0! | #DIV/0! | #DIV/0! | #DIV/0! | #DIV/0! | #DIV/0! | #DIV/0! | #DIV/0! | #DIV/0! | #DIV/0! |  |  |  | 123.6 | #DIV/0! | #DIV/0! | #DIV/0! | #DIV/0! | #DIV/0! | #DIV/0! | #DIV/0! | #DIV/0! | #DIV/0! | #DIV/0! | #DIV/0! | #DIV/0! | #DIV/0! |  |  |  | 123.6 | #DIV/0! | #DIV/0! | #DIV/0! | #DIV/0! | #DIV/0! | #DIV/0! | #DIV/0! | #DIV/0! | #DIV/0! | #DIV/0! | #DIV/0! | #DIV/0! | #DIV/0! |  |  |  | 123.6 | #DIV/0! | #DIV/0! | #DIV/0! | #DIV/0! | #DIV/0! | #DIV/0! | #DIV/0! | #DIV/0! | #DIV/0! | #DIV/0! | #DIV/0! | #DIV/0! | #DIV/0! |  |  |  | 123.6 | #DIV/0! | #DIV/0! | #DIV/0! | #DIV/0! | #DIV/0! | #DIV/0! | #DIV/0! | #DIV/0! | #DIV/0! | #DIV/0! | #DIV/0! | #DIV/0! | #DIV/0! |  |  |  | 123.6 | #DIV/0! | #DIV/0! | #DIV/0! | #DIV/0! | #DIV/0! | #DIV/0! | #DIV/0! | #DIV/0! | #DIV/0! | #DIV/0! | #DIV/0! | #DIV/0! | #DIV/0!
[15 empty] | 123.7 | 75.9243 | -50.6352 | 3965.8138 | 3666.1258 | 3965.8138 | 3666.1258 | 29.9 | 20.7304 | 1 | 1 | 3965.8138 | 3666.1258 |  |  |  |  | 123.7 | #DIV/0! | #DIV/0! | #DIV/0! | #DIV/0! | #DIV/0! | #DIV/0! | #DIV/0! | #DIV/0! | #DIV/0! | #DIV/0! | #DIV/0! | #DIV/0! | #DIV/0! |  |  |  | 123.7 | #DIV/0! | #DIV/0! | #DIV/0! | #DIV/0! | #DIV/0! | #DIV/0! | #DIV/0! | #DIV/0! | #DIV/0! | #DIV/0! | #DIV/0! | #DIV/0! | #DIV/0! |  |  |  | 123.7 | #DIV/0! | #DIV/0! | #DIV/0! | #DIV/0! | #DIV/0! | #DIV/0! | #DIV/0! | #DIV/0! | #DIV/0! | #DIV/0! | #DIV/0! | #DIV/0! | #DIV/0! |  |  |  | 123.7 | #DIV/0! | #DIV/0! | #DIV/0! | #DIV/0! | #DIV/0! | #DIV/0! | #DIV/0! | #DIV/0! | #DIV/0! | #DIV/0! | #DIV/0! | #DIV/0! | #DIV/0! |  |  |  | 123.7 | #DIV/0! | #DIV/0! | #DIV/0! | #DIV/0! | #DIV/0! | #DIV/0! | #DIV/0! | #DIV/0! | #DIV/0! | #DIV/0! | #DIV/0! | #DIV/0! | #DIV/0! |  |  |  | 123.7 | #DIV/0! | #DIV/0! | #DIV/0! | #DIV/0! | #DIV/0! | #DIV/0! | #DIV/0! | #DIV/0! | #DIV/0! | #DIV/0! | #DIV/0! | #DIV/0! | #DIV/0! |  |  |  | 123.7 | #DIV/0! | #DIV/0! | #DIV/0! | #DIV/0! | #DIV/0! | #DIV/0! | #DIV/0! | #DIV/0! | #DIV/0! | #DIV/0! | #DIV/0! | #DIV/0! | #DIV/0!
[15 empty] | 123.8 | 75.8359 | -50.7677 | 3967.0659 | 3665.1613 | 3967.0659 | 3665.1613 | 29.8746 | 20.7008 | 1 | 1 | 3967.0659 | 3665.1613 |  |  |  |  | 123.8 | #DIV/0! | #DIV/0! | #DIV/0! | #DIV/0! | #DIV/0! | #DIV/0! | #DIV/0! | #DIV/0! | #DIV/0! | #DIV/0! | #DIV/0! | #DIV/0! | #DIV/0! |  |  |  | 123.8 | #DIV/0! | #DIV/0! | #DIV/0! | #DIV/0! | #DIV/0! | #DIV/0! | #DIV/0! | #DIV/0! | #DIV/0! | #DIV/0! | #DIV/0! | #DIV/0! | #DIV/0! |  |  |  | 123.8 | #DIV/0! | #DIV/0! | #DIV/0! | #DIV/0! | #DIV/0! | #DIV/0! | #DIV/0! | #DIV/0! | #DIV/0! | #DIV/0! | #DIV/0! | #DIV/0! | #DIV/0! |  |  |  | 123.8 | #DIV/0! | #DIV/0! | #DIV/0! | #DIV/0! | #DIV/0! | #DIV/0! | #DIV/0! | #DIV/0! | #DIV/0! | #DIV/0! | #DIV/0! | #DIV/0! | #DIV/0! |  |  |  | 123.8 | #DIV/0! | #DIV/0! | #DIV/0! | #DIV/0! | #DIV/0! | #DIV/0! | #DIV/0! | #DIV/0! | #DIV/0! | #DIV/0! | #DIV/0! | #DIV/0! | #DIV/0! |  |  |  | 123.8 | #DIV/0! | #DIV/0! | #DIV/0! | #DIV/0! | #DIV/0! | #DIV/0! | #DIV/0! | #DIV/0! | #DIV/0! | #DIV/0! | #DIV/0! | #DIV/0! | #DIV/0! |  |  |  | 123.8 | #DIV/0! | #DIV/0! | #DIV/0! | #DIV/0! | #DIV/0! | #DIV/0! | #DIV/0! | #DIV/0! | #DIV/0! | #DIV/0! | #DIV/0! | #DIV/0! | #DIV/0!
[15 empty] | 123.9 | 75.7471 | -50.9 | 3968.3169 | 3664.1982 | 3968.3169 | 3664.1982 | 29.849 | 20.6711 | 1 | 1 | 3968.3169 | 3664.1982 |  |  |  |  | 123.9 | #DIV/0! | #DIV/0! | #DIV/0! | #DIV/0! | #DIV/0! | #DIV/0! | #DIV/0! | #DIV/0! | #DIV/0! | #DIV/0! | #DIV/0! | #DIV/0! | #DIV/0! |  |  |  | 123.9 | #DIV/0! | #DIV/0! | #DIV/0! | #DIV/0! | #DIV/0! | #DIV/0! | #DIV/0! | #DIV/0! | #DIV/0! | #DIV/0! | #DIV/0! | #DIV/0! | #DIV/0! |  |  |  | 123.9 | #DIV/0! | #DIV/0! | #DIV/0! | #DIV/0! | #DIV/0! | #DIV/0! | #DIV/0! | #DIV/0! | #DIV/0! | #DIV/0! | #DIV/0! | #DIV/0! | #DIV/0! |  |  |  | 123.9 | #DIV/0! | #DIV/0! | #DIV/0! | #DIV/0! | #DIV/0! | #DIV/0! | #DIV/0! | #DIV/0! | #DIV/0! | #DIV/0! | #DIV/0! | #DIV/0! | #DIV/0! |  |  |  | 123.9 | #DIV/0! | #DIV/0! | #DIV/0! | #DIV/0! | #DIV/0! | #DIV/0! | #DIV/0! | #DIV/0! | #DIV/0! | #DIV/0! | #DIV/0! | #DIV/0! | #DIV/0! |  |  |  | 123.9 | #DIV/0! | #DIV/0! | #DIV/0! | #DIV/0! | #DIV/0! | #DIV/0! | #DIV/0! | #DIV/0! | #DIV/0! | #DIV/0! | #DIV/0! | #DIV/0! | #DIV/0! |  |  |  | 123.9 | #DIV/0! | #DIV/0! | #DIV/0! | #DIV/0! | #DIV/0! | #DIV/0! | #DIV/0! | #DIV/0! | #DIV/0! | #DIV/0! | #DIV/0! | #DIV/0! | #DIV/0!
[15 empty] | 124 | 75.6582 | -51.0321 | 3969.5669 | 3663.2366 | 3969.5669 | 3663.2366 | 29.8234 | 20.6414 | 1 | 1 | 3969.5669 | 3663.2366 |  |  |  |  | 124 | #DIV/0! | #DIV/0! | #DIV/0! | #DIV/0! | #DIV/0! | #DIV/0! | #DIV/0! | #DIV/0! | #DIV/0! | #DIV/0! | #DIV/0! | #DIV/0! | #DIV/0! |  |  |  | 124 | #DIV/0! | #DIV/0! | #DIV/0! | #DIV/0! | #DIV/0! | #DIV/0! | #DIV/0! | #DIV/0! | #DIV/0! | #DIV/0! | #DIV/0! | #DIV/0! | #DIV/0! |  |  |  | 124 | #DIV/0! | #DIV/0! | #DIV/0! | #DIV/0! | #DIV/0! | #DIV/0! | #DIV/0! | #DIV/0! | #DIV/0! | #DIV/0! | #DIV/0! | #DIV/0! | #DIV/0! |  |  |  | 124 | #DIV/0! | #DIV/0! | #DIV/0! | #DIV/0! | #DIV/0! | #DIV/0! | #DIV/0! | #DIV/0! | #DIV/0! | #DIV/0! | #DIV/0! | #DIV/0! | #DIV/0! |  |  |  | 124 | #DIV/0! | #DIV/0! | #DIV/0! | #DIV/0! | #DIV/0! | #DIV/0! | #DIV/0! | #DIV/0! | #DIV/0! | #DIV/0! | #DIV/0! | #DIV/0! | #DIV/0! |  |  |  | 124 | #DIV/0! | #DIV/0! | #DIV/0! | #DIV/0! | #DIV/0! | #DIV/0! | #DIV/0! | #DIV/0! | #DIV/0! | #DIV/0! | #DIV/0! | #DIV/0! | #DIV/0! |  |  |  | 124 | #DIV/0! | #DIV/0! | #DIV/0! | #DIV/0! | #DIV/0! | #DIV/0! | #DIV/0! | #DIV/0! | #DIV/0! | #DIV/0! | #DIV/0! | #DIV/0! | #DIV/0!
[15 empty] | 124.1 | 75.569 | -51.1641 | 3970.8158 | 3662.2765 | 3970.8158 | 3662.2765 | 29.7976 | 20.6117 | 1 | 1 | 3970.8158 | 3662.2765 |  |  |  |  | 124.1 | #DIV/0! | #DIV/0! | #DIV/0! | #DIV/0! | #DIV/0! | #DIV/0! | #DIV/0! | #DIV/0! | #DIV/0! | #DIV/0! | #DIV/0! | #DIV/0! | #DIV/0! |  |  |  | 124.1 | #DIV/0! | #DIV/0! | #DIV/0! | #DIV/0! | #DIV/0! | #DIV/0! | #DIV/0! | #DIV/0! | #DIV/0! | #DIV/0! | #DIV/0! | #DIV/0! | #DIV/0! |  |  |  | 124.1 | #DIV/0! | #DIV/0! | #DIV/0! | #DIV/0! | #DIV/0! | #DIV/0! | #DIV/0! | #DIV/0! | #DIV/0! | #DIV/0! | #DIV/0! | #DIV/0! | #DIV/0! |  |  |  | 124.1 | #DIV/0! | #DIV/0! | #DIV/0! | #DIV/0! | #DIV/0! | #DIV/0! | #DIV/0! | #DIV/0! | #DIV/0! | #DIV/0! | #DIV/0! | #DIV/0! | #DIV/0! |  |  |  | 124.1 | #DIV/0! | #DIV/0! | #DIV/0! | #DIV/0! | #DIV/0! | #DIV/0! | #DIV/0! | #DIV/0! | #DIV/0! | #DIV/0! | #DIV/0! | #DIV/0! | #DIV/0! |  |  |  | 124.1 | #DIV/0! | #DIV/0! | #DIV/0! | #DIV/0! | #DIV/0! | #DIV/0! | #DIV/0! | #DIV/0! | #DIV/0! | #DIV/0! | #DIV/0! | #DIV/0! | #DIV/0! |  |  |  | 124.1 | #DIV/0! | #DIV/0! | #DIV/0! | #DIV/0! | #DIV/0! | #DIV/0! | #DIV/0! | #DIV/0! | #DIV/0! | #DIV/0! | #DIV/0! | #DIV/0! | #DIV/0!
[15 empty] | 124.2 | 75.4796 | -51.2959 | 3972.0636 | 3661.3179 | 3972.0636 | 3661.3179 | 29.7717 | 20.5819 | 1 | 1 | 3972.0636 | 3661.3179 |  |  |  |  | 124.2 | #DIV/0! | #DIV/0! | #DIV/0! | #DIV/0! | #DIV/0! | #DIV/0! | #DIV/0! | #DIV/0! | #DIV/0! | #DIV/0! | #DIV/0! | #DIV/0! | #DIV/0! |  |  |  | 124.2 | #DIV/0! | #DIV/0! | #DIV/0! | #DIV/0! | #DIV/0! | #DIV/0! | #DIV/0! | #DIV/0! | #DIV/0! | #DIV/0! | #DIV/0! | #DIV/0! | #DIV/0! |  |  |  | 124.2 | #DIV/0! | #DIV/0! | #DIV/0! | #DIV/0! | #DIV/0! | #DIV/0! | #DIV/0! | #DIV/0! | #DIV/0! | #DIV/0! | #DIV/0! | #DIV/0! | #DIV/0! |  |  |  | 124.2 | #DIV/0! | #DIV/0! | #DIV/0! | #DIV/0! | #DIV/0! | #DIV/0! | #DIV/0! | #DIV/0! | #DIV/0! | #DIV/0! | #DIV/0! | #DIV/0! | #DIV/0! |  |  |  | 124.2 | #DIV/0! | #DIV/0! | #DIV/0! | #DIV/0! | #DIV/0! | #DIV/0! | #DIV/0! | #DIV/0! | #DIV/0! | #DIV/0! | #DIV/0! | #DIV/0! | #DIV/0! |  |  |  | 124.2 | #DIV/0! | #DIV/0! | #DIV/0! | #DIV/0! | #DIV/0! | #DIV/0! | #DIV/0! | #DIV/0! | #DIV/0! | #DIV/0! | #DIV/0! | #DIV/0! | #DIV/0! |  |  |  | 124.2 | #DIV/0! | #DIV/0! | #DIV/0! | #DIV/0! | #DIV/0! | #DIV/0! | #DIV/0! | #DIV/0! | #DIV/0! | #DIV/0! | #DIV/0! | #DIV/0! | #DIV/0!
[15 empty] | 124.3 | 75.3899 | -51.4275 | 3973.3103 | 3660.3607 | 3973.3103 | 3660.3607 | 29.7457 | 20.5521 | 1 | 1 | 3973.3103 | 3660.3607 |  |  |  |  | 124.3 | #DIV/0! | #DIV/0! | #DIV/0! | #DIV/0! | #DIV/0! | #DIV/0! | #DIV/0! | #DIV/0! | #DIV/0! | #DIV/0! | #DIV/0! | #DIV/0! | #DIV/0! |  |  |  | 124.3 | #DIV/0! | #DIV/0! | #DIV/0! | #DIV/0! | #DIV/0! | #DIV/0! | #DIV/0! | #DIV/0! | #DIV/0! | #DIV/0! | #DIV/0! | #DIV/0! | #DIV/0! |  |  |  | 124.3 | #DIV/0! | #DIV/0! | #DIV/0! | #DIV/0! | #DIV/0! | #DIV/0! | #DIV/0! | #DIV/0! | #DIV/0! | #DIV/0! | #DIV/0! | #DIV/0! | #DIV/0! |  |  |  | 124.3 | #DIV/0! | #DIV/0! | #DIV/0! | #DIV/0! | #DIV/0! | #DIV/0! | #DIV/0! | #DIV/0! | #DIV/0! | #DIV/0! | #DIV/0! | #DIV/0! | #DIV/0! |  |  |  | 124.3 | #DIV/0! | #DIV/0! | #DIV/0! | #DIV/0! | #DIV/0! | #DIV/0! | #DIV/0! | #DIV/0! | #DIV/0! | #DIV/0! | #DIV/0! | #DIV/0! | #DIV/0! |  |  |  | 124.3 | #DIV/0! | #DIV/0! | #DIV/0! | #DIV/0! | #DIV/0! | #DIV/0! | #DIV/0! | #DIV/0! | #DIV/0! | #DIV/0! | #DIV/0! | #DIV/0! | #DIV/0! |  |  |  | 124.3 | #DIV/0! | #DIV/0! | #DIV/0! | #DIV/0! | #DIV/0! | #DIV/0! | #DIV/0! | #DIV/0! | #DIV/0! | #DIV/0! | #DIV/0! | #DIV/0! | #DIV/0!
[15 empty] | 124.4 | 75.3001 | -51.559 | 3974.5559 | 3659.4051 | 3974.5559 | 3659.4051 | 29.7195 | 20.5223 | 1 | 1 | 3974.5559 | 3659.4051 |  |  |  |  | 124.4 | #DIV/0! | #DIV/0! | #DIV/0! | #DIV/0! | #DIV/0! | #DIV/0! | #DIV/0! | #DIV/0! | #DIV/0! | #DIV/0! | #DIV/0! | #DIV/0! | #DIV/0! |  |  |  | 124.4 | #DIV/0! | #DIV/0! | #DIV/0! | #DIV/0! | #DIV/0! | #DIV/0! | #DIV/0! | #DIV/0! | #DIV/0! | #DIV/0! | #DIV/0! | #DIV/0! | #DIV/0! |  |  |  | 124.4 | #DIV/0! | #DIV/0! | #DIV/0! | #DIV/0! | #DIV/0! | #DIV/0! | #DIV/0! | #DIV/0! | #DIV/0! | #DIV/0! | #DIV/0! | #DIV/0! | #DIV/0! |  |  |  | 124.4 | #DIV/0! | #DIV/0! | #DIV/0! | #DIV/0! | #DIV/0! | #DIV/0! | #DIV/0! | #DIV/0! | #DIV/0! | #DIV/0! | #DIV/0! | #DIV/0! | #DIV/0! |  |  |  | 124.4 | #DIV/0! | #DIV/0! | #DIV/0! | #DIV/0! | #DIV/0! | #DIV/0! | #DIV/0! | #DIV/0! | #DIV/0! | #DIV/0! | #DIV/0! | #DIV/0! | #DIV/0! |  |  |  | 124.4 | #DIV/0! | #DIV/0! | #DIV/0! | #DIV/0! | #DIV/0! | #DIV/0! | #DIV/0! | #DIV/0! | #DIV/0! | #DIV/0! | #DIV/0! | #DIV/0! | #DIV/0! |  |  |  | 124.4 | #DIV/0! | #DIV/0! | #DIV/0! | #DIV/0! | #DIV/0! | #DIV/0! | #DIV/0! | #DIV/0! | #DIV/0! | #DIV/0! | #DIV/0! | #DIV/0! | #DIV/0!
[15 empty] | 124.5 | 75.21 | -51.6904 | 3975.8005 | 3658.4509 | 3975.8005 | 3658.4509 | 29.6933 | 20.4924 | 1 | 1 | 3975.8005 | 3658.4509 |  |  |  |  | 124.5 | #DIV/0! | #DIV/0! | #DIV/0! | #DIV/0! | #DIV/0! | #DIV/0! | #DIV/0! | #DIV/0! | #DIV/0! | #DIV/0! | #DIV/0! | #DIV/0! | #DIV/0! |  |  |  | 124.5 | #DIV/0! | #DIV/0! | #DIV/0! | #DIV/0! | #DIV/0! | #DIV/0! | #DIV/0! | #DIV/0! | #DIV/0! | #DIV/0! | #DIV/0! | #DIV/0! | #DIV/0! |  |  |  | 124.5 | #DIV/0! | #DIV/0! | #DIV/0! | #DIV/0! | #DIV/0! | #DIV/0! | #DIV/0! | #DIV/0! | #DIV/0! | #DIV/0! | #DIV/0! | #DIV/0! | #DIV/0! |  |  |  | 124.5 | #DIV/0! | #DIV/0! | #DIV/0! | #DIV/0! | #DIV/0! | #DIV/0! | #DIV/0! | #DIV/0! | #DIV/0! | #DIV/0! | #DIV/0! | #DIV/0! | #DIV/0! |  |  |  | 124.5 | #DIV/0! | #DIV/0! | #DIV/0! | #DIV/0! | #DIV/0! | #DIV/0! | #DIV/0! | #DIV/0! | #DIV/0! | #DIV/0! | #DIV/0! | #DIV/0! | #DIV/0! |  |  |  | 124.5 | #DIV/0! | #DIV/0! | #DIV/0! | #DIV/0! | #DIV/0! | #DIV/0! | #DIV/0! | #DIV/0! | #DIV/0! | #DIV/0! | #DIV/0! | #DIV/0! | #DIV/0! |  |  |  | 124.5 | #DIV/0! | #DIV/0! | #DIV/0! | #DIV/0! | #DIV/0! | #DIV/0! | #DIV/0! | #DIV/0! | #DIV/0! | #DIV/0! | #DIV/0! | #DIV/0! | #DIV/0!
[15 empty] | 124.6 | 75.1196 | -51.8216 | 3977.0439 | 3657.4981 | 3977.0439 | 3657.4981 | 29.6669 | 20.4624 | 1 | 1 | 3977.0439 | 3657.4981 |  |  |  |  | 124.6 | #DIV/0! | #DIV/0! | #DIV/0! | #DIV/0! | #DIV/0! | #DIV/0! | #DIV/0! | #DIV/0! | #DIV/0! | #DIV/0! | #DIV/0! | #DIV/0! | #DIV/0! |  |  |  | 124.6 | #DIV/0! | #DIV/0! | #DIV/0! | #DIV/0! | #DIV/0! | #DIV/0! | #DIV/0! | #DIV/0! | #DIV/0! | #DIV/0! | #DIV/0! | #DIV/0! | #DIV/0! |  |  |  | 124.6 | #DIV/0! | #DIV/0! | #DIV/0! | #DIV/0! | #DIV/0! | #DIV/0! | #DIV/0! | #DIV/0! | #DIV/0! | #DIV/0! | #DIV/0! | #DIV/0! | #DIV/0! |  |  |  | 124.6 | #DIV/0! | #DIV/0! | #DIV/0! | #DIV/0! | #DIV/0! | #DIV/0! | #DIV/0! | #DIV/0! | #DIV/0! | #DIV/0! | #DIV/0! | #DIV/0! | #DIV/0! |  |  |  | 124.6 | #DIV/0! | #DIV/0! | #DIV/0! | #DIV/0! | #DIV/0! | #DIV/0! | #DIV/0! | #DIV/0! | #DIV/0! | #DIV/0! | #DIV/0! | #DIV/0! | #DIV/0! |  |  |  | 124.6 | #DIV/0! | #DIV/0! | #DIV/0! | #DIV/0! | #DIV/0! | #DIV/0! | #DIV/0! | #DIV/0! | #DIV/0! | #DIV/0! | #DIV/0! | #DIV/0! | #DIV/0! |  |  |  | 124.6 | #DIV/0! | #DIV/0! | #DIV/0! | #DIV/0! | #DIV/0! | #DIV/0! | #DIV/0! | #DIV/0! | #DIV/0! | #DIV/0! | #DIV/0! | #DIV/0! | #DIV/0!
[15 empty] | 124.7 | 75.0291 | -51.9526 | 3978.2862 | 3656.5469 | 3978.2862 | 3656.5469 | 29.6404 | 20.4324 | 1 | 1 | 3978.2862 | 3656.5469 |  |  |  |  | 124.7 | #DIV/0! | #DIV/0! | #DIV/0! | #DIV/0! | #DIV/0! | #DIV/0! | #DIV/0! | #DIV/0! | #DIV/0! | #DIV/0! | #DIV/0! | #DIV/0! | #DIV/0! |  |  |  | 124.7 | #DIV/0! | #DIV/0! | #DIV/0! | #DIV/0! | #DIV/0! | #DIV/0! | #DIV/0! | #DIV/0! | #DIV/0! | #DIV/0! | #DIV/0! | #DIV/0! | #DIV/0! |  |  |  | 124.7 | #DIV/0! | #DIV/0! | #DIV/0! | #DIV/0! | #DIV/0! | #DIV/0! | #DIV/0! | #DIV/0! | #DIV/0! | #DIV/0! | #DIV/0! | #DIV/0! | #DIV/0! |  |  |  | 124.7 | #DIV/0! | #DIV/0! | #DIV/0! | #DIV/0! | #DIV/0! | #DIV/0! | #DIV/0! | #DIV/0! | #DIV/0! | #DIV/0! | #DIV/0! | #DIV/0! | #DIV/0! |  |  |  | 124.7 | #DIV/0! | #DIV/0! | #DIV/0! | #DIV/0! | #DIV/0! | #DIV/0! | #DIV/0! | #DIV/0! | #DIV/0! | #DIV/0! | #DIV/0! | #DIV/0! | #DIV/0! |  |  |  | 124.7 | #DIV/0! | #DIV/0! | #DIV/0! | #DIV/0! | #DIV/0! | #DIV/0! | #DIV/0! | #DIV/0! | #DIV/0! | #DIV/0! | #DIV/0! | #DIV/0! | #DIV/0! |  |  |  | 124.7 | #DIV/0! | #DIV/0! | #DIV/0! | #DIV/0! | #DIV/0! | #DIV/0! | #DIV/0! | #DIV/0! | #DIV/0! | #DIV/0! | #DIV/0! | #DIV/0! | #DIV/0!
[15 empty] | 124.8 | 74.9383 | -52.0835 | 3979.5274 | 3655.5972 | 3979.5274 | 3655.5972 | 29.6137 | 20.4024 | 1 | 1 | 3979.5274 | 3655.5972 |  |  |  |  | 124.8 | #DIV/0! | #DIV/0! | #DIV/0! | #DIV/0! | #DIV/0! | #DIV/0! | #DIV/0! | #DIV/0! | #DIV/0! | #DIV/0! | #DIV/0! | #DIV/0! | #DIV/0! |  |  |  | 124.8 | #DIV/0! | #DIV/0! | #DIV/0! | #DIV/0! | #DIV/0! | #DIV/0! | #DIV/0! | #DIV/0! | #DIV/0! | #DIV/0! | #DIV/0! | #DIV/0! | #DIV/0! |  |  |  | 124.8 | #DIV/0! | #DIV/0! | #DIV/0! | #DIV/0! | #DIV/0! | #DIV/0! | #DIV/0! | #DIV/0! | #DIV/0! | #DIV/0! | #DIV/0! | #DIV/0! | #DIV/0! |  |  |  | 124.8 | #DIV/0! | #DIV/0! | #DIV/0! | #DIV/0! | #DIV/0! | #DIV/0! | #DIV/0! | #DIV/0! | #DIV/0! | #DIV/0! | #DIV/0! | #DIV/0! | #DIV/0! |  |  |  | 124.8 | #DIV/0! | #DIV/0! | #DIV/0! | #DIV/0! | #DIV/0! | #DIV/0! | #DIV/0! | #DIV/0! | #DIV/0! | #DIV/0! | #DIV/0! | #DIV/0! | #DIV/0! |  |  |  | 124.8 | #DIV/0! | #DIV/0! | #DIV/0! | #DIV/0! | #DIV/0! | #DIV/0! | #DIV/0! | #DIV/0! | #DIV/0! | #DIV/0! | #DIV/0! | #DIV/0! | #DIV/0! |  |  |  | 124.8 | #DIV/0! | #DIV/0! | #DIV/0! | #DIV/0! | #DIV/0! | #DIV/0! | #DIV/0! | #DIV/0! | #DIV/0! | #DIV/0! | #DIV/0! | #DIV/0! | #DIV/0!
[15 empty] | 124.9 | 74.8473 | -52.2142 | 3980.7674 | 3654.6489 | 3980.7674 | 3654.6489 | 29.587 | 20.3723 | 1 | 1 | 3980.7674 | 3654.6489 |  |  |  |  | 124.9 | #DIV/0! | #DIV/0! | #DIV/0! | #DIV/0! | #DIV/0! | #DIV/0! | #DIV/0! | #DIV/0! | #DIV/0! | #DIV/0! | #DIV/0! | #DIV/0! | #DIV/0! |  |  |  | 124.9 | #DIV/0! | #DIV/0! | #DIV/0! | #DIV/0! | #DIV/0! | #DIV/0! | #DIV/0! | #DIV/0! | #DIV/0! | #DIV/0! | #DIV/0! | #DIV/0! | #DIV/0! |  |  |  | 124.9 | #DIV/0! | #DIV/0! | #DIV/0! | #DIV/0! | #DIV/0! | #DIV/0! | #DIV/0! | #DIV/0! | #DIV/0! | #DIV/0! | #DIV/0! | #DIV/0! | #DIV/0! |  |  |  | 124.9 | #DIV/0! | #DIV/0! | #DIV/0! | #DIV/0! | #DIV/0! | #DIV/0! | #DIV/0! | #DIV/0! | #DIV/0! | #DIV/0! | #DIV/0! | #DIV/0! | #DIV/0! |  |  |  | 124.9 | #DIV/0! | #DIV/0! | #DIV/0! | #DIV/0! | #DIV/0! | #DIV/0! | #DIV/0! | #DIV/0! | #DIV/0! | #DIV/0! | #DIV/0! | #DIV/0! | #DIV/0! |  |  |  | 124.9 | #DIV/0! | #DIV/0! | #DIV/0! | #DIV/0! | #DIV/0! | #DIV/0! | #DIV/0! | #DIV/0! | #DIV/0! | #DIV/0! | #DIV/0! | #DIV/0! | #DIV/0! |  |  |  | 124.9 | #DIV/0! | #DIV/0! | #DIV/0! | #DIV/0! | #DIV/0! | #DIV/0! | #DIV/0! | #DIV/0! | #DIV/0! | #DIV/0! | #DIV/0! | #DIV/0! | #DIV/0!
[15 empty] | 125 | 74.756 | -52.3447 | 3982.0064 | 3653.7021 | 3982.0064 | 3653.7021 | 29.5601 | 20.3422 | 1 | 1 | 3982.0064 | 3653.7021 |  |  |  |  | 125 | #DIV/0! | #DIV/0! | #DIV/0! | #DIV/0! | #DIV/0! | #DIV/0! | #DIV/0! | #DIV/0! | #DIV/0! | #DIV/0! | #DIV/0! | #DIV/0! | #DIV/0! |  |  |  | 125 | #DIV/0! | #DIV/0! | #DIV/0! | #DIV/0! | #DIV/0! | #DIV/0! | #DIV/0! | #DIV/0! | #DIV/0! | #DIV/0! | #DIV/0! | #DIV/0! | #DIV/0! |  |  |  | 125 | #DIV/0! | #DIV/0! | #DIV/0! | #DIV/0! | #DIV/0! | #DIV/0! | #DIV/0! | #DIV/0! | #DIV/0! | #DIV/0! | #DIV/0! | #DIV/0! | #DIV/0! |  |  |  | 125 | #DIV/0! | #DIV/0! | #DIV/0! | #DIV/0! | #DIV/0! | #DIV/0! | #DIV/0! | #DIV/0! | #DIV/0! | #DIV/0! | #DIV/0! | #DIV/0! | #DIV/0! |  |  |  | 125 | #DIV/0! | #DIV/0! | #DIV/0! | #DIV/0! | #DIV/0! | #DIV/0! | #DIV/0! | #DIV/0! | #DIV/0! | #DIV/0! | #DIV/0! | #DIV/0! | #DIV/0! |  |  |  | 125 | #DIV/0! | #DIV/0! | #DIV/0! | #DIV/0! | #DIV/0! | #DIV/0! | #DIV/0! | #DIV/0! | #DIV/0! | #DIV/0! | #DIV/0! | #DIV/0! | #DIV/0! |  |  |  | 125 | #DIV/0! | #DIV/0! | #DIV/0! | #DIV/0! | #DIV/0! | #DIV/0! | #DIV/0! | #DIV/0! | #DIV/0! | #DIV/0! | #DIV/0! | #DIV/0! | #DIV/0!
[15 empty] | 125.1 | 74.6646 | -52.4751 | 3983.2442 | 3652.7568 | 3983.2442 | 3652.7568 | 29.5331 | 20.3121 | 1 | 1 | 3983.2442 | 3652.7568 |  |  |  |  | 125.1 | #DIV/0! | #DIV/0! | #DIV/0! | #DIV/0! | #DIV/0! | #DIV/0! | #DIV/0! | #DIV/0! | #DIV/0! | #DIV/0! | #DIV/0! | #DIV/0! | #DIV/0! |  |  |  | 125.1 | #DIV/0! | #DIV/0! | #DIV/0! | #DIV/0! | #DIV/0! | #DIV/0! | #DIV/0! | #DIV/0! | #DIV/0! | #DIV/0! | #DIV/0! | #DIV/0! | #DIV/0! |  |  |  | 125.1 | #DIV/0! | #DIV/0! | #DIV/0! | #DIV/0! | #DIV/0! | #DIV/0! | #DIV/0! | #DIV/0! | #DIV/0! | #DIV/0! | #DIV/0! | #DIV/0! | #DIV/0! |  |  |  | 125.1 | #DIV/0! | #DIV/0! | #DIV/0! | #DIV/0! | #DIV/0! | #DIV/0! | #DIV/0! | #DIV/0! | #DIV/0! | #DIV/0! | #DIV/0! | #DIV/0! | #DIV/0! |  |  |  | 125.1 | #DIV/0! | #DIV/0! | #DIV/0! | #DIV/0! | #DIV/0! | #DIV/0! | #DIV/0! | #DIV/0! | #DIV/0! | #DIV/0! | #DIV/0! | #DIV/0! | #DIV/0! |  |  |  | 125.1 | #DIV/0! | #DIV/0! | #DIV/0! | #DIV/0! | #DIV/0! | #DIV/0! | #DIV/0! | #DIV/0! | #DIV/0! | #DIV/0! | #DIV/0! | #DIV/0! | #DIV/0! |  |  |  | 125.1 | #DIV/0! | #DIV/0! | #DIV/0! | #DIV/0! | #DIV/0! | #DIV/0! | #DIV/0! | #DIV/0! | #DIV/0! | #DIV/0! | #DIV/0! | #DIV/0! | #DIV/0!
[15 empty] | 125.2 | 74.5729 | -52.6054 | 3984.4809 | 3651.813 | 3984.4809 | 3651.813 | 29.506 | 20.2819 | 1 | 1 | 3984.4809 | 3651.813 |  |  |  |  | 125.2 | #DIV/0! | #DIV/0! | #DIV/0! | #DIV/0! | #DIV/0! | #DIV/0! | #DIV/0! | #DIV/0! | #DIV/0! | #DIV/0! | #DIV/0! | #DIV/0! | #DIV/0! |  |  |  | 125.2 | #DIV/0! | #DIV/0! | #DIV/0! | #DIV/0! | #DIV/0! | #DIV/0! | #DIV/0! | #DIV/0! | #DIV/0! | #DIV/0! | #DIV/0! | #DIV/0! | #DIV/0! |  |  |  | 125.2 | #DIV/0! | #DIV/0! | #DIV/0! | #DIV/0! | #DIV/0! | #DIV/0! | #DIV/0! | #DIV/0! | #DIV/0! | #DIV/0! | #DIV/0! | #DIV/0! | #DIV/0! |  |  |  | 125.2 | #DIV/0! | #DIV/0! | #DIV/0! | #DIV/0! | #DIV/0! | #DIV/0! | #DIV/0! | #DIV/0! | #DIV/0! | #DIV/0! | #DIV/0! | #DIV/0! | #DIV/0! |  |  |  | 125.2 | #DIV/0! | #DIV/0! | #DIV/0! | #DIV/0! | #DIV/0! | #DIV/0! | #DIV/0! | #DIV/0! | #DIV/0! | #DIV/0! | #DIV/0! | #DIV/0! | #DIV/0! |  |  |  | 125.2 | #DIV/0! | #DIV/0! | #DIV/0! | #DIV/0! | #DIV/0! | #DIV/0! | #DIV/0! | #DIV/0! | #DIV/0! | #DIV/0! | #DIV/0! | #DIV/0! | #DIV/0! |  |  |  | 125.2 | #DIV/0! | #DIV/0! | #DIV/0! | #DIV/0! | #DIV/0! | #DIV/0! | #DIV/0! | #DIV/0! | #DIV/0! | #DIV/0! | #DIV/0! | #DIV/0! | #DIV/0!
[15 empty] | 125.3 | 74.4809 | -52.7354 | 3985.7164 | 3650.8707 | 3985.7164 | 3650.8707 | 29.4788 | 20.2517 | 1 | 1 | 3985.7164 | 3650.8707 |  |  |  |  | 125.3 | #DIV/0! | #DIV/0! | #DIV/0! | #DIV/0! | #DIV/0! | #DIV/0! | #DIV/0! | #DIV/0! | #DIV/0! | #DIV/0! | #DIV/0! | #DIV/0! | #DIV/0! |  |  |  | 125.3 | #DIV/0! | #DIV/0! | #DIV/0! | #DIV/0! | #DIV/0! | #DIV/0! | #DIV/0! | #DIV/0! | #DIV/0! | #DIV/0! | #DIV/0! | #DIV/0! | #DIV/0! |  |  |  | 125.3 | #DIV/0! | #DIV/0! | #DIV/0! | #DIV/0! | #DIV/0! | #DIV/0! | #DIV/0! | #DIV/0! | #DIV/0! | #DIV/0! | #DIV/0! | #DIV/0! | #DIV/0! |  |  |  | 125.3 | #DIV/0! | #DIV/0! | #DIV/0! | #DIV/0! | #DIV/0! | #DIV/0! | #DIV/0! | #DIV/0! | #DIV/0! | #DIV/0! | #DIV/0! | #DIV/0! | #DIV/0! |  |  |  | 125.3 | #DIV/0! | #DIV/0! | #DIV/0! | #DIV/0! | #DIV/0! | #DIV/0! | #DIV/0! | #DIV/0! | #DIV/0! | #DIV/0! | #DIV/0! | #DIV/0! | #DIV/0! |  |  |  | 125.3 | #DIV/0! | #DIV/0! | #DIV/0! | #DIV/0! | #DIV/0! | #DIV/0! | #DIV/0! | #DIV/0! | #DIV/0! | #DIV/0! | #DIV/0! | #DIV/0! | #DIV/0! |  |  |  | 125.3 | #DIV/0! | #DIV/0! | #DIV/0! | #DIV/0! | #DIV/0! | #DIV/0! | #DIV/0! | #DIV/0! | #DIV/0! | #DIV/0! | #DIV/0! | #DIV/0! | #DIV/0!
[15 empty] | 125.4 | 74.3888 | -52.8654 | 3986.9508 | 3649.9299 | 3986.9508 | 3649.9299 | 29.4514 | 20.2214 | 1 | 1 | 3986.9508 | 3649.9299 |  |  |  |  | 125.4 | #DIV/0! | #DIV/0! | #DIV/0! | #DIV/0! | #DIV/0! | #DIV/0! | #DIV/0! | #DIV/0! | #DIV/0! | #DIV/0! | #DIV/0! | #DIV/0! | #DIV/0! |  |  |  | 125.4 | #DIV/0! | #DIV/0! | #DIV/0! | #DIV/0! | #DIV/0! | #DIV/0! | #DIV/0! | #DIV/0! | #DIV/0! | #DIV/0! | #DIV/0! | #DIV/0! | #DIV/0! |  |  |  | 125.4 | #DIV/0! | #DIV/0! | #DIV/0! | #DIV/0! | #DIV/0! | #DIV/0! | #DIV/0! | #DIV/0! | #DIV/0! | #DIV/0! | #DIV/0! | #DIV/0! | #DIV/0! |  |  |  | 125.4 | #DIV/0! | #DIV/0! | #DIV/0! | #DIV/0! | #DIV/0! | #DIV/0! | #DIV/0! | #DIV/0! | #DIV/0! | #DIV/0! | #DIV/0! | #DIV/0! | #DIV/0! |  |  |  | 125.4 | #DIV/0! | #DIV/0! | #DIV/0! | #DIV/0! | #DIV/0! | #DIV/0! | #DIV/0! | #DIV/0! | #DIV/0! | #DIV/0! | #DIV/0! | #DIV/0! | #DIV/0! |  |  |  | 125.4 | #DIV/0! | #DIV/0! | #DIV/0! | #DIV/0! | #DIV/0! | #DIV/0! | #DIV/0! | #DIV/0! | #DIV/0! | #DIV/0! | #DIV/0! | #DIV/0! | #DIV/0! |  |  |  | 125.4 | #DIV/0! | #DIV/0! | #DIV/0! | #DIV/0! | #DIV/0! | #DIV/0! | #DIV/0! | #DIV/0! | #DIV/0! | #DIV/0! | #DIV/0! | #DIV/0! | #DIV/0!
[15 empty] | 125.5 | 74.2964 | -52.9951 | 3988.184 | 3648.9906 | 3988.184 | 3648.9906 | 29.4239 | 20.1911 | 1 | 1 | 3988.184 | 3648.9906 |  |  |  |  | 125.5 | #DIV/0! | #DIV/0! | #DIV/0! | #DIV/0! | #DIV/0! | #DIV/0! | #DIV/0! | #DIV/0! | #DIV/0! | #DIV/0! | #DIV/0! | #DIV/0! | #DIV/0! |  |  |  | 125.5 | #DIV/0! | #DIV/0! | #DIV/0! | #DIV/0! | #DIV/0! | #DIV/0! | #DIV/0! | #DIV/0! | #DIV/0! | #DIV/0! | #DIV/0! | #DIV/0! | #DIV/0! |  |  |  | 125.5 | #DIV/0! | #DIV/0! | #DIV/0! | #DIV/0! | #DIV/0! | #DIV/0! | #DIV/0! | #DIV/0! | #DIV/0! | #DIV/0! | #DIV/0! | #DIV/0! | #DIV/0! |  |  |  | 125.5 | #DIV/0! | #DIV/0! | #DIV/0! | #DIV/0! | #DIV/0! | #DIV/0! | #DIV/0! | #DIV/0! | #DIV/0! | #DIV/0! | #DIV/0! | #DIV/0! | #DIV/0! |  |  |  | 125.5 | #DIV/0! | #DIV/0! | #DIV/0! | #DIV/0! | #DIV/0! | #DIV/0! | #DIV/0! | #DIV/0! | #DIV/0! | #DIV/0! | #DIV/0! | #DIV/0! | #DIV/0! |  |  |  | 125.5 | #DIV/0! | #DIV/0! | #DIV/0! | #DIV/0! | #DIV/0! | #DIV/0! | #DIV/0! | #DIV/0! | #DIV/0! | #DIV/0! | #DIV/0! | #DIV/0! | #DIV/0! |  |  |  | 125.5 | #DIV/0! | #DIV/0! | #DIV/0! | #DIV/0! | #DIV/0! | #DIV/0! | #DIV/0! | #DIV/0! | #DIV/0! | #DIV/0! | #DIV/0! | #DIV/0! | #DIV/0!
[15 empty] | 125.6 | 74.2038 | -53.1247 | 3989.4161 | 3648.0528 | 3989.4161 | 3648.0528 | 29.3963 | 20.1607 | 1 | 1 | 3989.4161 | 3648.0528 |  |  |  |  | 125.6 | #DIV/0! | #DIV/0! | #DIV/0! | #DIV/0! | #DIV/0! | #DIV/0! | #DIV/0! | #DIV/0! | #DIV/0! | #DIV/0! | #DIV/0! | #DIV/0! | #DIV/0! |  |  |  | 125.6 | #DIV/0! | #DIV/0! | #DIV/0! | #DIV/0! | #DIV/0! | #DIV/0! | #DIV/0! | #DIV/0! | #DIV/0! | #DIV/0! | #DIV/0! | #DIV/0! | #DIV/0! |  |  |  | 125.6 | #DIV/0! | #DIV/0! | #DIV/0! | #DIV/0! | #DIV/0! | #DIV/0! | #DIV/0! | #DIV/0! | #DIV/0! | #DIV/0! | #DIV/0! | #DIV/0! | #DIV/0! |  |  |  | 125.6 | #DIV/0! | #DIV/0! | #DIV/0! | #DIV/0! | #DIV/0! | #DIV/0! | #DIV/0! | #DIV/0! | #DIV/0! | #DIV/0! | #DIV/0! | #DIV/0! | #DIV/0! |  |  |  | 125.6 | #DIV/0! | #DIV/0! | #DIV/0! | #DIV/0! | #DIV/0! | #DIV/0! | #DIV/0! | #DIV/0! | #DIV/0! | #DIV/0! | #DIV/0! | #DIV/0! | #DIV/0! |  |  |  | 125.6 | #DIV/0! | #DIV/0! | #DIV/0! | #DIV/0! | #DIV/0! | #DIV/0! | #DIV/0! | #DIV/0! | #DIV/0! | #DIV/0! | #DIV/0! | #DIV/0! | #DIV/0! |  |  |  | 125.6 | #DIV/0! | #DIV/0! | #DIV/0! | #DIV/0! | #DIV/0! | #DIV/0! | #DIV/0! | #DIV/0! | #DIV/0! | #DIV/0! | #DIV/0! | #DIV/0! | #DIV/0!
[15 empty] | 125.7 | 74.111 | -53.2541 | 3990.647 | 3647.1165 | 3990.647 | 3647.1165 | 29.3686 | 20.1303 | 1 | 1 | 3990.647 | 3647.1165 |  |  |  |  | 125.7 | #DIV/0! | #DIV/0! | #DIV/0! | #DIV/0! | #DIV/0! | #DIV/0! | #DIV/0! | #DIV/0! | #DIV/0! | #DIV/0! | #DIV/0! | #DIV/0! | #DIV/0! |  |  |  | 125.7 | #DIV/0! | #DIV/0! | #DIV/0! | #DIV/0! | #DIV/0! | #DIV/0! | #DIV/0! | #DIV/0! | #DIV/0! | #DIV/0! | #DIV/0! | #DIV/0! | #DIV/0! |  |  |  | 125.7 | #DIV/0! | #DIV/0! | #DIV/0! | #DIV/0! | #DIV/0! | #DIV/0! | #DIV/0! | #DIV/0! | #DIV/0! | #DIV/0! | #DIV/0! | #DIV/0! | #DIV/0! |  |  |  | 125.7 | #DIV/0! | #DIV/0! | #DIV/0! | #DIV/0! | #DIV/0! | #DIV/0! | #DIV/0! | #DIV/0! | #DIV/0! | #DIV/0! | #DIV/0! | #DIV/0! | #DIV/0! |  |  |  | 125.7 | #DIV/0! | #DIV/0! | #DIV/0! | #DIV/0! | #DIV/0! | #DIV/0! | #DIV/0! | #DIV/0! | #DIV/0! | #DIV/0! | #DIV/0! | #DIV/0! | #DIV/0! |  |  |  | 125.7 | #DIV/0! | #DIV/0! | #DIV/0! | #DIV/0! | #DIV/0! | #DIV/0! | #DIV/0! | #DIV/0! | #DIV/0! | #DIV/0! | #DIV/0! | #DIV/0! | #DIV/0! |  |  |  | 125.7 | #DIV/0! | #DIV/0! | #DIV/0! | #DIV/0! | #DIV/0! | #DIV/0! | #DIV/0! | #DIV/0! | #DIV/0! | #DIV/0! | #DIV/0! | #DIV/0! | #DIV/0!
[15 empty] | 125.8 | 74.0179 | -53.3834 | 3991.8767 | 3646.1816 | 3991.8767 | 3646.1816 | 29.3408 | 20.0999 | 1 | 1 | 3991.8767 | 3646.1816 |  |  |  |  | 125.8 | #DIV/0! | #DIV/0! | #DIV/0! | #DIV/0! | #DIV/0! | #DIV/0! | #DIV/0! | #DIV/0! | #DIV/0! | #DIV/0! | #DIV/0! | #DIV/0! | #DIV/0! |  |  |  | 125.8 | #DIV/0! | #DIV/0! | #DIV/0! | #DIV/0! | #DIV/0! | #DIV/0! | #DIV/0! | #DIV/0! | #DIV/0! | #DIV/0! | #DIV/0! | #DIV/0! | #DIV/0! |  |  |  | 125.8 | #DIV/0! | #DIV/0! | #DIV/0! | #DIV/0! | #DIV/0! | #DIV/0! | #DIV/0! | #DIV/0! | #DIV/0! | #DIV/0! | #DIV/0! | #DIV/0! | #DIV/0! |  |  |  | 125.8 | #DIV/0! | #DIV/0! | #DIV/0! | #DIV/0! | #DIV/0! | #DIV/0! | #DIV/0! | #DIV/0! | #DIV/0! | #DIV/0! | #DIV/0! | #DIV/0! | #DIV/0! |  |  |  | 125.8 | #DIV/0! | #DIV/0! | #DIV/0! | #DIV/0! | #DIV/0! | #DIV/0! | #DIV/0! | #DIV/0! | #DIV/0! | #DIV/0! | #DIV/0! | #DIV/0! | #DIV/0! |  |  |  | 125.8 | #DIV/0! | #DIV/0! | #DIV/0! | #DIV/0! | #DIV/0! | #DIV/0! | #DIV/0! | #DIV/0! | #DIV/0! | #DIV/0! | #DIV/0! | #DIV/0! | #DIV/0! |  |  |  | 125.8 | #DIV/0! | #DIV/0! | #DIV/0! | #DIV/0! | #DIV/0! | #DIV/0! | #DIV/0! | #DIV/0! | #DIV/0! | #DIV/0! | #DIV/0! | #DIV/0! | #DIV/0!
[15 empty] | 125.9 | 73.9246 | -53.5125 | 3993.1053 | 3645.2483 | 3993.1053 | 3645.2483 | 29.3128 | 20.0694 | 1 | 1 | 3993.1053 | 3645.2483 |  |  |  |  | 125.9 | #DIV/0! | #DIV/0! | #DIV/0! | #DIV/0! | #DIV/0! | #DIV/0! | #DIV/0! | #DIV/0! | #DIV/0! | #DIV/0! | #DIV/0! | #DIV/0! | #DIV/0! |  |  |  | 125.9 | #DIV/0! | #DIV/0! | #DIV/0! | #DIV/0! | #DIV/0! | #DIV/0! | #DIV/0! | #DIV/0! | #DIV/0! | #DIV/0! | #DIV/0! | #DIV/0! | #DIV/0! |  |  |  | 125.9 | #DIV/0! | #DIV/0! | #DIV/0! | #DIV/0! | #DIV/0! | #DIV/0! | #DIV/0! | #DIV/0! | #DIV/0! | #DIV/0! | #DIV/0! | #DIV/0! | #DIV/0! |  |  |  | 125.9 | #DIV/0! | #DIV/0! | #DIV/0! | #DIV/0! | #DIV/0! | #DIV/0! | #DIV/0! | #DIV/0! | #DIV/0! | #DIV/0! | #DIV/0! | #DIV/0! | #DIV/0! |  |  |  | 125.9 | #DIV/0! | #DIV/0! | #DIV/0! | #DIV/0! | #DIV/0! | #DIV/0! | #DIV/0! | #DIV/0! | #DIV/0! | #DIV/0! | #DIV/0! | #DIV/0! | #DIV/0! |  |  |  | 125.9 | #DIV/0! | #DIV/0! | #DIV/0! | #DIV/0! | #DIV/0! | #DIV/0! | #DIV/0! | #DIV/0! | #DIV/0! | #DIV/0! | #DIV/0! | #DIV/0! | #DIV/0! |  |  |  | 125.9 | #DIV/0! | #DIV/0! | #DIV/0! | #DIV/0! | #DIV/0! | #DIV/0! | #DIV/0! | #DIV/0! | #DIV/0! | #DIV/0! | #DIV/0! | #DIV/0! | #DIV/0!
[15 empty] | 126 | 73.8311 | -53.6414 | 3994.3327 | 3644.3165 | 3994.3327 | 3644.3165 | 29.2847 | 20.0389 | 1 | 1 | 3994.3327 | 3644.3165 |  |  |  |  | 126 | #DIV/0! | #DIV/0! | #DIV/0! | #DIV/0! | #DIV/0! | #DIV/0! | #DIV/0! | #DIV/0! | #DIV/0! | #DIV/0! | #DIV/0! | #DIV/0! | #DIV/0! |  |  |  | 126 | #DIV/0! | #DIV/0! | #DIV/0! | #DIV/0! | #DIV/0! | #DIV/0! | #DIV/0! | #DIV/0! | #DIV/0! | #DIV/0! | #DIV/0! | #DIV/0! | #DIV/0! |  |  |  | 126 | #DIV/0! | #DIV/0! | #DIV/0! | #DIV/0! | #DIV/0! | #DIV/0! | #DIV/0! | #DIV/0! | #DIV/0! | #DIV/0! | #DIV/0! | #DIV/0! | #DIV/0! |  |  |  | 126 | #DIV/0! | #DIV/0! | #DIV/0! | #DIV/0! | #DIV/0! | #DIV/0! | #DIV/0! | #DIV/0! | #DIV/0! | #DIV/0! | #DIV/0! | #DIV/0! | #DIV/0! |  |  |  | 126 | #DIV/0! | #DIV/0! | #DIV/0! | #DIV/0! | #DIV/0! | #DIV/0! | #DIV/0! | #DIV/0! | #DIV/0! | #DIV/0! | #DIV/0! | #DIV/0! | #DIV/0! |  |  |  | 126 | #DIV/0! | #DIV/0! | #DIV/0! | #DIV/0! | #DIV/0! | #DIV/0! | #DIV/0! | #DIV/0! | #DIV/0! | #DIV/0! | #DIV/0! | #DIV/0! | #DIV/0! |  |  |  | 126 | #DIV/0! | #DIV/0! | #DIV/0! | #DIV/0! | #DIV/0! | #DIV/0! | #DIV/0! | #DIV/0! | #DIV/0! | #DIV/0! | #DIV/0! | #DIV/0! | #DIV/0!
[15 empty] | 126.1 | 73.7374 | -53.7702 | 3995.5589 | 3643.3862 | 3995.5589 | 3643.3862 | 29.2565 | 20.0084 | 1 | 1 | 3995.5589 | 3643.3862 |  |  |  |  | 126.1 | #DIV/0! | #DIV/0! | #DIV/0! | #DIV/0! | #DIV/0! | #DIV/0! | #DIV/0! | #DIV/0! | #DIV/0! | #DIV/0! | #DIV/0! | #DIV/0! | #DIV/0! |  |  |  | 126.1 | #DIV/0! | #DIV/0! | #DIV/0! | #DIV/0! | #DIV/0! | #DIV/0! | #DIV/0! | #DIV/0! | #DIV/0! | #DIV/0! | #DIV/0! | #DIV/0! | #DIV/0! |  |  |  | 126.1 | #DIV/0! | #DIV/0! | #DIV/0! | #DIV/0! | #DIV/0! | #DIV/0! | #DIV/0! | #DIV/0! | #DIV/0! | #DIV/0! | #DIV/0! | #DIV/0! | #DIV/0! |  |  |  | 126.1 | #DIV/0! | #DIV/0! | #DIV/0! | #DIV/0! | #DIV/0! | #DIV/0! | #DIV/0! | #DIV/0! | #DIV/0! | #DIV/0! | #DIV/0! | #DIV/0! | #DIV/0! |  |  |  | 126.1 | #DIV/0! | #DIV/0! | #DIV/0! | #DIV/0! | #DIV/0! | #DIV/0! | #DIV/0! | #DIV/0! | #DIV/0! | #DIV/0! | #DIV/0! | #DIV/0! | #DIV/0! |  |  |  | 126.1 | #DIV/0! | #DIV/0! | #DIV/0! | #DIV/0! | #DIV/0! | #DIV/0! | #DIV/0! | #DIV/0! | #DIV/0! | #DIV/0! | #DIV/0! | #DIV/0! | #DIV/0! |  |  |  | 126.1 | #DIV/0! | #DIV/0! | #DIV/0! | #DIV/0! | #DIV/0! | #DIV/0! | #DIV/0! | #DIV/0! | #DIV/0! | #DIV/0! | #DIV/0! | #DIV/0! | #DIV/0!
[15 empty] | 126.2 | 73.6434 | -53.8988 | 3996.7839 | 3642.4574 | 3996.7839 | 3642.4574 | 29.2282 | 19.9778 | 1 | 1 | 3996.7839 | 3642.4574 |  |  |  |  | 126.2 | #DIV/0! | #DIV/0! | #DIV/0! | #DIV/0! | #DIV/0! | #DIV/0! | #DIV/0! | #DIV/0! | #DIV/0! | #DIV/0! | #DIV/0! | #DIV/0! | #DIV/0! |  |  |  | 126.2 | #DIV/0! | #DIV/0! | #DIV/0! | #DIV/0! | #DIV/0! | #DIV/0! | #DIV/0! | #DIV/0! | #DIV/0! | #DIV/0! | #DIV/0! | #DIV/0! | #DIV/0! |  |  |  | 126.2 | #DIV/0! | #DIV/0! | #DIV/0! | #DIV/0! | #DIV/0! | #DIV/0! | #DIV/0! | #DIV/0! | #DIV/0! | #DIV/0! | #DIV/0! | #DIV/0! | #DIV/0! |  |  |  | 126.2 | #DIV/0! | #DIV/0! | #DIV/0! | #DIV/0! | #DIV/0! | #DIV/0! | #DIV/0! | #DIV/0! | #DIV/0! | #DIV/0! | #DIV/0! | #DIV/0! | #DIV/0! |  |  |  | 126.2 | #DIV/0! | #DIV/0! | #DIV/0! | #DIV/0! | #DIV/0! | #DIV/0! | #DIV/0! | #DIV/0! | #DIV/0! | #DIV/0! | #DIV/0! | #DIV/0! | #DIV/0! |  |  |  | 126.2 | #DIV/0! | #DIV/0! | #DIV/0! | #DIV/0! | #DIV/0! | #DIV/0! | #DIV/0! | #DIV/0! | #DIV/0! | #DIV/0! | #DIV/0! | #DIV/0! | #DIV/0! |  |  |  | 126.2 | #DIV/0! | #DIV/0! | #DIV/0! | #DIV/0! | #DIV/0! | #DIV/0! | #DIV/0! | #DIV/0! | #DIV/0! | #DIV/0! | #DIV/0! | #DIV/0! | #DIV/0!
[15 empty] | 126.3 | 73.5492 | -54.0273 | 3998.0077 | 3641.5301 | 3998.0077 | 3641.5301 | 29.1998 | 19.9472 | 1 | 1 | 3998.0077 | 3641.5301 |  |  |  |  | 126.3 | #DIV/0! | #DIV/0! | #DIV/0! | #DIV/0! | #DIV/0! | #DIV/0! | #DIV/0! | #DIV/0! | #DIV/0! | #DIV/0! | #DIV/0! | #DIV/0! | #DIV/0! |  |  |  | 126.3 | #DIV/0! | #DIV/0! | #DIV/0! | #DIV/0! | #DIV/0! | #DIV/0! | #DIV/0! | #DIV/0! | #DIV/0! | #DIV/0! | #DIV/0! | #DIV/0! | #DIV/0! |  |  |  | 126.3 | #DIV/0! | #DIV/0! | #DIV/0! | #DIV/0! | #DIV/0! | #DIV/0! | #DIV/0! | #DIV/0! | #DIV/0! | #DIV/0! | #DIV/0! | #DIV/0! | #DIV/0! |  |  |  | 126.3 | #DIV/0! | #DIV/0! | #DIV/0! | #DIV/0! | #DIV/0! | #DIV/0! | #DIV/0! | #DIV/0! | #DIV/0! | #DIV/0! | #DIV/0! | #DIV/0! | #DIV/0! |  |  |  | 126.3 | #DIV/0! | #DIV/0! | #DIV/0! | #DIV/0! | #DIV/0! | #DIV/0! | #DIV/0! | #DIV/0! | #DIV/0! | #DIV/0! | #DIV/0! | #DIV/0! | #DIV/0! |  |  |  | 126.3 | #DIV/0! | #DIV/0! | #DIV/0! | #DIV/0! | #DIV/0! | #DIV/0! | #DIV/0! | #DIV/0! | #DIV/0! | #DIV/0! | #DIV/0! | #DIV/0! | #DIV/0! |  |  |  | 126.3 | #DIV/0! | #DIV/0! | #DIV/0! | #DIV/0! | #DIV/0! | #DIV/0! | #DIV/0! | #DIV/0! | #DIV/0! | #DIV/0! | #DIV/0! | #DIV/0! | #DIV/0!
[15 empty] | 126.4 | 73.4548 | -54.1556 | 3999.2303 | 3640.6043 | 3999.2303 | 3640.6043 | 29.1712 | 19.9165 | 1 | 1 | 3999.2303 | 3640.6043 |  |  |  |  | 126.4 | #DIV/0! | #DIV/0! | #DIV/0! | #DIV/0! | #DIV/0! | #DIV/0! | #DIV/0! | #DIV/0! | #DIV/0! | #DIV/0! | #DIV/0! | #DIV/0! | #DIV/0! |  |  |  | 126.4 | #DIV/0! | #DIV/0! | #DIV/0! | #DIV/0! | #DIV/0! | #DIV/0! | #DIV/0! | #DIV/0! | #DIV/0! | #DIV/0! | #DIV/0! | #DIV/0! | #DIV/0! |  |  |  | 126.4 | #DIV/0! | #DIV/0! | #DIV/0! | #DIV/0! | #DIV/0! | #DIV/0! | #DIV/0! | #DIV/0! | #DIV/0! | #DIV/0! | #DIV/0! | #DIV/0! | #DIV/0! |  |  |  | 126.4 | #DIV/0! | #DIV/0! | #DIV/0! | #DIV/0! | #DIV/0! | #DIV/0! | #DIV/0! | #DIV/0! | #DIV/0! | #DIV/0! | #DIV/0! | #DIV/0! | #DIV/0! |  |  |  | 126.4 | #DIV/0! | #DIV/0! | #DIV/0! | #DIV/0! | #DIV/0! | #DIV/0! | #DIV/0! | #DIV/0! | #DIV/0! | #DIV/0! | #DIV/0! | #DIV/0! | #DIV/0! |  |  |  | 126.4 | #DIV/0! | #DIV/0! | #DIV/0! | #DIV/0! | #DIV/0! | #DIV/0! | #DIV/0! | #DIV/0! | #DIV/0! | #DIV/0! | #DIV/0! | #DIV/0! | #DIV/0! |  |  |  | 126.4 | #DIV/0! | #DIV/0! | #DIV/0! | #DIV/0! | #DIV/0! | #DIV/0! | #DIV/0! | #DIV/0! | #DIV/0! | #DIV/0! | #DIV/0! | #DIV/0! | #DIV/0!
[15 empty] | 126.5 | 73.3602 | -54.2837 | 4000.4518 | 3639.6801 | 4000.4518 | 3639.6801 | 29.1425 | 19.8858 | 1 | 1 | 4000.4518 | 3639.6801 |  |  |  |  | 126.5 | #DIV/0! | #DIV/0! | #DIV/0! | #DIV/0! | #DIV/0! | #DIV/0! | #DIV/0! | #DIV/0! | #DIV/0! | #DIV/0! | #DIV/0! | #DIV/0! | #DIV/0! |  |  |  | 126.5 | #DIV/0! | #DIV/0! | #DIV/0! | #DIV/0! | #DIV/0! | #DIV/0! | #DIV/0! | #DIV/0! | #DIV/0! | #DIV/0! | #DIV/0! | #DIV/0! | #DIV/0! |  |  |  | 126.5 | #DIV/0! | #DIV/0! | #DIV/0! | #DIV/0! | #DIV/0! | #DIV/0! | #DIV/0! | #DIV/0! | #DIV/0! | #DIV/0! | #DIV/0! | #DIV/0! | #DIV/0! |  |  |  | 126.5 | #DIV/0! | #DIV/0! | #DIV/0! | #DIV/0! | #DIV/0! | #DIV/0! | #DIV/0! | #DIV/0! | #DIV/0! | #DIV/0! | #DIV/0! | #DIV/0! | #DIV/0! |  |  |  | 126.5 | #DIV/0! | #DIV/0! | #DIV/0! | #DIV/0! | #DIV/0! | #DIV/0! | #DIV/0! | #DIV/0! | #DIV/0! | #DIV/0! | #DIV/0! | #DIV/0! | #DIV/0! |  |  |  | 126.5 | #DIV/0! | #DIV/0! | #DIV/0! | #DIV/0! | #DIV/0! | #DIV/0! | #DIV/0! | #DIV/0! | #DIV/0! | #DIV/0! | #DIV/0! | #DIV/0! | #DIV/0! |  |  |  | 126.5 | #DIV/0! | #DIV/0! | #DIV/0! | #DIV/0! | #DIV/0! | #DIV/0! | #DIV/0! | #DIV/0! | #DIV/0! | #DIV/0! | #DIV/0! | #DIV/0! | #DIV/0!
[15 empty] | 126.6 | 73.2653 | -54.4116 | 4001.672 | 3638.7573 | 4001.672 | 3638.7573 | 29.1137 | 19.855 | 1 | 1 | 4001.672 | 3638.7573 |  |  |  |  | 126.6 | #DIV/0! | #DIV/0! | #DIV/0! | #DIV/0! | #DIV/0! | #DIV/0! | #DIV/0! | #DIV/0! | #DIV/0! | #DIV/0! | #DIV/0! | #DIV/0! | #DIV/0! |  |  |  | 126.6 | #DIV/0! | #DIV/0! | #DIV/0! | #DIV/0! | #DIV/0! | #DIV/0! | #DIV/0! | #DIV/0! | #DIV/0! | #DIV/0! | #DIV/0! | #DIV/0! | #DIV/0! |  |  |  | 126.6 | #DIV/0! | #DIV/0! | #DIV/0! | #DIV/0! | #DIV/0! | #DIV/0! | #DIV/0! | #DIV/0! | #DIV/0! | #DIV/0! | #DIV/0! | #DIV/0! | #DIV/0! |  |  |  | 126.6 | #DIV/0! | #DIV/0! | #DIV/0! | #DIV/0! | #DIV/0! | #DIV/0! | #DIV/0! | #DIV/0! | #DIV/0! | #DIV/0! | #DIV/0! | #DIV/0! | #DIV/0! |  |  |  | 126.6 | #DIV/0! | #DIV/0! | #DIV/0! | #DIV/0! | #DIV/0! | #DIV/0! | #DIV/0! | #DIV/0! | #DIV/0! | #DIV/0! | #DIV/0! | #DIV/0! | #DIV/0! |  |  |  | 126.6 | #DIV/0! | #DIV/0! | #DIV/0! | #DIV/0! | #DIV/0! | #DIV/0! | #DIV/0! | #DIV/0! | #DIV/0! | #DIV/0! | #DIV/0! | #DIV/0! | #DIV/0! |  |  |  | 126.6 | #DIV/0! | #DIV/0! | #DIV/0! | #DIV/0! | #DIV/0! | #DIV/0! | #DIV/0! | #DIV/0! | #DIV/0! | #DIV/0! | #DIV/0! | #DIV/0! | #DIV/0!
[15 empty] | 126.7 | 73.1703 | -54.5394 | 4002.891 | 3637.8361 | 4002.891 | 3637.8361 | 29.0848 | 19.8243 | 1 | 1 | 4002.891 | 3637.8361 |  |  |  |  | 126.7 | #DIV/0! | #DIV/0! | #DIV/0! | #DIV/0! | #DIV/0! | #DIV/0! | #DIV/0! | #DIV/0! | #DIV/0! | #DIV/0! | #DIV/0! | #DIV/0! | #DIV/0! |  |  |  | 126.7 | #DIV/0! | #DIV/0! | #DIV/0! | #DIV/0! | #DIV/0! | #DIV/0! | #DIV/0! | #DIV/0! | #DIV/0! | #DIV/0! | #DIV/0! | #DIV/0! | #DIV/0! |  |  |  | 126.7 | #DIV/0! | #DIV/0! | #DIV/0! | #DIV/0! | #DIV/0! | #DIV/0! | #DIV/0! | #DIV/0! | #DIV/0! | #DIV/0! | #DIV/0! | #DIV/0! | #DIV/0! |  |  |  | 126.7 | #DIV/0! | #DIV/0! | #DIV/0! | #DIV/0! | #DIV/0! | #DIV/0! | #DIV/0! | #DIV/0! | #DIV/0! | #DIV/0! | #DIV/0! | #DIV/0! | #DIV/0! |  |  |  | 126.7 | #DIV/0! | #DIV/0! | #DIV/0! | #DIV/0! | #DIV/0! | #DIV/0! | #DIV/0! | #DIV/0! | #DIV/0! | #DIV/0! | #DIV/0! | #DIV/0! | #DIV/0! |  |  |  | 126.7 | #DIV/0! | #DIV/0! | #DIV/0! | #DIV/0! | #DIV/0! | #DIV/0! | #DIV/0! | #DIV/0! | #DIV/0! | #DIV/0! | #DIV/0! | #DIV/0! | #DIV/0! |  |  |  | 126.7 | #DIV/0! | #DIV/0! | #DIV/0! | #DIV/0! | #DIV/0! | #DIV/0! | #DIV/0! | #DIV/0! | #DIV/0! | #DIV/0! | #DIV/0! | #DIV/0! | #DIV/0!
[15 empty] | 126.8 | 73.075 | -54.667 | 4004.1087 | 3636.9163 | 4004.1087 | 3636.9163 | 29.0558 | 19.7934 | 1 | 1 | 4004.1087 | 3636.9163 |  |  |  |  | 126.8 | #DIV/0! | #DIV/0! | #DIV/0! | #DIV/0! | #DIV/0! | #DIV/0! | #DIV/0! | #DIV/0! | #DIV/0! | #DIV/0! | #DIV/0! | #DIV/0! | #DIV/0! |  |  |  | 126.8 | #DIV/0! | #DIV/0! | #DIV/0! | #DIV/0! | #DIV/0! | #DIV/0! | #DIV/0! | #DIV/0! | #DIV/0! | #DIV/0! | #DIV/0! | #DIV/0! | #DIV/0! |  |  |  | 126.8 | #DIV/0! | #DIV/0! | #DIV/0! | #DIV/0! | #DIV/0! | #DIV/0! | #DIV/0! | #DIV/0! | #DIV/0! | #DIV/0! | #DIV/0! | #DIV/0! | #DIV/0! |  |  |  | 126.8 | #DIV/0! | #DIV/0! | #DIV/0! | #DIV/0! | #DIV/0! | #DIV/0! | #DIV/0! | #DIV/0! | #DIV/0! | #DIV/0! | #DIV/0! | #DIV/0! | #DIV/0! |  |  |  | 126.8 | #DIV/0! | #DIV/0! | #DIV/0! | #DIV/0! | #DIV/0! | #DIV/0! | #DIV/0! | #DIV/0! | #DIV/0! | #DIV/0! | #DIV/0! | #DIV/0! | #DIV/0! |  |  |  | 126.8 | #DIV/0! | #DIV/0! | #DIV/0! | #DIV/0! | #DIV/0! | #DIV/0! | #DIV/0! | #DIV/0! | #DIV/0! | #DIV/0! | #DIV/0! | #DIV/0! | #DIV/0! |  |  |  | 126.8 | #DIV/0! | #DIV/0! | #DIV/0! | #DIV/0! | #DIV/0! | #DIV/0! | #DIV/0! | #DIV/0! | #DIV/0! | #DIV/0! | #DIV/0! | #DIV/0! | #DIV/0!
[15 empty] | 126.9 | 72.9794 | -54.7945 | 4005.3253 | 3635.9981 | 4005.3253 | 3635.9981 | 29.0266 | 19.7626 | 1 | 1 | 4005.3253 | 3635.9981 |  |  |  |  | 126.9 | #DIV/0! | #DIV/0! | #DIV/0! | #DIV/0! | #DIV/0! | #DIV/0! | #DIV/0! | #DIV/0! | #DIV/0! | #DIV/0! | #DIV/0! | #DIV/0! | #DIV/0! |  |  |  | 126.9 | #DIV/0! | #DIV/0! | #DIV/0! | #DIV/0! | #DIV/0! | #DIV/0! | #DIV/0! | #DIV/0! | #DIV/0! | #DIV/0! | #DIV/0! | #DIV/0! | #DIV/0! |  |  |  | 126.9 | #DIV/0! | #DIV/0! | #DIV/0! | #DIV/0! | #DIV/0! | #DIV/0! | #DIV/0! | #DIV/0! | #DIV/0! | #DIV/0! | #DIV/0! | #DIV/0! | #DIV/0! |  |  |  | 126.9 | #DIV/0! | #DIV/0! | #DIV/0! | #DIV/0! | #DIV/0! | #DIV/0! | #DIV/0! | #DIV/0! | #DIV/0! | #DIV/0! | #DIV/0! | #DIV/0! | #DIV/0! |  |  |  | 126.9 | #DIV/0! | #DIV/0! | #DIV/0! | #DIV/0! | #DIV/0! | #DIV/0! | #DIV/0! | #DIV/0! | #DIV/0! | #DIV/0! | #DIV/0! | #DIV/0! | #DIV/0! |  |  |  | 126.9 | #DIV/0! | #DIV/0! | #DIV/0! | #DIV/0! | #DIV/0! | #DIV/0! | #DIV/0! | #DIV/0! | #DIV/0! | #DIV/0! | #DIV/0! | #DIV/0! | #DIV/0! |  |  |  | 126.9 | #DIV/0! | #DIV/0! | #DIV/0! | #DIV/0! | #DIV/0! | #DIV/0! | #DIV/0! | #DIV/0! | #DIV/0! | #DIV/0! | #DIV/0! | #DIV/0! | #DIV/0!
[15 empty] | 127 | 72.8837 | -54.9218 | 4006.5406 | 3635.0814 | 4006.5406 | 3635.0814 | 28.9973 | 19.7317 | 1 | 1 | 4006.5406 | 3635.0814 |  |  |  |  | 127 | #DIV/0! | #DIV/0! | #DIV/0! | #DIV/0! | #DIV/0! | #DIV/0! | #DIV/0! | #DIV/0! | #DIV/0! | #DIV/0! | #DIV/0! | #DIV/0! | #DIV/0! |  |  |  | 127 | #DIV/0! | #DIV/0! | #DIV/0! | #DIV/0! | #DIV/0! | #DIV/0! | #DIV/0! | #DIV/0! | #DIV/0! | #DIV/0! | #DIV/0! | #DIV/0! | #DIV/0! |  |  |  | 127 | #DIV/0! | #DIV/0! | #DIV/0! | #DIV/0! | #DIV/0! | #DIV/0! | #DIV/0! | #DIV/0! | #DIV/0! | #DIV/0! | #DIV/0! | #DIV/0! | #DIV/0! |  |  |  | 127 | #DIV/0! | #DIV/0! | #DIV/0! | #DIV/0! | #DIV/0! | #DIV/0! | #DIV/0! | #DIV/0! | #DIV/0! | #DIV/0! | #DIV/0! | #DIV/0! | #DIV/0! |  |  |  | 127 | #DIV/0! | #DIV/0! | #DIV/0! | #DIV/0! | #DIV/0! | #DIV/0! | #DIV/0! | #DIV/0! | #DIV/0! | #DIV/0! | #DIV/0! | #DIV/0! | #DIV/0! |  |  |  | 127 | #DIV/0! | #DIV/0! | #DIV/0! | #DIV/0! | #DIV/0! | #DIV/0! | #DIV/0! | #DIV/0! | #DIV/0! | #DIV/0! | #DIV/0! | #DIV/0! | #DIV/0! |  |  |  | 127 | #DIV/0! | #DIV/0! | #DIV/0! | #DIV/0! | #DIV/0! | #DIV/0! | #DIV/0! | #DIV/0! | #DIV/0! | #DIV/0! | #DIV/0! | #DIV/0! | #DIV/0!
[15 empty] | 127.1 | 72.7877 | -55.0489 | 4007.7546 | 3634.1662 | 4007.7546 | 3634.1662 | 28.9679 | 19.7007 | 1 | 1 | 4007.7546 | 3634.1662 |  |  |  |  | 127.1 | #DIV/0! | #DIV/0! | #DIV/0! | #DIV/0! | #DIV/0! | #DIV/0! | #DIV/0! | #DIV/0! | #DIV/0! | #DIV/0! | #DIV/0! | #DIV/0! | #DIV/0! |  |  |  | 127.1 | #DIV/0! | #DIV/0! | #DIV/0! | #DIV/0! | #DIV/0! | #DIV/0! | #DIV/0! | #DIV/0! | #DIV/0! | #DIV/0! | #DIV/0! | #DIV/0! | #DIV/0! |  |  |  | 127.1 | #DIV/0! | #DIV/0! | #DIV/0! | #DIV/0! | #DIV/0! | #DIV/0! | #DIV/0! | #DIV/0! | #DIV/0! | #DIV/0! | #DIV/0! | #DIV/0! | #DIV/0! |  |  |  | 127.1 | #DIV/0! | #DIV/0! | #DIV/0! | #DIV/0! | #DIV/0! | #DIV/0! | #DIV/0! | #DIV/0! | #DIV/0! | #DIV/0! | #DIV/0! | #DIV/0! | #DIV/0! |  |  |  | 127.1 | #DIV/0! | #DIV/0! | #DIV/0! | #DIV/0! | #DIV/0! | #DIV/0! | #DIV/0! | #DIV/0! | #DIV/0! | #DIV/0! | #DIV/0! | #DIV/0! | #DIV/0! |  |  |  | 127.1 | #DIV/0! | #DIV/0! | #DIV/0! | #DIV/0! | #DIV/0! | #DIV/0! | #DIV/0! | #DIV/0! | #DIV/0! | #DIV/0! | #DIV/0! | #DIV/0! | #DIV/0! |  |  |  | 127.1 | #DIV/0! | #DIV/0! | #DIV/0! | #DIV/0! | #DIV/0! | #DIV/0! | #DIV/0! | #DIV/0! | #DIV/0! | #DIV/0! | #DIV/0! | #DIV/0! | #DIV/0!
[15 empty] | 127.2 | 72.6915 | -55.1759 | 4008.9675 | 3633.2526 | 4008.9675 | 3633.2526 | 28.9384 | 19.6697 | 1 | 1 | 4008.9675 | 3633.2526 |  |  |  |  | 127.2 | #DIV/0! | #DIV/0! | #DIV/0! | #DIV/0! | #DIV/0! | #DIV/0! | #DIV/0! | #DIV/0! | #DIV/0! | #DIV/0! | #DIV/0! | #DIV/0! | #DIV/0! |  |  |  | 127.2 | #DIV/0! | #DIV/0! | #DIV/0! | #DIV/0! | #DIV/0! | #DIV/0! | #DIV/0! | #DIV/0! | #DIV/0! | #DIV/0! | #DIV/0! | #DIV/0! | #DIV/0! |  |  |  | 127.2 | #DIV/0! | #DIV/0! | #DIV/0! | #DIV/0! | #DIV/0! | #DIV/0! | #DIV/0! | #DIV/0! | #DIV/0! | #DIV/0! | #DIV/0! | #DIV/0! | #DIV/0! |  |  |  | 127.2 | #DIV/0! | #DIV/0! | #DIV/0! | #DIV/0! | #DIV/0! | #DIV/0! | #DIV/0! | #DIV/0! | #DIV/0! | #DIV/0! | #DIV/0! | #DIV/0! | #DIV/0! |  |  |  | 127.2 | #DIV/0! | #DIV/0! | #DIV/0! | #DIV/0! | #DIV/0! | #DIV/0! | #DIV/0! | #DIV/0! | #DIV/0! | #DIV/0! | #DIV/0! | #DIV/0! | #DIV/0! |  |  |  | 127.2 | #DIV/0! | #DIV/0! | #DIV/0! | #DIV/0! | #DIV/0! | #DIV/0! | #DIV/0! | #DIV/0! | #DIV/0! | #DIV/0! | #DIV/0! | #DIV/0! | #DIV/0! |  |  |  | 127.2 | #DIV/0! | #DIV/0! | #DIV/0! | #DIV/0! | #DIV/0! | #DIV/0! | #DIV/0! | #DIV/0! | #DIV/0! | #DIV/0! | #DIV/0! | #DIV/0! | #DIV/0!
[15 empty] | 127.3 | 72.5951 | -55.3027 | 4010.1791 | 3632.3405 | 4010.1791 | 3632.3405 | 28.9087 | 19.6387 | 1 | 1 | 4010.1791 | 3632.3405 |  |  |  |  | 127.3 | #DIV/0! | #DIV/0! | #DIV/0! | #DIV/0! | #DIV/0! | #DIV/0! | #DIV/0! | #DIV/0! | #DIV/0! | #DIV/0! | #DIV/0! | #DIV/0! | #DIV/0! |  |  |  | 127.3 | #DIV/0! | #DIV/0! | #DIV/0! | #DIV/0! | #DIV/0! | #DIV/0! | #DIV/0! | #DIV/0! | #DIV/0! | #DIV/0! | #DIV/0! | #DIV/0! | #DIV/0! |  |  |  | 127.3 | #DIV/0! | #DIV/0! | #DIV/0! | #DIV/0! | #DIV/0! | #DIV/0! | #DIV/0! | #DIV/0! | #DIV/0! | #DIV/0! | #DIV/0! | #DIV/0! | #DIV/0! |  |  |  | 127.3 | #DIV/0! | #DIV/0! | #DIV/0! | #DIV/0! | #DIV/0! | #DIV/0! | #DIV/0! | #DIV/0! | #DIV/0! | #DIV/0! | #DIV/0! | #DIV/0! | #DIV/0! |  |  |  | 127.3 | #DIV/0! | #DIV/0! | #DIV/0! | #DIV/0! | #DIV/0! | #DIV/0! | #DIV/0! | #DIV/0! | #DIV/0! | #DIV/0! | #DIV/0! | #DIV/0! | #DIV/0! |  |  |  | 127.3 | #DIV/0! | #DIV/0! | #DIV/0! | #DIV/0! | #DIV/0! | #DIV/0! | #DIV/0! | #DIV/0! | #DIV/0! | #DIV/0! | #DIV/0! | #DIV/0! | #DIV/0! |  |  |  | 127.3 | #DIV/0! | #DIV/0! | #DIV/0! | #DIV/0! | #DIV/0! | #DIV/0! | #DIV/0! | #DIV/0! | #DIV/0! | #DIV/0! | #DIV/0! | #DIV/0! | #DIV/0!
[15 empty] | 127.4 | 72.4985 | -55.4293 | 4011.3894 | 3631.4299 | 4011.3894 | 3631.4299 | 28.879 | 19.6077 | 1 | 1 | 4011.3894 | 3631.4299 |  |  |  |  | 127.4 | #DIV/0! | #DIV/0! | #DIV/0! | #DIV/0! | #DIV/0! | #DIV/0! | #DIV/0! | #DIV/0! | #DIV/0! | #DIV/0! | #DIV/0! | #DIV/0! | #DIV/0! |  |  |  | 127.4 | #DIV/0! | #DIV/0! | #DIV/0! | #DIV/0! | #DIV/0! | #DIV/0! | #DIV/0! | #DIV/0! | #DIV/0! | #DIV/0! | #DIV/0! | #DIV/0! | #DIV/0! |  |  |  | 127.4 | #DIV/0! | #DIV/0! | #DIV/0! | #DIV/0! | #DIV/0! | #DIV/0! | #DIV/0! | #DIV/0! | #DIV/0! | #DIV/0! | #DIV/0! | #DIV/0! | #DIV/0! |  |  |  | 127.4 | #DIV/0! | #DIV/0! | #DIV/0! | #DIV/0! | #DIV/0! | #DIV/0! | #DIV/0! | #DIV/0! | #DIV/0! | #DIV/0! | #DIV/0! | #DIV/0! | #DIV/0! |  |  |  | 127.4 | #DIV/0! | #DIV/0! | #DIV/0! | #DIV/0! | #DIV/0! | #DIV/0! | #DIV/0! | #DIV/0! | #DIV/0! | #DIV/0! | #DIV/0! | #DIV/0! | #DIV/0! |  |  |  | 127.4 | #DIV/0! | #DIV/0! | #DIV/0! | #DIV/0! | #DIV/0! | #DIV/0! | #DIV/0! | #DIV/0! | #DIV/0! | #DIV/0! | #DIV/0! | #DIV/0! | #DIV/0! |  |  |  | 127.4 | #DIV/0! | #DIV/0! | #DIV/0! | #DIV/0! | #DIV/0! | #DIV/0! | #DIV/0! | #DIV/0! | #DIV/0! | #DIV/0! | #DIV/0! | #DIV/0! | #DIV/0!
[15 empty] | 127.5 | 72.4016 | -55.5557 | 4012.5985 | 3630.5208 | 4012.5985 | 3630.5208 | 28.8491 | 19.5766 | 1 | 1 | 4012.5985 | 3630.5208 |  |  |  |  | 127.5 | #DIV/0! | #DIV/0! | #DIV/0! | #DIV/0! | #DIV/0! | #DIV/0! | #DIV/0! | #DIV/0! | #DIV/0! | #DIV/0! | #DIV/0! | #DIV/0! | #DIV/0! |  |  |  | 127.5 | #DIV/0! | #DIV/0! | #DIV/0! | #DIV/0! | #DIV/0! | #DIV/0! | #DIV/0! | #DIV/0! | #DIV/0! | #DIV/0! | #DIV/0! | #DIV/0! | #DIV/0! |  |  |  | 127.5 | #DIV/0! | #DIV/0! | #DIV/0! | #DIV/0! | #DIV/0! | #DIV/0! | #DIV/0! | #DIV/0! | #DIV/0! | #DIV/0! | #DIV/0! | #DIV/0! | #DIV/0! |  |  |  | 127.5 | #DIV/0! | #DIV/0! | #DIV/0! | #DIV/0! | #DIV/0! | #DIV/0! | #DIV/0! | #DIV/0! | #DIV/0! | #DIV/0! | #DIV/0! | #DIV/0! | #DIV/0! |  |  |  | 127.5 | #DIV/0! | #DIV/0! | #DIV/0! | #DIV/0! | #DIV/0! | #DIV/0! | #DIV/0! | #DIV/0! | #DIV/0! | #DIV/0! | #DIV/0! | #DIV/0! | #DIV/0! |  |  |  | 127.5 | #DIV/0! | #DIV/0! | #DIV/0! | #DIV/0! | #DIV/0! | #DIV/0! | #DIV/0! | #DIV/0! | #DIV/0! | #DIV/0! | #DIV/0! | #DIV/0! | #DIV/0! |  |  |  | 127.5 | #DIV/0! | #DIV/0! | #DIV/0! | #DIV/0! | #DIV/0! | #DIV/0! | #DIV/0! | #DIV/0! | #DIV/0! | #DIV/0! | #DIV/0! | #DIV/0! | #DIV/0!
[15 empty] | 127.6 | 72.3046 | -55.682 | 4013.8063 | 3629.6132 | 4013.8063 | 3629.6132 | 28.8191 | 19.5454 | 1 | 1 | 4013.8063 | 3629.6132 |  |  |  |  | 127.6 | #DIV/0! | #DIV/0! | #DIV/0! | #DIV/0! | #DIV/0! | #DIV/0! | #DIV/0! | #DIV/0! | #DIV/0! | #DIV/0! | #DIV/0! | #DIV/0! | #DIV/0! |  |  |  | 127.6 | #DIV/0! | #DIV/0! | #DIV/0! | #DIV/0! | #DIV/0! | #DIV/0! | #DIV/0! | #DIV/0! | #DIV/0! | #DIV/0! | #DIV/0! | #DIV/0! | #DIV/0! |  |  |  | 127.6 | #DIV/0! | #DIV/0! | #DIV/0! | #DIV/0! | #DIV/0! | #DIV/0! | #DIV/0! | #DIV/0! | #DIV/0! | #DIV/0! | #DIV/0! | #DIV/0! | #DIV/0! |  |  |  | 127.6 | #DIV/0! | #DIV/0! | #DIV/0! | #DIV/0! | #DIV/0! | #DIV/0! | #DIV/0! | #DIV/0! | #DIV/0! | #DIV/0! | #DIV/0! | #DIV/0! | #DIV/0! |  |  |  | 127.6 | #DIV/0! | #DIV/0! | #DIV/0! | #DIV/0! | #DIV/0! | #DIV/0! | #DIV/0! | #DIV/0! | #DIV/0! | #DIV/0! | #DIV/0! | #DIV/0! | #DIV/0! |  |  |  | 127.6 | #DIV/0! | #DIV/0! | #DIV/0! | #DIV/0! | #DIV/0! | #DIV/0! | #DIV/0! | #DIV/0! | #DIV/0! | #DIV/0! | #DIV/0! | #DIV/0! | #DIV/0! |  |  |  | 127.6 | #DIV/0! | #DIV/0! | #DIV/0! | #DIV/0! | #DIV/0! | #DIV/0! | #DIV/0! | #DIV/0! | #DIV/0! | #DIV/0! | #DIV/0! | #DIV/0! | #DIV/0!
[15 empty] | 127.7 | 72.2073 | -55.8081 | 4015.0128 | 3628.7072 | 4015.0128 | 3628.7072 | 28.7889 | 19.5143 | 1 | 1 | 4015.0128 | 3628.7072 |  |  |  |  | 127.7 | #DIV/0! | #DIV/0! | #DIV/0! | #DIV/0! | #DIV/0! | #DIV/0! | #DIV/0! | #DIV/0! | #DIV/0! | #DIV/0! | #DIV/0! | #DIV/0! | #DIV/0! |  |  |  | 127.7 | #DIV/0! | #DIV/0! | #DIV/0! | #DIV/0! | #DIV/0! | #DIV/0! | #DIV/0! | #DIV/0! | #DIV/0! | #DIV/0! | #DIV/0! | #DIV/0! | #DIV/0! |  |  |  | 127.7 | #DIV/0! | #DIV/0! | #DIV/0! | #DIV/0! | #DIV/0! | #DIV/0! | #DIV/0! | #DIV/0! | #DIV/0! | #DIV/0! | #DIV/0! | #DIV/0! | #DIV/0! |  |  |  | 127.7 | #DIV/0! | #DIV/0! | #DIV/0! | #DIV/0! | #DIV/0! | #DIV/0! | #DIV/0! | #DIV/0! | #DIV/0! | #DIV/0! | #DIV/0! | #DIV/0! | #DIV/0! |  |  |  | 127.7 | #DIV/0! | #DIV/0! | #DIV/0! | #DIV/0! | #DIV/0! | #DIV/0! | #DIV/0! | #DIV/0! | #DIV/0! | #DIV/0! | #DIV/0! | #DIV/0! | #DIV/0! |  |  |  | 127.7 | #DIV/0! | #DIV/0! | #DIV/0! | #DIV/0! | #DIV/0! | #DIV/0! | #DIV/0! | #DIV/0! | #DIV/0! | #DIV/0! | #DIV/0! | #DIV/0! | #DIV/0! |  |  |  | 127.7 | #DIV/0! | #DIV/0! | #DIV/0! | #DIV/0! | #DIV/0! | #DIV/0! | #DIV/0! | #DIV/0! | #DIV/0! | #DIV/0! | #DIV/0! | #DIV/0! | #DIV/0!
[15 empty] | 127.8 | 72.1098 | -55.9341 | 4016.2181 | 3627.8027 | 4016.2181 | 3627.8027 | 28.7587 | 19.483 | 1 | 1 | 4016.2181 | 3627.8027 |  |  |  |  | 127.8 | #DIV/0! | #DIV/0! | #DIV/0! | #DIV/0! | #DIV/0! | #DIV/0! | #DIV/0! | #DIV/0! | #DIV/0! | #DIV/0! | #DIV/0! | #DIV/0! | #DIV/0! |  |  |  | 127.8 | #DIV/0! | #DIV/0! | #DIV/0! | #DIV/0! | #DIV/0! | #DIV/0! | #DIV/0! | #DIV/0! | #DIV/0! | #DIV/0! | #DIV/0! | #DIV/0! | #DIV/0! |  |  |  | 127.8 | #DIV/0! | #DIV/0! | #DIV/0! | #DIV/0! | #DIV/0! | #DIV/0! | #DIV/0! | #DIV/0! | #DIV/0! | #DIV/0! | #DIV/0! | #DIV/0! | #DIV/0! |  |  |  | 127.8 | #DIV/0! | #DIV/0! | #DIV/0! | #DIV/0! | #DIV/0! | #DIV/0! | #DIV/0! | #DIV/0! | #DIV/0! | #DIV/0! | #DIV/0! | #DIV/0! | #DIV/0! |  |  |  | 127.8 | #DIV/0! | #DIV/0! | #DIV/0! | #DIV/0! | #DIV/0! | #DIV/0! | #DIV/0! | #DIV/0! | #DIV/0! | #DIV/0! | #DIV/0! | #DIV/0! | #DIV/0! |  |  |  | 127.8 | #DIV/0! | #DIV/0! | #DIV/0! | #DIV/0! | #DIV/0! | #DIV/0! | #DIV/0! | #DIV/0! | #DIV/0! | #DIV/0! | #DIV/0! | #DIV/0! | #DIV/0! |  |  |  | 127.8 | #DIV/0! | #DIV/0! | #DIV/0! | #DIV/0! | #DIV/0! | #DIV/0! | #DIV/0! | #DIV/0! | #DIV/0! | #DIV/0! | #DIV/0! | #DIV/0! | #DIV/0!
[15 empty] | 127.9 | 72.012 | -56.0598 | 4017.4221 | 3626.8998 | 4017.4221 | 3626.8998 | 28.7283 | 19.4518 | 1 | 1 | 4017.4221 | 3626.8998 |  |  |  |  | 127.9 | #DIV/0! | #DIV/0! | #DIV/0! | #DIV/0! | #DIV/0! | #DIV/0! | #DIV/0! | #DIV/0! | #DIV/0! | #DIV/0! | #DIV/0! | #DIV/0! | #DIV/0! |  |  |  | 127.9 | #DIV/0! | #DIV/0! | #DIV/0! | #DIV/0! | #DIV/0! | #DIV/0! | #DIV/0! | #DIV/0! | #DIV/0! | #DIV/0! | #DIV/0! | #DIV/0! | #DIV/0! |  |  |  | 127.9 | #DIV/0! | #DIV/0! | #DIV/0! | #DIV/0! | #DIV/0! | #DIV/0! | #DIV/0! | #DIV/0! | #DIV/0! | #DIV/0! | #DIV/0! | #DIV/0! | #DIV/0! |  |  |  | 127.9 | #DIV/0! | #DIV/0! | #DIV/0! | #DIV/0! | #DIV/0! | #DIV/0! | #DIV/0! | #DIV/0! | #DIV/0! | #DIV/0! | #DIV/0! | #DIV/0! | #DIV/0! |  |  |  | 127.9 | #DIV/0! | #DIV/0! | #DIV/0! | #DIV/0! | #DIV/0! | #DIV/0! | #DIV/0! | #DIV/0! | #DIV/0! | #DIV/0! | #DIV/0! | #DIV/0! | #DIV/0! |  |  |  | 127.9 | #DIV/0! | #DIV/0! | #DIV/0! | #DIV/0! | #DIV/0! | #DIV/0! | #DIV/0! | #DIV/0! | #DIV/0! | #DIV/0! | #DIV/0! | #DIV/0! | #DIV/0! |  |  |  | 127.9 | #DIV/0! | #DIV/0! | #DIV/0! | #DIV/0! | #DIV/0! | #DIV/0! | #DIV/0! | #DIV/0! | #DIV/0! | #DIV/0! | #DIV/0! | #DIV/0! | #DIV/0!
[15 empty] | 128 | 71.9141 | -56.1854 | 4018.6248 | 3625.9984 | 4018.6248 | 3625.9984 | 28.6978 | 19.4205 | 1 | 1 | 4018.6248 | 3625.9984 |  |  |  |  | 128 | #DIV/0! | #DIV/0! | #DIV/0! | #DIV/0! | #DIV/0! | #DIV/0! | #DIV/0! | #DIV/0! | #DIV/0! | #DIV/0! | #DIV/0! | #DIV/0! | #DIV/0! |  |  |  | 128 | #DIV/0! | #DIV/0! | #DIV/0! | #DIV/0! | #DIV/0! | #DIV/0! | #DIV/0! | #DIV/0! | #DIV/0! | #DIV/0! | #DIV/0! | #DIV/0! | #DIV/0! |  |  |  | 128 | #DIV/0! | #DIV/0! | #DIV/0! | #DIV/0! | #DIV/0! | #DIV/0! | #DIV/0! | #DIV/0! | #DIV/0! | #DIV/0! | #DIV/0! | #DIV/0! | #DIV/0! |  |  |  | 128 | #DIV/0! | #DIV/0! | #DIV/0! | #DIV/0! | #DIV/0! | #DIV/0! | #DIV/0! | #DIV/0! | #DIV/0! | #DIV/0! | #DIV/0! | #DIV/0! | #DIV/0! |  |  |  | 128 | #DIV/0! | #DIV/0! | #DIV/0! | #DIV/0! | #DIV/0! | #DIV/0! | #DIV/0! | #DIV/0! | #DIV/0! | #DIV/0! | #DIV/0! | #DIV/0! | #DIV/0! |  |  |  | 128 | #DIV/0! | #DIV/0! | #DIV/0! | #DIV/0! | #DIV/0! | #DIV/0! | #DIV/0! | #DIV/0! | #DIV/0! | #DIV/0! | #DIV/0! | #DIV/0! | #DIV/0! |  |  |  | 128 | #DIV/0! | #DIV/0! | #DIV/0! | #DIV/0! | #DIV/0! | #DIV/0! | #DIV/0! | #DIV/0! | #DIV/0! | #DIV/0! | #DIV/0! | #DIV/0! | #DIV/0!
[15 empty] | 128.1 | 71.8159 | -56.3109 | 4019.8263 | 3625.0985 | 4019.8263 | 3625.0985 | 28.6672 | 19.3892 | 1 | 1 | 4019.8263 | 3625.0985 |  |  |  |  | 128.1 | #DIV/0! | #DIV/0! | #DIV/0! | #DIV/0! | #DIV/0! | #DIV/0! | #DIV/0! | #DIV/0! | #DIV/0! | #DIV/0! | #DIV/0! | #DIV/0! | #DIV/0! |  |  |  | 128.1 | #DIV/0! | #DIV/0! | #DIV/0! | #DIV/0! | #DIV/0! | #DIV/0! | #DIV/0! | #DIV/0! | #DIV/0! | #DIV/0! | #DIV/0! | #DIV/0! | #DIV/0! |  |  |  | 128.1 | #DIV/0! | #DIV/0! | #DIV/0! | #DIV/0! | #DIV/0! | #DIV/0! | #DIV/0! | #DIV/0! | #DIV/0! | #DIV/0! | #DIV/0! | #DIV/0! | #DIV/0! |  |  |  | 128.1 | #DIV/0! | #DIV/0! | #DIV/0! | #DIV/0! | #DIV/0! | #DIV/0! | #DIV/0! | #DIV/0! | #DIV/0! | #DIV/0! | #DIV/0! | #DIV/0! | #DIV/0! |  |  |  | 128.1 | #DIV/0! | #DIV/0! | #DIV/0! | #DIV/0! | #DIV/0! | #DIV/0! | #DIV/0! | #DIV/0! | #DIV/0! | #DIV/0! | #DIV/0! | #DIV/0! | #DIV/0! |  |  |  | 128.1 | #DIV/0! | #DIV/0! | #DIV/0! | #DIV/0! | #DIV/0! | #DIV/0! | #DIV/0! | #DIV/0! | #DIV/0! | #DIV/0! | #DIV/0! | #DIV/0! | #DIV/0! |  |  |  | 128.1 | #DIV/0! | #DIV/0! | #DIV/0! | #DIV/0! | #DIV/0! | #DIV/0! | #DIV/0! | #DIV/0! | #DIV/0! | #DIV/0! | #DIV/0! | #DIV/0! | #DIV/0!
[15 empty] | 128.2 | 71.7175 | -56.4361 | 4021.0264 | 3624.2001 | 4021.0264 | 3624.2001 | 28.6365 | 19.3578 | 1 | 1 | 4021.0264 | 3624.2001 |  |  |  |  | 128.2 | #DIV/0! | #DIV/0! | #DIV/0! | #DIV/0! | #DIV/0! | #DIV/0! | #DIV/0! | #DIV/0! | #DIV/0! | #DIV/0! | #DIV/0! | #DIV/0! | #DIV/0! |  |  |  | 128.2 | #DIV/0! | #DIV/0! | #DIV/0! | #DIV/0! | #DIV/0! | #DIV/0! | #DIV/0! | #DIV/0! | #DIV/0! | #DIV/0! | #DIV/0! | #DIV/0! | #DIV/0! |  |  |  | 128.2 | #DIV/0! | #DIV/0! | #DIV/0! | #DIV/0! | #DIV/0! | #DIV/0! | #DIV/0! | #DIV/0! | #DIV/0! | #DIV/0! | #DIV/0! | #DIV/0! | #DIV/0! |  |  |  | 128.2 | #DIV/0! | #DIV/0! | #DIV/0! | #DIV/0! | #DIV/0! | #DIV/0! | #DIV/0! | #DIV/0! | #DIV/0! | #DIV/0! | #DIV/0! | #DIV/0! | #DIV/0! |  |  |  | 128.2 | #DIV/0! | #DIV/0! | #DIV/0! | #DIV/0! | #DIV/0! | #DIV/0! | #DIV/0! | #DIV/0! | #DIV/0! | #DIV/0! | #DIV/0! | #DIV/0! | #DIV/0! |  |  |  | 128.2 | #DIV/0! | #DIV/0! | #DIV/0! | #DIV/0! | #DIV/0! | #DIV/0! | #DIV/0! | #DIV/0! | #DIV/0! | #DIV/0! | #DIV/0! | #DIV/0! | #DIV/0! |  |  |  | 128.2 | #DIV/0! | #DIV/0! | #DIV/0! | #DIV/0! | #DIV/0! | #DIV/0! | #DIV/0! | #DIV/0! | #DIV/0! | #DIV/0! | #DIV/0! | #DIV/0! | #DIV/0!
[15 empty] | 128.3 | 71.6189 | -56.5612 | 4022.2252 | 3623.3033 | 4022.2252 | 3623.3033 | 28.6057 | 19.3264 | 1 | 1 | 4022.2252 | 3623.3033 |  |  |  |  | 128.3 | #DIV/0! | #DIV/0! | #DIV/0! | #DIV/0! | #DIV/0! | #DIV/0! | #DIV/0! | #DIV/0! | #DIV/0! | #DIV/0! | #DIV/0! | #DIV/0! | #DIV/0! |  |  |  | 128.3 | #DIV/0! | #DIV/0! | #DIV/0! | #DIV/0! | #DIV/0! | #DIV/0! | #DIV/0! | #DIV/0! | #DIV/0! | #DIV/0! | #DIV/0! | #DIV/0! | #DIV/0! |  |  |  | 128.3 | #DIV/0! | #DIV/0! | #DIV/0! | #DIV/0! | #DIV/0! | #DIV/0! | #DIV/0! | #DIV/0! | #DIV/0! | #DIV/0! | #DIV/0! | #DIV/0! | #DIV/0! |  |  |  | 128.3 | #DIV/0! | #DIV/0! | #DIV/0! | #DIV/0! | #DIV/0! | #DIV/0! | #DIV/0! | #DIV/0! | #DIV/0! | #DIV/0! | #DIV/0! | #DIV/0! | #DIV/0! |  |  |  | 128.3 | #DIV/0! | #DIV/0! | #DIV/0! | #DIV/0! | #DIV/0! | #DIV/0! | #DIV/0! | #DIV/0! | #DIV/0! | #DIV/0! | #DIV/0! | #DIV/0! | #DIV/0! |  |  |  | 128.3 | #DIV/0! | #DIV/0! | #DIV/0! | #DIV/0! | #DIV/0! | #DIV/0! | #DIV/0! | #DIV/0! | #DIV/0! | #DIV/0! | #DIV/0! | #DIV/0! | #DIV/0! |  |  |  | 128.3 | #DIV/0! | #DIV/0! | #DIV/0! | #DIV/0! | #DIV/0! | #DIV/0! | #DIV/0! | #DIV/0! | #DIV/0! | #DIV/0! | #DIV/0! | #DIV/0! | #DIV/0!
[15 empty] | 128.4 | 71.5201 | -56.6861 | 4023.4228 | 3622.4081 | 4023.4228 | 3622.4081 | 28.5747 | 19.295 | 1 | 1 | 4023.4228 | 3622.4081 |  |  |  |  | 128.4 | #DIV/0! | #DIV/0! | #DIV/0! | #DIV/0! | #DIV/0! | #DIV/0! | #DIV/0! | #DIV/0! | #DIV/0! | #DIV/0! | #DIV/0! | #DIV/0! | #DIV/0! |  |  |  | 128.4 | #DIV/0! | #DIV/0! | #DIV/0! | #DIV/0! | #DIV/0! | #DIV/0! | #DIV/0! | #DIV/0! | #DIV/0! | #DIV/0! | #DIV/0! | #DIV/0! | #DIV/0! |  |  |  | 128.4 | #DIV/0! | #DIV/0! | #DIV/0! | #DIV/0! | #DIV/0! | #DIV/0! | #DIV/0! | #DIV/0! | #DIV/0! | #DIV/0! | #DIV/0! | #DIV/0! | #DIV/0! |  |  |  | 128.4 | #DIV/0! | #DIV/0! | #DIV/0! | #DIV/0! | #DIV/0! | #DIV/0! | #DIV/0! | #DIV/0! | #DIV/0! | #DIV/0! | #DIV/0! | #DIV/0! | #DIV/0! |  |  |  | 128.4 | #DIV/0! | #DIV/0! | #DIV/0! | #DIV/0! | #DIV/0! | #DIV/0! | #DIV/0! | #DIV/0! | #DIV/0! | #DIV/0! | #DIV/0! | #DIV/0! | #DIV/0! |  |  |  | 128.4 | #DIV/0! | #DIV/0! | #DIV/0! | #DIV/0! | #DIV/0! | #DIV/0! | #DIV/0! | #DIV/0! | #DIV/0! | #DIV/0! | #DIV/0! | #DIV/0! | #DIV/0! |  |  |  | 128.4 | #DIV/0! | #DIV/0! | #DIV/0! | #DIV/0! | #DIV/0! | #DIV/0! | #DIV/0! | #DIV/0! | #DIV/0! | #DIV/0! | #DIV/0! | #DIV/0! | #DIV/0!
[15 empty] | 128.5 | 71.421 | -56.8108 | 4024.619 | 3621.5143 | 4024.619 | 3621.5143 | 28.5436 | 19.2635 | 1 | 1 | 4024.619 | 3621.5143 |  |  |  |  | 128.5 | #DIV/0! | #DIV/0! | #DIV/0! | #DIV/0! | #DIV/0! | #DIV/0! | #DIV/0! | #DIV/0! | #DIV/0! | #DIV/0! | #DIV/0! | #DIV/0! | #DIV/0! |  |  |  | 128.5 | #DIV/0! | #DIV/0! | #DIV/0! | #DIV/0! | #DIV/0! | #DIV/0! | #DIV/0! | #DIV/0! | #DIV/0! | #DIV/0! | #DIV/0! | #DIV/0! | #DIV/0! |  |  |  | 128.5 | #DIV/0! | #DIV/0! | #DIV/0! | #DIV/0! | #DIV/0! | #DIV/0! | #DIV/0! | #DIV/0! | #DIV/0! | #DIV/0! | #DIV/0! | #DIV/0! | #DIV/0! |  |  |  | 128.5 | #DIV/0! | #DIV/0! | #DIV/0! | #DIV/0! | #DIV/0! | #DIV/0! | #DIV/0! | #DIV/0! | #DIV/0! | #DIV/0! | #DIV/0! | #DIV/0! | #DIV/0! |  |  |  | 128.5 | #DIV/0! | #DIV/0! | #DIV/0! | #DIV/0! | #DIV/0! | #DIV/0! | #DIV/0! | #DIV/0! | #DIV/0! | #DIV/0! | #DIV/0! | #DIV/0! | #DIV/0! |  |  |  | 128.5 | #DIV/0! | #DIV/0! | #DIV/0! | #DIV/0! | #DIV/0! | #DIV/0! | #DIV/0! | #DIV/0! | #DIV/0! | #DIV/0! | #DIV/0! | #DIV/0! | #DIV/0! |  |  |  | 128.5 | #DIV/0! | #DIV/0! | #DIV/0! | #DIV/0! | #DIV/0! | #DIV/0! | #DIV/0! | #DIV/0! | #DIV/0! | #DIV/0! | #DIV/0! | #DIV/0! | #DIV/0!
[15 empty] | 128.6 | 71.3218 | -56.9354 | 4025.8139 | 3620.6221 | 4025.8139 | 3620.6221 | 28.5124 | 19.232 | 1 | 1 | 4025.8139 | 3620.6221 |  |  |  |  | 128.6 | #DIV/0! | #DIV/0! | #DIV/0! | #DIV/0! | #DIV/0! | #DIV/0! | #DIV/0! | #DIV/0! | #DIV/0! | #DIV/0! | #DIV/0! | #DIV/0! | #DIV/0! |  |  |  | 128.6 | #DIV/0! | #DIV/0! | #DIV/0! | #DIV/0! | #DIV/0! | #DIV/0! | #DIV/0! | #DIV/0! | #DIV/0! | #DIV/0! | #DIV/0! | #DIV/0! | #DIV/0! |  |  |  | 128.6 | #DIV/0! | #DIV/0! | #DIV/0! | #DIV/0! | #DIV/0! | #DIV/0! | #DIV/0! | #DIV/0! | #DIV/0! | #DIV/0! | #DIV/0! | #DIV/0! | #DIV/0! |  |  |  | 128.6 | #DIV/0! | #DIV/0! | #DIV/0! | #DIV/0! | #DIV/0! | #DIV/0! | #DIV/0! | #DIV/0! | #DIV/0! | #DIV/0! | #DIV/0! | #DIV/0! | #DIV/0! |  |  |  | 128.6 | #DIV/0! | #DIV/0! | #DIV/0! | #DIV/0! | #DIV/0! | #DIV/0! | #DIV/0! | #DIV/0! | #DIV/0! | #DIV/0! | #DIV/0! | #DIV/0! | #DIV/0! |  |  |  | 128.6 | #DIV/0! | #DIV/0! | #DIV/0! | #DIV/0! | #DIV/0! | #DIV/0! | #DIV/0! | #DIV/0! | #DIV/0! | #DIV/0! | #DIV/0! | #DIV/0! | #DIV/0! |  |  |  | 128.6 | #DIV/0! | #DIV/0! | #DIV/0! | #DIV/0! | #DIV/0! | #DIV/0! | #DIV/0! | #DIV/0! | #DIV/0! | #DIV/0! | #DIV/0! | #DIV/0! | #DIV/0!
[15 empty] | 128.7 | 71.2223 | -57.0598 | 4027.0075 | 3619.7315 | 4027.0075 | 3619.7315 | 28.4811 | 19.2005 | 1 | 1 | 4027.0075 | 3619.7315 |  |  |  |  | 128.7 | #DIV/0! | #DIV/0! | #DIV/0! | #DIV/0! | #DIV/0! | #DIV/0! | #DIV/0! | #DIV/0! | #DIV/0! | #DIV/0! | #DIV/0! | #DIV/0! | #DIV/0! |  |  |  | 128.7 | #DIV/0! | #DIV/0! | #DIV/0! | #DIV/0! | #DIV/0! | #DIV/0! | #DIV/0! | #DIV/0! | #DIV/0! | #DIV/0! | #DIV/0! | #DIV/0! | #DIV/0! |  |  |  | 128.7 | #DIV/0! | #DIV/0! | #DIV/0! | #DIV/0! | #DIV/0! | #DIV/0! | #DIV/0! | #DIV/0! | #DIV/0! | #DIV/0! | #DIV/0! | #DIV/0! | #DIV/0! |  |  |  | 128.7 | #DIV/0! | #DIV/0! | #DIV/0! | #DIV/0! | #DIV/0! | #DIV/0! | #DIV/0! | #DIV/0! | #DIV/0! | #DIV/0! | #DIV/0! | #DIV/0! | #DIV/0! |  |  |  | 128.7 | #DIV/0! | #DIV/0! | #DIV/0! | #DIV/0! | #DIV/0! | #DIV/0! | #DIV/0! | #DIV/0! | #DIV/0! | #DIV/0! | #DIV/0! | #DIV/0! | #DIV/0! |  |  |  | 128.7 | #DIV/0! | #DIV/0! | #DIV/0! | #DIV/0! | #DIV/0! | #DIV/0! | #DIV/0! | #DIV/0! | #DIV/0! | #DIV/0! | #DIV/0! | #DIV/0! | #DIV/0! |  |  |  | 128.7 | #DIV/0! | #DIV/0! | #DIV/0! | #DIV/0! | #DIV/0! | #DIV/0! | #DIV/0! | #DIV/0! | #DIV/0! | #DIV/0! | #DIV/0! | #DIV/0! | #DIV/0!
[15 empty] | 128.8 | 71.1226 | -57.184 | 4028.1998 | 3618.8424 | 4028.1998 | 3618.8424 | 28.4496 | 19.1689 | 1 | 1 | 4028.1998 | 3618.8424 |  |  |  |  | 128.8 | #DIV/0! | #DIV/0! | #DIV/0! | #DIV/0! | #DIV/0! | #DIV/0! | #DIV/0! | #DIV/0! | #DIV/0! | #DIV/0! | #DIV/0! | #DIV/0! | #DIV/0! |  |  |  | 128.8 | #DIV/0! | #DIV/0! | #DIV/0! | #DIV/0! | #DIV/0! | #DIV/0! | #DIV/0! | #DIV/0! | #DIV/0! | #DIV/0! | #DIV/0! | #DIV/0! | #DIV/0! |  |  |  | 128.8 | #DIV/0! | #DIV/0! | #DIV/0! | #DIV/0! | #DIV/0! | #DIV/0! | #DIV/0! | #DIV/0! | #DIV/0! | #DIV/0! | #DIV/0! | #DIV/0! | #DIV/0! |  |  |  | 128.8 | #DIV/0! | #DIV/0! | #DIV/0! | #DIV/0! | #DIV/0! | #DIV/0! | #DIV/0! | #DIV/0! | #DIV/0! | #DIV/0! | #DIV/0! | #DIV/0! | #DIV/0! |  |  |  | 128.8 | #DIV/0! | #DIV/0! | #DIV/0! | #DIV/0! | #DIV/0! | #DIV/0! | #DIV/0! | #DIV/0! | #DIV/0! | #DIV/0! | #DIV/0! | #DIV/0! | #DIV/0! |  |  |  | 128.8 | #DIV/0! | #DIV/0! | #DIV/0! | #DIV/0! | #DIV/0! | #DIV/0! | #DIV/0! | #DIV/0! | #DIV/0! | #DIV/0! | #DIV/0! | #DIV/0! | #DIV/0! |  |  |  | 128.8 | #DIV/0! | #DIV/0! | #DIV/0! | #DIV/0! | #DIV/0! | #DIV/0! | #DIV/0! | #DIV/0! | #DIV/0! | #DIV/0! | #DIV/0! | #DIV/0! | #DIV/0!
[15 empty] | 128.9 | 71.0227 | -57.3081 | 4029.3907 | 3617.9548 | 4029.3907 | 3617.9548 | 28.4181 | 19.1372 | 1 | 1 | 4029.3907 | 3617.9548 |  |  |  |  | 128.9 | #DIV/0! | #DIV/0! | #DIV/0! | #DIV/0! | #DIV/0! | #DIV/0! | #DIV/0! | #DIV/0! | #DIV/0! | #DIV/0! | #DIV/0! | #DIV/0! | #DIV/0! |  |  |  | 128.9 | #DIV/0! | #DIV/0! | #DIV/0! | #DIV/0! | #DIV/0! | #DIV/0! | #DIV/0! | #DIV/0! | #DIV/0! | #DIV/0! | #DIV/0! | #DIV/0! | #DIV/0! |  |  |  | 128.9 | #DIV/0! | #DIV/0! | #DIV/0! | #DIV/0! | #DIV/0! | #DIV/0! | #DIV/0! | #DIV/0! | #DIV/0! | #DIV/0! | #DIV/0! | #DIV/0! | #DIV/0! |  |  |  | 128.9 | #DIV/0! | #DIV/0! | #DIV/0! | #DIV/0! | #DIV/0! | #DIV/0! | #DIV/0! | #DIV/0! | #DIV/0! | #DIV/0! | #DIV/0! | #DIV/0! | #DIV/0! |  |  |  | 128.9 | #DIV/0! | #DIV/0! | #DIV/0! | #DIV/0! | #DIV/0! | #DIV/0! | #DIV/0! | #DIV/0! | #DIV/0! | #DIV/0! | #DIV/0! | #DIV/0! | #DIV/0! |  |  |  | 128.9 | #DIV/0! | #DIV/0! | #DIV/0! | #DIV/0! | #DIV/0! | #DIV/0! | #DIV/0! | #DIV/0! | #DIV/0! | #DIV/0! | #DIV/0! | #DIV/0! | #DIV/0! |  |  |  | 128.9 | #DIV/0! | #DIV/0! | #DIV/0! | #DIV/0! | #DIV/0! | #DIV/0! | #DIV/0! | #DIV/0! | #DIV/0! | #DIV/0! | #DIV/0! | #DIV/0! | #DIV/0!
[15 empty] | 129 | 70.9225 | -57.4319 | 4030.5803 | 3617.0688 | 4030.5803 | 3617.0688 | 28.3864 | 19.1056 | 1 | 1 | 4030.5803 | 3617.0688 |  |  |  |  | 129 | #DIV/0! | #DIV/0! | #DIV/0! | #DIV/0! | #DIV/0! | #DIV/0! | #DIV/0! | #DIV/0! | #DIV/0! | #DIV/0! | #DIV/0! | #DIV/0! | #DIV/0! |  |  |  | 129 | #DIV/0! | #DIV/0! | #DIV/0! | #DIV/0! | #DIV/0! | #DIV/0! | #DIV/0! | #DIV/0! | #DIV/0! | #DIV/0! | #DIV/0! | #DIV/0! | #DIV/0! |  |  |  | 129 | #DIV/0! | #DIV/0! | #DIV/0! | #DIV/0! | #DIV/0! | #DIV/0! | #DIV/0! | #DIV/0! | #DIV/0! | #DIV/0! | #DIV/0! | #DIV/0! | #DIV/0! |  |  |  | 129 | #DIV/0! | #DIV/0! | #DIV/0! | #DIV/0! | #DIV/0! | #DIV/0! | #DIV/0! | #DIV/0! | #DIV/0! | #DIV/0! | #DIV/0! | #DIV/0! | #DIV/0! |  |  |  | 129 | #DIV/0! | #DIV/0! | #DIV/0! | #DIV/0! | #DIV/0! | #DIV/0! | #DIV/0! | #DIV/0! | #DIV/0! | #DIV/0! | #DIV/0! | #DIV/0! | #DIV/0! |  |  |  | 129 | #DIV/0! | #DIV/0! | #DIV/0! | #DIV/0! | #DIV/0! | #DIV/0! | #DIV/0! | #DIV/0! | #DIV/0! | #DIV/0! | #DIV/0! | #DIV/0! | #DIV/0! |  |  |  | 129 | #DIV/0! | #DIV/0! | #DIV/0! | #DIV/0! | #DIV/0! | #DIV/0! | #DIV/0! | #DIV/0! | #DIV/0! | #DIV/0! | #DIV/0! | #DIV/0! | #DIV/0!
[15 empty] | 129.1 | 70.8222 | -57.5556 | 4031.7686 | 3616.1844 | 4031.7686 | 3616.1844 | 28.3546 | 19.0739 | 1 | 1 | 4031.7686 | 3616.1844 |  |  |  |  | 129.1 | #DIV/0! | #DIV/0! | #DIV/0! | #DIV/0! | #DIV/0! | #DIV/0! | #DIV/0! | #DIV/0! | #DIV/0! | #DIV/0! | #DIV/0! | #DIV/0! | #DIV/0! |  |  |  | 129.1 | #DIV/0! | #DIV/0! | #DIV/0! | #DIV/0! | #DIV/0! | #DIV/0! | #DIV/0! | #DIV/0! | #DIV/0! | #DIV/0! | #DIV/0! | #DIV/0! | #DIV/0! |  |  |  | 129.1 | #DIV/0! | #DIV/0! | #DIV/0! | #DIV/0! | #DIV/0! | #DIV/0! | #DIV/0! | #DIV/0! | #DIV/0! | #DIV/0! | #DIV/0! | #DIV/0! | #DIV/0! |  |  |  | 129.1 | #DIV/0! | #DIV/0! | #DIV/0! | #DIV/0! | #DIV/0! | #DIV/0! | #DIV/0! | #DIV/0! | #DIV/0! | #DIV/0! | #DIV/0! | #DIV/0! | #DIV/0! |  |  |  | 129.1 | #DIV/0! | #DIV/0! | #DIV/0! | #DIV/0! | #DIV/0! | #DIV/0! | #DIV/0! | #DIV/0! | #DIV/0! | #DIV/0! | #DIV/0! | #DIV/0! | #DIV/0! |  |  |  | 129.1 | #DIV/0! | #DIV/0! | #DIV/0! | #DIV/0! | #DIV/0! | #DIV/0! | #DIV/0! | #DIV/0! | #DIV/0! | #DIV/0! | #DIV/0! | #DIV/0! | #DIV/0! |  |  |  | 129.1 | #DIV/0! | #DIV/0! | #DIV/0! | #DIV/0! | #DIV/0! | #DIV/0! | #DIV/0! | #DIV/0! | #DIV/0! | #DIV/0! | #DIV/0! | #DIV/0! | #DIV/0!
[15 empty] | 129.2 | 70.7216 | -57.6792 | 4032.9555 | 3615.3015 | 4032.9555 | 3615.3015 | 28.3226 | 19.0422 | 1 | 1 | 4032.9555 | 3615.3015 |  |  |  |  | 129.2 | #DIV/0! | #DIV/0! | #DIV/0! | #DIV/0! | #DIV/0! | #DIV/0! | #DIV/0! | #DIV/0! | #DIV/0! | #DIV/0! | #DIV/0! | #DIV/0! | #DIV/0! |  |  |  | 129.2 | #DIV/0! | #DIV/0! | #DIV/0! | #DIV/0! | #DIV/0! | #DIV/0! | #DIV/0! | #DIV/0! | #DIV/0! | #DIV/0! | #DIV/0! | #DIV/0! | #DIV/0! |  |  |  | 129.2 | #DIV/0! | #DIV/0! | #DIV/0! | #DIV/0! | #DIV/0! | #DIV/0! | #DIV/0! | #DIV/0! | #DIV/0! | #DIV/0! | #DIV/0! | #DIV/0! | #DIV/0! |  |  |  | 129.2 | #DIV/0! | #DIV/0! | #DIV/0! | #DIV/0! | #DIV/0! | #DIV/0! | #DIV/0! | #DIV/0! | #DIV/0! | #DIV/0! | #DIV/0! | #DIV/0! | #DIV/0! |  |  |  | 129.2 | #DIV/0! | #DIV/0! | #DIV/0! | #DIV/0! | #DIV/0! | #DIV/0! | #DIV/0! | #DIV/0! | #DIV/0! | #DIV/0! | #DIV/0! | #DIV/0! | #DIV/0! |  |  |  | 129.2 | #DIV/0! | #DIV/0! | #DIV/0! | #DIV/0! | #DIV/0! | #DIV/0! | #DIV/0! | #DIV/0! | #DIV/0! | #DIV/0! | #DIV/0! | #DIV/0! | #DIV/0! |  |  |  | 129.2 | #DIV/0! | #DIV/0! | #DIV/0! | #DIV/0! | #DIV/0! | #DIV/0! | #DIV/0! | #DIV/0! | #DIV/0! | #DIV/0! | #DIV/0! | #DIV/0! | #DIV/0!
[15 empty] | 129.3 | 70.6209 | -57.8025 | 4034.1411 | 3614.4201 | 4034.1411 | 3614.4201 | 28.2906 | 19.0104 | 1 | 1 | 4034.1411 | 3614.4201 |  |  |  |  | 129.3 | #DIV/0! | #DIV/0! | #DIV/0! | #DIV/0! | #DIV/0! | #DIV/0! | #DIV/0! | #DIV/0! | #DIV/0! | #DIV/0! | #DIV/0! | #DIV/0! | #DIV/0! |  |  |  | 129.3 | #DIV/0! | #DIV/0! | #DIV/0! | #DIV/0! | #DIV/0! | #DIV/0! | #DIV/0! | #DIV/0! | #DIV/0! | #DIV/0! | #DIV/0! | #DIV/0! | #DIV/0! |  |  |  | 129.3 | #DIV/0! | #DIV/0! | #DIV/0! | #DIV/0! | #DIV/0! | #DIV/0! | #DIV/0! | #DIV/0! | #DIV/0! | #DIV/0! | #DIV/0! | #DIV/0! | #DIV/0! |  |  |  | 129.3 | #DIV/0! | #DIV/0! | #DIV/0! | #DIV/0! | #DIV/0! | #DIV/0! | #DIV/0! | #DIV/0! | #DIV/0! | #DIV/0! | #DIV/0! | #DIV/0! | #DIV/0! |  |  |  | 129.3 | #DIV/0! | #DIV/0! | #DIV/0! | #DIV/0! | #DIV/0! | #DIV/0! | #DIV/0! | #DIV/0! | #DIV/0! | #DIV/0! | #DIV/0! | #DIV/0! | #DIV/0! |  |  |  | 129.3 | #DIV/0! | #DIV/0! | #DIV/0! | #DIV/0! | #DIV/0! | #DIV/0! | #DIV/0! | #DIV/0! | #DIV/0! | #DIV/0! | #DIV/0! | #DIV/0! | #DIV/0! |  |  |  | 129.3 | #DIV/0! | #DIV/0! | #DIV/0! | #DIV/0! | #DIV/0! | #DIV/0! | #DIV/0! | #DIV/0! | #DIV/0! | #DIV/0! | #DIV/0! | #DIV/0! | #DIV/0!
[15 empty] | 129.4 | 70.5199 | -57.9257 | 4035.3253 | 3613.5403 | 4035.3253 | 3613.5403 | 28.2584 | 18.9786 | 1 | 1 | 4035.3253 | 3613.5403 |  |  |  |  | 129.4 | #DIV/0! | #DIV/0! | #DIV/0! | #DIV/0! | #DIV/0! | #DIV/0! | #DIV/0! | #DIV/0! | #DIV/0! | #DIV/0! | #DIV/0! | #DIV/0! | #DIV/0! |  |  |  | 129.4 | #DIV/0! | #DIV/0! | #DIV/0! | #DIV/0! | #DIV/0! | #DIV/0! | #DIV/0! | #DIV/0! | #DIV/0! | #DIV/0! | #DIV/0! | #DIV/0! | #DIV/0! |  |  |  | 129.4 | #DIV/0! | #DIV/0! | #DIV/0! | #DIV/0! | #DIV/0! | #DIV/0! | #DIV/0! | #DIV/0! | #DIV/0! | #DIV/0! | #DIV/0! | #DIV/0! | #DIV/0! |  |  |  | 129.4 | #DIV/0! | #DIV/0! | #DIV/0! | #DIV/0! | #DIV/0! | #DIV/0! | #DIV/0! | #DIV/0! | #DIV/0! | #DIV/0! | #DIV/0! | #DIV/0! | #DIV/0! |  |  |  | 129.4 | #DIV/0! | #DIV/0! | #DIV/0! | #DIV/0! | #DIV/0! | #DIV/0! | #DIV/0! | #DIV/0! | #DIV/0! | #DIV/0! | #DIV/0! | #DIV/0! | #DIV/0! |  |  |  | 129.4 | #DIV/0! | #DIV/0! | #DIV/0! | #DIV/0! | #DIV/0! | #DIV/0! | #DIV/0! | #DIV/0! | #DIV/0! | #DIV/0! | #DIV/0! | #DIV/0! | #DIV/0! |  |  |  | 129.4 | #DIV/0! | #DIV/0! | #DIV/0! | #DIV/0! | #DIV/0! | #DIV/0! | #DIV/0! | #DIV/0! | #DIV/0! | #DIV/0! | #DIV/0! | #DIV/0! | #DIV/0!
[15 empty] | 129.5 | 70.4187 | -58.0487 | 4036.5081 | 3612.6621 | 4036.5081 | 3612.6621 | 28.2261 | 18.9467 | 1 | 1 | 4036.5081 | 3612.6621 |  |  |  |  | 129.5 | #DIV/0! | #DIV/0! | #DIV/0! | #DIV/0! | #DIV/0! | #DIV/0! | #DIV/0! | #DIV/0! | #DIV/0! | #DIV/0! | #DIV/0! | #DIV/0! | #DIV/0! |  |  |  | 129.5 | #DIV/0! | #DIV/0! | #DIV/0! | #DIV/0! | #DIV/0! | #DIV/0! | #DIV/0! | #DIV/0! | #DIV/0! | #DIV/0! | #DIV/0! | #DIV/0! | #DIV/0! |  |  |  | 129.5 | #DIV/0! | #DIV/0! | #DIV/0! | #DIV/0! | #DIV/0! | #DIV/0! | #DIV/0! | #DIV/0! | #DIV/0! | #DIV/0! | #DIV/0! | #DIV/0! | #DIV/0! |  |  |  | 129.5 | #DIV/0! | #DIV/0! | #DIV/0! | #DIV/0! | #DIV/0! | #DIV/0! | #DIV/0! | #DIV/0! | #DIV/0! | #DIV/0! | #DIV/0! | #DIV/0! | #DIV/0! |  |  |  | 129.5 | #DIV/0! | #DIV/0! | #DIV/0! | #DIV/0! | #DIV/0! | #DIV/0! | #DIV/0! | #DIV/0! | #DIV/0! | #DIV/0! | #DIV/0! | #DIV/0! | #DIV/0! |  |  |  | 129.5 | #DIV/0! | #DIV/0! | #DIV/0! | #DIV/0! | #DIV/0! | #DIV/0! | #DIV/0! | #DIV/0! | #DIV/0! | #DIV/0! | #DIV/0! | #DIV/0! | #DIV/0! |  |  |  | 129.5 | #DIV/0! | #DIV/0! | #DIV/0! | #DIV/0! | #DIV/0! | #DIV/0! | #DIV/0! | #DIV/0! | #DIV/0! | #DIV/0! | #DIV/0! | #DIV/0! | #DIV/0!
[15 empty] | 129.6 | 70.3172 | -58.1715 | 4037.6896 | 3611.7854 | 4037.6896 | 3611.7854 | 28.1937 | 18.9149 | 1 | 1 | 4037.6896 | 3611.7854 |  |  |  |  | 129.6 | #DIV/0! | #DIV/0! | #DIV/0! | #DIV/0! | #DIV/0! | #DIV/0! | #DIV/0! | #DIV/0! | #DIV/0! | #DIV/0! | #DIV/0! | #DIV/0! | #DIV/0! |  |  |  | 129.6 | #DIV/0! | #DIV/0! | #DIV/0! | #DIV/0! | #DIV/0! | #DIV/0! | #DIV/0! | #DIV/0! | #DIV/0! | #DIV/0! | #DIV/0! | #DIV/0! | #DIV/0! |  |  |  | 129.6 | #DIV/0! | #DIV/0! | #DIV/0! | #DIV/0! | #DIV/0! | #DIV/0! | #DIV/0! | #DIV/0! | #DIV/0! | #DIV/0! | #DIV/0! | #DIV/0! | #DIV/0! |  |  |  | 129.6 | #DIV/0! | #DIV/0! | #DIV/0! | #DIV/0! | #DIV/0! | #DIV/0! | #DIV/0! | #DIV/0! | #DIV/0! | #DIV/0! | #DIV/0! | #DIV/0! | #DIV/0! |  |  |  | 129.6 | #DIV/0! | #DIV/0! | #DIV/0! | #DIV/0! | #DIV/0! | #DIV/0! | #DIV/0! | #DIV/0! | #DIV/0! | #DIV/0! | #DIV/0! | #DIV/0! | #DIV/0! |  |  |  | 129.6 | #DIV/0! | #DIV/0! | #DIV/0! | #DIV/0! | #DIV/0! | #DIV/0! | #DIV/0! | #DIV/0! | #DIV/0! | #DIV/0! | #DIV/0! | #DIV/0! | #DIV/0! |  |  |  | 129.6 | #DIV/0! | #DIV/0! | #DIV/0! | #DIV/0! | #DIV/0! | #DIV/0! | #DIV/0! | #DIV/0! | #DIV/0! | #DIV/0! | #DIV/0! | #DIV/0! | #DIV/0!
[15 empty] | 129.7 | 70.2156 | -58.2941 | 4038.8698 | 3610.9103 | 4038.8698 | 3610.9103 | 28.1612 | 18.8829 | 1 | 1 | 4038.8698 | 3610.9103 |  |  |  |  | 129.7 | #DIV/0! | #DIV/0! | #DIV/0! | #DIV/0! | #DIV/0! | #DIV/0! | #DIV/0! | #DIV/0! | #DIV/0! | #DIV/0! | #DIV/0! | #DIV/0! | #DIV/0! |  |  |  | 129.7 | #DIV/0! | #DIV/0! | #DIV/0! | #DIV/0! | #DIV/0! | #DIV/0! | #DIV/0! | #DIV/0! | #DIV/0! | #DIV/0! | #DIV/0! | #DIV/0! | #DIV/0! |  |  |  | 129.7 | #DIV/0! | #DIV/0! | #DIV/0! | #DIV/0! | #DIV/0! | #DIV/0! | #DIV/0! | #DIV/0! | #DIV/0! | #DIV/0! | #DIV/0! | #DIV/0! | #DIV/0! |  |  |  | 129.7 | #DIV/0! | #DIV/0! | #DIV/0! | #DIV/0! | #DIV/0! | #DIV/0! | #DIV/0! | #DIV/0! | #DIV/0! | #DIV/0! | #DIV/0! | #DIV/0! | #DIV/0! |  |  |  | 129.7 | #DIV/0! | #DIV/0! | #DIV/0! | #DIV/0! | #DIV/0! | #DIV/0! | #DIV/0! | #DIV/0! | #DIV/0! | #DIV/0! | #DIV/0! | #DIV/0! | #DIV/0! |  |  |  | 129.7 | #DIV/0! | #DIV/0! | #DIV/0! | #DIV/0! | #DIV/0! | #DIV/0! | #DIV/0! | #DIV/0! | #DIV/0! | #DIV/0! | #DIV/0! | #DIV/0! | #DIV/0! |  |  |  | 129.7 | #DIV/0! | #DIV/0! | #DIV/0! | #DIV/0! | #DIV/0! | #DIV/0! | #DIV/0! | #DIV/0! | #DIV/0! | #DIV/0! | #DIV/0! | #DIV/0! | #DIV/0!
[15 empty] | 129.8 | 70.1138 | -58.4166 | 4040.0485 | 3610.0367 | 4040.0485 | 3610.0367 | 28.1286 | 18.851 | 1 | 1 | 4040.0485 | 3610.0367 |  |  |  |  | 129.8 | #DIV/0! | #DIV/0! | #DIV/0! | #DIV/0! | #DIV/0! | #DIV/0! | #DIV/0! | #DIV/0! | #DIV/0! | #DIV/0! | #DIV/0! | #DIV/0! | #DIV/0! |  |  |  | 129.8 | #DIV/0! | #DIV/0! | #DIV/0! | #DIV/0! | #DIV/0! | #DIV/0! | #DIV/0! | #DIV/0! | #DIV/0! | #DIV/0! | #DIV/0! | #DIV/0! | #DIV/0! |  |  |  | 129.8 | #DIV/0! | #DIV/0! | #DIV/0! | #DIV/0! | #DIV/0! | #DIV/0! | #DIV/0! | #DIV/0! | #DIV/0! | #DIV/0! | #DIV/0! | #DIV/0! | #DIV/0! |  |  |  | 129.8 | #DIV/0! | #DIV/0! | #DIV/0! | #DIV/0! | #DIV/0! | #DIV/0! | #DIV/0! | #DIV/0! | #DIV/0! | #DIV/0! | #DIV/0! | #DIV/0! | #DIV/0! |  |  |  | 129.8 | #DIV/0! | #DIV/0! | #DIV/0! | #DIV/0! | #DIV/0! | #DIV/0! | #DIV/0! | #DIV/0! | #DIV/0! | #DIV/0! | #DIV/0! | #DIV/0! | #DIV/0! |  |  |  | 129.8 | #DIV/0! | #DIV/0! | #DIV/0! | #DIV/0! | #DIV/0! | #DIV/0! | #DIV/0! | #DIV/0! | #DIV/0! | #DIV/0! | #DIV/0! | #DIV/0! | #DIV/0! |  |  |  | 129.8 | #DIV/0! | #DIV/0! | #DIV/0! | #DIV/0! | #DIV/0! | #DIV/0! | #DIV/0! | #DIV/0! | #DIV/0! | #DIV/0! | #DIV/0! | #DIV/0! | #DIV/0!
[15 empty] | 129.9 | 70.0117 | -58.5389 | 4041.2259 | 3609.1647 | 4041.2259 | 3609.1647 | 28.0958 | 18.819 | 1 | 1 | 4041.2259 | 3609.1647 |  |  |  |  | 129.9 | #DIV/0! | #DIV/0! | #DIV/0! | #DIV/0! | #DIV/0! | #DIV/0! | #DIV/0! | #DIV/0! | #DIV/0! | #DIV/0! | #DIV/0! | #DIV/0! | #DIV/0! |  |  |  | 129.9 | #DIV/0! | #DIV/0! | #DIV/0! | #DIV/0! | #DIV/0! | #DIV/0! | #DIV/0! | #DIV/0! | #DIV/0! | #DIV/0! | #DIV/0! | #DIV/0! | #DIV/0! |  |  |  | 129.9 | #DIV/0! | #DIV/0! | #DIV/0! | #DIV/0! | #DIV/0! | #DIV/0! | #DIV/0! | #DIV/0! | #DIV/0! | #DIV/0! | #DIV/0! | #DIV/0! | #DIV/0! |  |  |  | 129.9 | #DIV/0! | #DIV/0! | #DIV/0! | #DIV/0! | #DIV/0! | #DIV/0! | #DIV/0! | #DIV/0! | #DIV/0! | #DIV/0! | #DIV/0! | #DIV/0! | #DIV/0! |  |  |  | 129.9 | #DIV/0! | #DIV/0! | #DIV/0! | #DIV/0! | #DIV/0! | #DIV/0! | #DIV/0! | #DIV/0! | #DIV/0! | #DIV/0! | #DIV/0! | #DIV/0! | #DIV/0! |  |  |  | 129.9 | #DIV/0! | #DIV/0! | #DIV/0! | #DIV/0! | #DIV/0! | #DIV/0! | #DIV/0! | #DIV/0! | #DIV/0! | #DIV/0! | #DIV/0! | #DIV/0! | #DIV/0! |  |  |  | 129.9 | #DIV/0! | #DIV/0! | #DIV/0! | #DIV/0! | #DIV/0! | #DIV/0! | #DIV/0! | #DIV/0! | #DIV/0! | #DIV/0! | #DIV/0! | #DIV/0! | #DIV/0!
[15 empty] | 130 | 69.9094 | -58.661 | 4042.4019 | 3608.2942 | 4042.4019 | 3608.2942 | 28.0629 | 18.787 | 1 | 1 | 4042.4019 | 3608.2942 |  |  |  |  | 130 | #DIV/0! | #DIV/0! | #DIV/0! | #DIV/0! | #DIV/0! | #DIV/0! | #DIV/0! | #DIV/0! | #DIV/0! | #DIV/0! | #DIV/0! | #DIV/0! | #DIV/0! |  |  |  | 130 | #DIV/0! | #DIV/0! | #DIV/0! | #DIV/0! | #DIV/0! | #DIV/0! | #DIV/0! | #DIV/0! | #DIV/0! | #DIV/0! | #DIV/0! | #DIV/0! | #DIV/0! |  |  |  | 130 | #DIV/0! | #DIV/0! | #DIV/0! | #DIV/0! | #DIV/0! | #DIV/0! | #DIV/0! | #DIV/0! | #DIV/0! | #DIV/0! | #DIV/0! | #DIV/0! | #DIV/0! |  |  |  | 130 | #DIV/0! | #DIV/0! | #DIV/0! | #DIV/0! | #DIV/0! | #DIV/0! | #DIV/0! | #DIV/0! | #DIV/0! | #DIV/0! | #DIV/0! | #DIV/0! | #DIV/0! |  |  |  | 130 | #DIV/0! | #DIV/0! | #DIV/0! | #DIV/0! | #DIV/0! | #DIV/0! | #DIV/0! | #DIV/0! | #DIV/0! | #DIV/0! | #DIV/0! | #DIV/0! | #DIV/0! |  |  |  | 130 | #DIV/0! | #DIV/0! | #DIV/0! | #DIV/0! | #DIV/0! | #DIV/0! | #DIV/0! | #DIV/0! | #DIV/0! | #DIV/0! | #DIV/0! | #DIV/0! | #DIV/0! |  |  |  | 130 | #DIV/0! | #DIV/0! | #DIV/0! | #DIV/0! | #DIV/0! | #DIV/0! | #DIV/0! | #DIV/0! | #DIV/0! | #DIV/0! | #DIV/0! | #DIV/0! | #DIV/0!
[15 empty] | 130.1 | 69.8069 | -58.7829 | 4043.5764 | 3607.4253 | 4043.5764 | 3607.4253 | 28.0299 | 18.7549 | 1 | 1 | 4043.5764 | 3607.4253 |  |  |  |  | 130.1 | #DIV/0! | #DIV/0! | #DIV/0! | #DIV/0! | #DIV/0! | #DIV/0! | #DIV/0! | #DIV/0! | #DIV/0! | #DIV/0! | #DIV/0! | #DIV/0! | #DIV/0! |  |  |  | 130.1 | #DIV/0! | #DIV/0! | #DIV/0! | #DIV/0! | #DIV/0! | #DIV/0! | #DIV/0! | #DIV/0! | #DIV/0! | #DIV/0! | #DIV/0! | #DIV/0! | #DIV/0! |  |  |  | 130.1 | #DIV/0! | #DIV/0! | #DIV/0! | #DIV/0! | #DIV/0! | #DIV/0! | #DIV/0! | #DIV/0! | #DIV/0! | #DIV/0! | #DIV/0! | #DIV/0! | #DIV/0! |  |  |  | 130.1 | #DIV/0! | #DIV/0! | #DIV/0! | #DIV/0! | #DIV/0! | #DIV/0! | #DIV/0! | #DIV/0! | #DIV/0! | #DIV/0! | #DIV/0! | #DIV/0! | #DIV/0! |  |  |  | 130.1 | #DIV/0! | #DIV/0! | #DIV/0! | #DIV/0! | #DIV/0! | #DIV/0! | #DIV/0! | #DIV/0! | #DIV/0! | #DIV/0! | #DIV/0! | #DIV/0! | #DIV/0! |  |  |  | 130.1 | #DIV/0! | #DIV/0! | #DIV/0! | #DIV/0! | #DIV/0! | #DIV/0! | #DIV/0! | #DIV/0! | #DIV/0! | #DIV/0! | #DIV/0! | #DIV/0! | #DIV/0! |  |  |  | 130.1 | #DIV/0! | #DIV/0! | #DIV/0! | #DIV/0! | #DIV/0! | #DIV/0! | #DIV/0! | #DIV/0! | #DIV/0! | #DIV/0! | #DIV/0! | #DIV/0! | #DIV/0!
[15 empty] | 130.2 | 69.7042 | -58.9046 | 4044.7496 | 3606.558 | 4044.7496 | 3606.558 | 27.9968 | 18.7228 | 1 | 1 | 4044.7496 | 3606.558 |  |  |  |  | 130.2 | #DIV/0! | #DIV/0! | #DIV/0! | #DIV/0! | #DIV/0! | #DIV/0! | #DIV/0! | #DIV/0! | #DIV/0! | #DIV/0! | #DIV/0! | #DIV/0! | #DIV/0! |  |  |  | 130.2 | #DIV/0! | #DIV/0! | #DIV/0! | #DIV/0! | #DIV/0! | #DIV/0! | #DIV/0! | #DIV/0! | #DIV/0! | #DIV/0! | #DIV/0! | #DIV/0! | #DIV/0! |  |  |  | 130.2 | #DIV/0! | #DIV/0! | #DIV/0! | #DIV/0! | #DIV/0! | #DIV/0! | #DIV/0! | #DIV/0! | #DIV/0! | #DIV/0! | #DIV/0! | #DIV/0! | #DIV/0! |  |  |  | 130.2 | #DIV/0! | #DIV/0! | #DIV/0! | #DIV/0! | #DIV/0! | #DIV/0! | #DIV/0! | #DIV/0! | #DIV/0! | #DIV/0! | #DIV/0! | #DIV/0! | #DIV/0! |  |  |  | 130.2 | #DIV/0! | #DIV/0! | #DIV/0! | #DIV/0! | #DIV/0! | #DIV/0! | #DIV/0! | #DIV/0! | #DIV/0! | #DIV/0! | #DIV/0! | #DIV/0! | #DIV/0! |  |  |  | 130.2 | #DIV/0! | #DIV/0! | #DIV/0! | #DIV/0! | #DIV/0! | #DIV/0! | #DIV/0! | #DIV/0! | #DIV/0! | #DIV/0! | #DIV/0! | #DIV/0! | #DIV/0! |  |  |  | 130.2 | #DIV/0! | #DIV/0! | #DIV/0! | #DIV/0! | #DIV/0! | #DIV/0! | #DIV/0! | #DIV/0! | #DIV/0! | #DIV/0! | #DIV/0! | #DIV/0! | #DIV/0!
[15 empty] | 130.3 | 69.6013 | -59.0262 | 4045.9214 | 3605.6923 | 4045.9214 | 3605.6923 | 27.9636 | 18.6907 | 1 | 1 | 4045.9214 | 3605.6923 |  |  |  |  | 130.3 | #DIV/0! | #DIV/0! | #DIV/0! | #DIV/0! | #DIV/0! | #DIV/0! | #DIV/0! | #DIV/0! | #DIV/0! | #DIV/0! | #DIV/0! | #DIV/0! | #DIV/0! |  |  |  | 130.3 | #DIV/0! | #DIV/0! | #DIV/0! | #DIV/0! | #DIV/0! | #DIV/0! | #DIV/0! | #DIV/0! | #DIV/0! | #DIV/0! | #DIV/0! | #DIV/0! | #DIV/0! |  |  |  | 130.3 | #DIV/0! | #DIV/0! | #DIV/0! | #DIV/0! | #DIV/0! | #DIV/0! | #DIV/0! | #DIV/0! | #DIV/0! | #DIV/0! | #DIV/0! | #DIV/0! | #DIV/0! |  |  |  | 130.3 | #DIV/0! | #DIV/0! | #DIV/0! | #DIV/0! | #DIV/0! | #DIV/0! | #DIV/0! | #DIV/0! | #DIV/0! | #DIV/0! | #DIV/0! | #DIV/0! | #DIV/0! |  |  |  | 130.3 | #DIV/0! | #DIV/0! | #DIV/0! | #DIV/0! | #DIV/0! | #DIV/0! | #DIV/0! | #DIV/0! | #DIV/0! | #DIV/0! | #DIV/0! | #DIV/0! | #DIV/0! |  |  |  | 130.3 | #DIV/0! | #DIV/0! | #DIV/0! | #DIV/0! | #DIV/0! | #DIV/0! | #DIV/0! | #DIV/0! | #DIV/0! | #DIV/0! | #DIV/0! | #DIV/0! | #DIV/0! |  |  |  | 130.3 | #DIV/0! | #DIV/0! | #DIV/0! | #DIV/0! | #DIV/0! | #DIV/0! | #DIV/0! | #DIV/0! | #DIV/0! | #DIV/0! | #DIV/0! | #DIV/0! | #DIV/0!
[15 empty] | 130.4 | 69.4982 | -59.1476 | 4047.0918 | 3604.8281 | 4047.0918 | 3604.8281 | 27.9302 | 18.6585 | 1 | 1 | 4047.0918 | 3604.8281 |  |  |  |  | 130.4 | #DIV/0! | #DIV/0! | #DIV/0! | #DIV/0! | #DIV/0! | #DIV/0! | #DIV/0! | #DIV/0! | #DIV/0! | #DIV/0! | #DIV/0! | #DIV/0! | #DIV/0! |  |  |  | 130.4 | #DIV/0! | #DIV/0! | #DIV/0! | #DIV/0! | #DIV/0! | #DIV/0! | #DIV/0! | #DIV/0! | #DIV/0! | #DIV/0! | #DIV/0! | #DIV/0! | #DIV/0! |  |  |  | 130.4 | #DIV/0! | #DIV/0! | #DIV/0! | #DIV/0! | #DIV/0! | #DIV/0! | #DIV/0! | #DIV/0! | #DIV/0! | #DIV/0! | #DIV/0! | #DIV/0! | #DIV/0! |  |  |  | 130.4 | #DIV/0! | #DIV/0! | #DIV/0! | #DIV/0! | #DIV/0! | #DIV/0! | #DIV/0! | #DIV/0! | #DIV/0! | #DIV/0! | #DIV/0! | #DIV/0! | #DIV/0! |  |  |  | 130.4 | #DIV/0! | #DIV/0! | #DIV/0! | #DIV/0! | #DIV/0! | #DIV/0! | #DIV/0! | #DIV/0! | #DIV/0! | #DIV/0! | #DIV/0! | #DIV/0! | #DIV/0! |  |  |  | 130.4 | #DIV/0! | #DIV/0! | #DIV/0! | #DIV/0! | #DIV/0! | #DIV/0! | #DIV/0! | #DIV/0! | #DIV/0! | #DIV/0! | #DIV/0! | #DIV/0! | #DIV/0! |  |  |  | 130.4 | #DIV/0! | #DIV/0! | #DIV/0! | #DIV/0! | #DIV/0! | #DIV/0! | #DIV/0! | #DIV/0! | #DIV/0! | #DIV/0! | #DIV/0! | #DIV/0! | #DIV/0!
[15 empty] | 130.5 | 69.3948 | -59.2688 | 4048.2608 | 3603.9655 | 4048.2608 | 3603.9655 | 27.8968 | 18.6263 | 1 | 1 | 4048.2608 | 3603.9655 |  |  |  |  | 130.5 | #DIV/0! | #DIV/0! | #DIV/0! | #DIV/0! | #DIV/0! | #DIV/0! | #DIV/0! | #DIV/0! | #DIV/0! | #DIV/0! | #DIV/0! | #DIV/0! | #DIV/0! |  |  |  | 130.5 | #DIV/0! | #DIV/0! | #DIV/0! | #DIV/0! | #DIV/0! | #DIV/0! | #DIV/0! | #DIV/0! | #DIV/0! | #DIV/0! | #DIV/0! | #DIV/0! | #DIV/0! |  |  |  | 130.5 | #DIV/0! | #DIV/0! | #DIV/0! | #DIV/0! | #DIV/0! | #DIV/0! | #DIV/0! | #DIV/0! | #DIV/0! | #DIV/0! | #DIV/0! | #DIV/0! | #DIV/0! |  |  |  | 130.5 | #DIV/0! | #DIV/0! | #DIV/0! | #DIV/0! | #DIV/0! | #DIV/0! | #DIV/0! | #DIV/0! | #DIV/0! | #DIV/0! | #DIV/0! | #DIV/0! | #DIV/0! |  |  |  | 130.5 | #DIV/0! | #DIV/0! | #DIV/0! | #DIV/0! | #DIV/0! | #DIV/0! | #DIV/0! | #DIV/0! | #DIV/0! | #DIV/0! | #DIV/0! | #DIV/0! | #DIV/0! |  |  |  | 130.5 | #DIV/0! | #DIV/0! | #DIV/0! | #DIV/0! | #DIV/0! | #DIV/0! | #DIV/0! | #DIV/0! | #DIV/0! | #DIV/0! | #DIV/0! | #DIV/0! | #DIV/0! |  |  |  | 130.5 | #DIV/0! | #DIV/0! | #DIV/0! | #DIV/0! | #DIV/0! | #DIV/0! | #DIV/0! | #DIV/0! | #DIV/0! | #DIV/0! | #DIV/0! | #DIV/0! | #DIV/0!
[15 empty] | 130.6 | 69.2913 | -59.3898 | 4049.4284 | 3603.1044 | 4049.4284 | 3603.1044 | 27.8632 | 18.5941 | 1 | 1 | 4049.4284 | 3603.1044 |  |  |  |  | 130.6 | #DIV/0! | #DIV/0! | #DIV/0! | #DIV/0! | #DIV/0! | #DIV/0! | #DIV/0! | #DIV/0! | #DIV/0! | #DIV/0! | #DIV/0! | #DIV/0! | #DIV/0! |  |  |  | 130.6 | #DIV/0! | #DIV/0! | #DIV/0! | #DIV/0! | #DIV/0! | #DIV/0! | #DIV/0! | #DIV/0! | #DIV/0! | #DIV/0! | #DIV/0! | #DIV/0! | #DIV/0! |  |  |  | 130.6 | #DIV/0! | #DIV/0! | #DIV/0! | #DIV/0! | #DIV/0! | #DIV/0! | #DIV/0! | #DIV/0! | #DIV/0! | #DIV/0! | #DIV/0! | #DIV/0! | #DIV/0! |  |  |  | 130.6 | #DIV/0! | #DIV/0! | #DIV/0! | #DIV/0! | #DIV/0! | #DIV/0! | #DIV/0! | #DIV/0! | #DIV/0! | #DIV/0! | #DIV/0! | #DIV/0! | #DIV/0! |  |  |  | 130.6 | #DIV/0! | #DIV/0! | #DIV/0! | #DIV/0! | #DIV/0! | #DIV/0! | #DIV/0! | #DIV/0! | #DIV/0! | #DIV/0! | #DIV/0! | #DIV/0! | #DIV/0! |  |  |  | 130.6 | #DIV/0! | #DIV/0! | #DIV/0! | #DIV/0! | #DIV/0! | #DIV/0! | #DIV/0! | #DIV/0! | #DIV/0! | #DIV/0! | #DIV/0! | #DIV/0! | #DIV/0! |  |  |  | 130.6 | #DIV/0! | #DIV/0! | #DIV/0! | #DIV/0! | #DIV/0! | #DIV/0! | #DIV/0! | #DIV/0! | #DIV/0! | #DIV/0! | #DIV/0! | #DIV/0! | #DIV/0!
[15 empty] | 130.7 | 69.1875 | -59.5107 | 4050.5945 | 3602.2449 | 4050.5945 | 3602.2449 | 27.8294 | 18.5618 | 1 | 1 | 4050.5945 | 3602.2449 |  |  |  |  | 130.7 | #DIV/0! | #DIV/0! | #DIV/0! | #DIV/0! | #DIV/0! | #DIV/0! | #DIV/0! | #DIV/0! | #DIV/0! | #DIV/0! | #DIV/0! | #DIV/0! | #DIV/0! |  |  |  | 130.7 | #DIV/0! | #DIV/0! | #DIV/0! | #DIV/0! | #DIV/0! | #DIV/0! | #DIV/0! | #DIV/0! | #DIV/0! | #DIV/0! | #DIV/0! | #DIV/0! | #DIV/0! |  |  |  | 130.7 | #DIV/0! | #DIV/0! | #DIV/0! | #DIV/0! | #DIV/0! | #DIV/0! | #DIV/0! | #DIV/0! | #DIV/0! | #DIV/0! | #DIV/0! | #DIV/0! | #DIV/0! |  |  |  | 130.7 | #DIV/0! | #DIV/0! | #DIV/0! | #DIV/0! | #DIV/0! | #DIV/0! | #DIV/0! | #DIV/0! | #DIV/0! | #DIV/0! | #DIV/0! | #DIV/0! | #DIV/0! |  |  |  | 130.7 | #DIV/0! | #DIV/0! | #DIV/0! | #DIV/0! | #DIV/0! | #DIV/0! | #DIV/0! | #DIV/0! | #DIV/0! | #DIV/0! | #DIV/0! | #DIV/0! | #DIV/0! |  |  |  | 130.7 | #DIV/0! | #DIV/0! | #DIV/0! | #DIV/0! | #DIV/0! | #DIV/0! | #DIV/0! | #DIV/0! | #DIV/0! | #DIV/0! | #DIV/0! | #DIV/0! | #DIV/0! |  |  |  | 130.7 | #DIV/0! | #DIV/0! | #DIV/0! | #DIV/0! | #DIV/0! | #DIV/0! | #DIV/0! | #DIV/0! | #DIV/0! | #DIV/0! | #DIV/0! | #DIV/0! | #DIV/0!
[15 empty] | 130.8 | 69.0836 | -59.6313 | 4051.7592 | 3601.387 | 4051.7592 | 3601.387 | 27.7956 | 18.5295 | 1 | 1 | 4051.7592 | 3601.387 |  |  |  |  | 130.8 | #DIV/0! | #DIV/0! | #DIV/0! | #DIV/0! | #DIV/0! | #DIV/0! | #DIV/0! | #DIV/0! | #DIV/0! | #DIV/0! | #DIV/0! | #DIV/0! | #DIV/0! |  |  |  | 130.8 | #DIV/0! | #DIV/0! | #DIV/0! | #DIV/0! | #DIV/0! | #DIV/0! | #DIV/0! | #DIV/0! | #DIV/0! | #DIV/0! | #DIV/0! | #DIV/0! | #DIV/0! |  |  |  | 130.8 | #DIV/0! | #DIV/0! | #DIV/0! | #DIV/0! | #DIV/0! | #DIV/0! | #DIV/0! | #DIV/0! | #DIV/0! | #DIV/0! | #DIV/0! | #DIV/0! | #DIV/0! |  |  |  | 130.8 | #DIV/0! | #DIV/0! | #DIV/0! | #DIV/0! | #DIV/0! | #DIV/0! | #DIV/0! | #DIV/0! | #DIV/0! | #DIV/0! | #DIV/0! | #DIV/0! | #DIV/0! |  |  |  | 130.8 | #DIV/0! | #DIV/0! | #DIV/0! | #DIV/0! | #DIV/0! | #DIV/0! | #DIV/0! | #DIV/0! | #DIV/0! | #DIV/0! | #DIV/0! | #DIV/0! | #DIV/0! |  |  |  | 130.8 | #DIV/0! | #DIV/0! | #DIV/0! | #DIV/0! | #DIV/0! | #DIV/0! | #DIV/0! | #DIV/0! | #DIV/0! | #DIV/0! | #DIV/0! | #DIV/0! | #DIV/0! |  |  |  | 130.8 | #DIV/0! | #DIV/0! | #DIV/0! | #DIV/0! | #DIV/0! | #DIV/0! | #DIV/0! | #DIV/0! | #DIV/0! | #DIV/0! | #DIV/0! | #DIV/0! | #DIV/0!
[15 empty] | 130.9 | 68.9794 | -59.7518 | 4052.9225 | 3600.5307 | 4052.9225 | 3600.5307 | 27.7617 | 18.4972 | 1 | 1 | 4052.9225 | 3600.5307 |  |  |  |  | 130.9 | #DIV/0! | #DIV/0! | #DIV/0! | #DIV/0! | #DIV/0! | #DIV/0! | #DIV/0! | #DIV/0! | #DIV/0! | #DIV/0! | #DIV/0! | #DIV/0! | #DIV/0! |  |  |  | 130.9 | #DIV/0! | #DIV/0! | #DIV/0! | #DIV/0! | #DIV/0! | #DIV/0! | #DIV/0! | #DIV/0! | #DIV/0! | #DIV/0! | #DIV/0! | #DIV/0! | #DIV/0! |  |  |  | 130.9 | #DIV/0! | #DIV/0! | #DIV/0! | #DIV/0! | #DIV/0! | #DIV/0! | #DIV/0! | #DIV/0! | #DIV/0! | #DIV/0! | #DIV/0! | #DIV/0! | #DIV/0! |  |  |  | 130.9 | #DIV/0! | #DIV/0! | #DIV/0! | #DIV/0! | #DIV/0! | #DIV/0! | #DIV/0! | #DIV/0! | #DIV/0! | #DIV/0! | #DIV/0! | #DIV/0! | #DIV/0! |  |  |  | 130.9 | #DIV/0! | #DIV/0! | #DIV/0! | #DIV/0! | #DIV/0! | #DIV/0! | #DIV/0! | #DIV/0! | #DIV/0! | #DIV/0! | #DIV/0! | #DIV/0! | #DIV/0! |  |  |  | 130.9 | #DIV/0! | #DIV/0! | #DIV/0! | #DIV/0! | #DIV/0! | #DIV/0! | #DIV/0! | #DIV/0! | #DIV/0! | #DIV/0! | #DIV/0! | #DIV/0! | #DIV/0! |  |  |  | 130.9 | #DIV/0! | #DIV/0! | #DIV/0! | #DIV/0! | #DIV/0! | #DIV/0! | #DIV/0! | #DIV/0! | #DIV/0! | #DIV/0! | #DIV/0! | #DIV/0! | #DIV/0!
[15 empty] | 131 | 68.875 | -59.8721 | 4054.0844 | 3599.6759 | 4054.0844 | 3599.6759 | 27.7276 | 18.4648 | 1 | 1 | 4054.0844 | 3599.6759 |  |  |  |  | 131 | #DIV/0! | #DIV/0! | #DIV/0! | #DIV/0! | #DIV/0! | #DIV/0! | #DIV/0! | #DIV/0! | #DIV/0! | #DIV/0! | #DIV/0! | #DIV/0! | #DIV/0! |  |  |  | 131 | #DIV/0! | #DIV/0! | #DIV/0! | #DIV/0! | #DIV/0! | #DIV/0! | #DIV/0! | #DIV/0! | #DIV/0! | #DIV/0! | #DIV/0! | #DIV/0! | #DIV/0! |  |  |  | 131 | #DIV/0! | #DIV/0! | #DIV/0! | #DIV/0! | #DIV/0! | #DIV/0! | #DIV/0! | #DIV/0! | #DIV/0! | #DIV/0! | #DIV/0! | #DIV/0! | #DIV/0! |  |  |  | 131 | #DIV/0! | #DIV/0! | #DIV/0! | #DIV/0! | #DIV/0! | #DIV/0! | #DIV/0! | #DIV/0! | #DIV/0! | #DIV/0! | #DIV/0! | #DIV/0! | #DIV/0! |  |  |  | 131 | #DIV/0! | #DIV/0! | #DIV/0! | #DIV/0! | #DIV/0! | #DIV/0! | #DIV/0! | #DIV/0! | #DIV/0! | #DIV/0! | #DIV/0! | #DIV/0! | #DIV/0! |  |  |  | 131 | #DIV/0! | #DIV/0! | #DIV/0! | #DIV/0! | #DIV/0! | #DIV/0! | #DIV/0! | #DIV/0! | #DIV/0! | #DIV/0! | #DIV/0! | #DIV/0! | #DIV/0! |  |  |  | 131 | #DIV/0! | #DIV/0! | #DIV/0! | #DIV/0! | #DIV/0! | #DIV/0! | #DIV/0! | #DIV/0! | #DIV/0! | #DIV/0! | #DIV/0! | #DIV/0! | #DIV/0!
[15 empty] | 131.1 | 68.7704 | -59.9922 | 4055.2448 | 3598.8228 | 4055.2448 | 3598.8228 | 27.6934 | 18.4324 | 1 | 1 | 4055.2448 | 3598.8228 |  |  |  |  | 131.1 | #DIV/0! | #DIV/0! | #DIV/0! | #DIV/0! | #DIV/0! | #DIV/0! | #DIV/0! | #DIV/0! | #DIV/0! | #DIV/0! | #DIV/0! | #DIV/0! | #DIV/0! |  |  |  | 131.1 | #DIV/0! | #DIV/0! | #DIV/0! | #DIV/0! | #DIV/0! | #DIV/0! | #DIV/0! | #DIV/0! | #DIV/0! | #DIV/0! | #DIV/0! | #DIV/0! | #DIV/0! |  |  |  | 131.1 | #DIV/0! | #DIV/0! | #DIV/0! | #DIV/0! | #DIV/0! | #DIV/0! | #DIV/0! | #DIV/0! | #DIV/0! | #DIV/0! | #DIV/0! | #DIV/0! | #DIV/0! |  |  |  | 131.1 | #DIV/0! | #DIV/0! | #DIV/0! | #DIV/0! | #DIV/0! | #DIV/0! | #DIV/0! | #DIV/0! | #DIV/0! | #DIV/0! | #DIV/0! | #DIV/0! | #DIV/0! |  |  |  | 131.1 | #DIV/0! | #DIV/0! | #DIV/0! | #DIV/0! | #DIV/0! | #DIV/0! | #DIV/0! | #DIV/0! | #DIV/0! | #DIV/0! | #DIV/0! | #DIV/0! | #DIV/0! |  |  |  | 131.1 | #DIV/0! | #DIV/0! | #DIV/0! | #DIV/0! | #DIV/0! | #DIV/0! | #DIV/0! | #DIV/0! | #DIV/0! | #DIV/0! | #DIV/0! | #DIV/0! | #DIV/0! |  |  |  | 131.1 | #DIV/0! | #DIV/0! | #DIV/0! | #DIV/0! | #DIV/0! | #DIV/0! | #DIV/0! | #DIV/0! | #DIV/0! | #DIV/0! | #DIV/0! | #DIV/0! | #DIV/0!
[15 empty] | 131.2 | 68.6656 | -60.1122 | 4056.4037 | 3597.9711 | 4056.4037 | 3597.9711 | 27.6591 | 18.3999 | 1 | 1 | 4056.4037 | 3597.9711 |  |  |  |  | 131.2 | #DIV/0! | #DIV/0! | #DIV/0! | #DIV/0! | #DIV/0! | #DIV/0! | #DIV/0! | #DIV/0! | #DIV/0! | #DIV/0! | #DIV/0! | #DIV/0! | #DIV/0! |  |  |  | 131.2 | #DIV/0! | #DIV/0! | #DIV/0! | #DIV/0! | #DIV/0! | #DIV/0! | #DIV/0! | #DIV/0! | #DIV/0! | #DIV/0! | #DIV/0! | #DIV/0! | #DIV/0! |  |  |  | 131.2 | #DIV/0! | #DIV/0! | #DIV/0! | #DIV/0! | #DIV/0! | #DIV/0! | #DIV/0! | #DIV/0! | #DIV/0! | #DIV/0! | #DIV/0! | #DIV/0! | #DIV/0! |  |  |  | 131.2 | #DIV/0! | #DIV/0! | #DIV/0! | #DIV/0! | #DIV/0! | #DIV/0! | #DIV/0! | #DIV/0! | #DIV/0! | #DIV/0! | #DIV/0! | #DIV/0! | #DIV/0! |  |  |  | 131.2 | #DIV/0! | #DIV/0! | #DIV/0! | #DIV/0! | #DIV/0! | #DIV/0! | #DIV/0! | #DIV/0! | #DIV/0! | #DIV/0! | #DIV/0! | #DIV/0! | #DIV/0! |  |  |  | 131.2 | #DIV/0! | #DIV/0! | #DIV/0! | #DIV/0! | #DIV/0! | #DIV/0! | #DIV/0! | #DIV/0! | #DIV/0! | #DIV/0! | #DIV/0! | #DIV/0! | #DIV/0! |  |  |  | 131.2 | #DIV/0! | #DIV/0! | #DIV/0! | #DIV/0! | #DIV/0! | #DIV/0! | #DIV/0! | #DIV/0! | #DIV/0! | #DIV/0! | #DIV/0! | #DIV/0! | #DIV/0!
[15 empty] | 131.3 | 68.5606 | -60.2319 | 4057.5612 | 3597.1211 | 4057.5612 | 3597.1211 | 27.6247 | 18.3674 | 1 | 1 | 4057.5612 | 3597.1211 |  |  |  |  | 131.3 | #DIV/0! | #DIV/0! | #DIV/0! | #DIV/0! | #DIV/0! | #DIV/0! | #DIV/0! | #DIV/0! | #DIV/0! | #DIV/0! | #DIV/0! | #DIV/0! | #DIV/0! |  |  |  | 131.3 | #DIV/0! | #DIV/0! | #DIV/0! | #DIV/0! | #DIV/0! | #DIV/0! | #DIV/0! | #DIV/0! | #DIV/0! | #DIV/0! | #DIV/0! | #DIV/0! | #DIV/0! |  |  |  | 131.3 | #DIV/0! | #DIV/0! | #DIV/0! | #DIV/0! | #DIV/0! | #DIV/0! | #DIV/0! | #DIV/0! | #DIV/0! | #DIV/0! | #DIV/0! | #DIV/0! | #DIV/0! |  |  |  | 131.3 | #DIV/0! | #DIV/0! | #DIV/0! | #DIV/0! | #DIV/0! | #DIV/0! | #DIV/0! | #DIV/0! | #DIV/0! | #DIV/0! | #DIV/0! | #DIV/0! | #DIV/0! |  |  |  | 131.3 | #DIV/0! | #DIV/0! | #DIV/0! | #DIV/0! | #DIV/0! | #DIV/0! | #DIV/0! | #DIV/0! | #DIV/0! | #DIV/0! | #DIV/0! | #DIV/0! | #DIV/0! |  |  |  | 131.3 | #DIV/0! | #DIV/0! | #DIV/0! | #DIV/0! | #DIV/0! | #DIV/0! | #DIV/0! | #DIV/0! | #DIV/0! | #DIV/0! | #DIV/0! | #DIV/0! | #DIV/0! |  |  |  | 131.3 | #DIV/0! | #DIV/0! | #DIV/0! | #DIV/0! | #DIV/0! | #DIV/0! | #DIV/0! | #DIV/0! | #DIV/0! | #DIV/0! | #DIV/0! | #DIV/0! | #DIV/0!
[15 empty] | 131.4 | 68.4553 | -60.3515 | 4058.7173 | 3596.2727 | 4058.7173 | 3596.2727 | 27.5901 | 18.3349 | 1 | 1 | 4058.7173 | 3596.2727 |  |  |  |  | 131.4 | #DIV/0! | #DIV/0! | #DIV/0! | #DIV/0! | #DIV/0! | #DIV/0! | #DIV/0! | #DIV/0! | #DIV/0! | #DIV/0! | #DIV/0! | #DIV/0! | #DIV/0! |  |  |  | 131.4 | #DIV/0! | #DIV/0! | #DIV/0! | #DIV/0! | #DIV/0! | #DIV/0! | #DIV/0! | #DIV/0! | #DIV/0! | #DIV/0! | #DIV/0! | #DIV/0! | #DIV/0! |  |  |  | 131.4 | #DIV/0! | #DIV/0! | #DIV/0! | #DIV/0! | #DIV/0! | #DIV/0! | #DIV/0! | #DIV/0! | #DIV/0! | #DIV/0! | #DIV/0! | #DIV/0! | #DIV/0! |  |  |  | 131.4 | #DIV/0! | #DIV/0! | #DIV/0! | #DIV/0! | #DIV/0! | #DIV/0! | #DIV/0! | #DIV/0! | #DIV/0! | #DIV/0! | #DIV/0! | #DIV/0! | #DIV/0! |  |  |  | 131.4 | #DIV/0! | #DIV/0! | #DIV/0! | #DIV/0! | #DIV/0! | #DIV/0! | #DIV/0! | #DIV/0! | #DIV/0! | #DIV/0! | #DIV/0! | #DIV/0! | #DIV/0! |  |  |  | 131.4 | #DIV/0! | #DIV/0! | #DIV/0! | #DIV/0! | #DIV/0! | #DIV/0! | #DIV/0! | #DIV/0! | #DIV/0! | #DIV/0! | #DIV/0! | #DIV/0! | #DIV/0! |  |  |  | 131.4 | #DIV/0! | #DIV/0! | #DIV/0! | #DIV/0! | #DIV/0! | #DIV/0! | #DIV/0! | #DIV/0! | #DIV/0! | #DIV/0! | #DIV/0! | #DIV/0! | #DIV/0!
[15 empty] | 131.5 | 68.3499 | -60.4709 | 4059.8719 | 3595.4258 | 4059.8719 | 3595.4258 | 27.5555 | 18.3024 | 1 | 1 | 4059.8719 | 3595.4258 |  |  |  |  | 131.5 | #DIV/0! | #DIV/0! | #DIV/0! | #DIV/0! | #DIV/0! | #DIV/0! | #DIV/0! | #DIV/0! | #DIV/0! | #DIV/0! | #DIV/0! | #DIV/0! | #DIV/0! |  |  |  | 131.5 | #DIV/0! | #DIV/0! | #DIV/0! | #DIV/0! | #DIV/0! | #DIV/0! | #DIV/0! | #DIV/0! | #DIV/0! | #DIV/0! | #DIV/0! | #DIV/0! | #DIV/0! |  |  |  | 131.5 | #DIV/0! | #DIV/0! | #DIV/0! | #DIV/0! | #DIV/0! | #DIV/0! | #DIV/0! | #DIV/0! | #DIV/0! | #DIV/0! | #DIV/0! | #DIV/0! | #DIV/0! |  |  |  | 131.5 | #DIV/0! | #DIV/0! | #DIV/0! | #DIV/0! | #DIV/0! | #DIV/0! | #DIV/0! | #DIV/0! | #DIV/0! | #DIV/0! | #DIV/0! | #DIV/0! | #DIV/0! |  |  |  | 131.5 | #DIV/0! | #DIV/0! | #DIV/0! | #DIV/0! | #DIV/0! | #DIV/0! | #DIV/0! | #DIV/0! | #DIV/0! | #DIV/0! | #DIV/0! | #DIV/0! | #DIV/0! |  |  |  | 131.5 | #DIV/0! | #DIV/0! | #DIV/0! | #DIV/0! | #DIV/0! | #DIV/0! | #DIV/0! | #DIV/0! | #DIV/0! | #DIV/0! | #DIV/0! | #DIV/0! | #DIV/0! |  |  |  | 131.5 | #DIV/0! | #DIV/0! | #DIV/0! | #DIV/0! | #DIV/0! | #DIV/0! | #DIV/0! | #DIV/0! | #DIV/0! | #DIV/0! | #DIV/0! | #DIV/0! | #DIV/0!
[15 empty] | 131.6 | 68.2442 | -60.5901 | 4061.025 | 3594.5805 | 4061.025 | 3594.5805 | 27.5207 | 18.2698 | 1 | 1 | 4061.025 | 3594.5805 |  |  |  |  | 131.6 | #DIV/0! | #DIV/0! | #DIV/0! | #DIV/0! | #DIV/0! | #DIV/0! | #DIV/0! | #DIV/0! | #DIV/0! | #DIV/0! | #DIV/0! | #DIV/0! | #DIV/0! |  |  |  | 131.6 | #DIV/0! | #DIV/0! | #DIV/0! | #DIV/0! | #DIV/0! | #DIV/0! | #DIV/0! | #DIV/0! | #DIV/0! | #DIV/0! | #DIV/0! | #DIV/0! | #DIV/0! |  |  |  | 131.6 | #DIV/0! | #DIV/0! | #DIV/0! | #DIV/0! | #DIV/0! | #DIV/0! | #DIV/0! | #DIV/0! | #DIV/0! | #DIV/0! | #DIV/0! | #DIV/0! | #DIV/0! |  |  |  | 131.6 | #DIV/0! | #DIV/0! | #DIV/0! | #DIV/0! | #DIV/0! | #DIV/0! | #DIV/0! | #DIV/0! | #DIV/0! | #DIV/0! | #DIV/0! | #DIV/0! | #DIV/0! |  |  |  | 131.6 | #DIV/0! | #DIV/0! | #DIV/0! | #DIV/0! | #DIV/0! | #DIV/0! | #DIV/0! | #DIV/0! | #DIV/0! | #DIV/0! | #DIV/0! | #DIV/0! | #DIV/0! |  |  |  | 131.6 | #DIV/0! | #DIV/0! | #DIV/0! | #DIV/0! | #DIV/0! | #DIV/0! | #DIV/0! | #DIV/0! | #DIV/0! | #DIV/0! | #DIV/0! | #DIV/0! | #DIV/0! |  |  |  | 131.6 | #DIV/0! | #DIV/0! | #DIV/0! | #DIV/0! | #DIV/0! | #DIV/0! | #DIV/0! | #DIV/0! | #DIV/0! | #DIV/0! | #DIV/0! | #DIV/0! | #DIV/0!
[15 empty] | 131.7 | 68.1384 | -60.7091 | 4062.1767 | 3593.7368 | 4062.1767 | 3593.7368 | 27.4858 | 18.2372 | 1 | 1 | 4062.1767 | 3593.7368 |  |  |  |  | 131.7 | #DIV/0! | #DIV/0! | #DIV/0! | #DIV/0! | #DIV/0! | #DIV/0! | #DIV/0! | #DIV/0! | #DIV/0! | #DIV/0! | #DIV/0! | #DIV/0! | #DIV/0! |  |  |  | 131.7 | #DIV/0! | #DIV/0! | #DIV/0! | #DIV/0! | #DIV/0! | #DIV/0! | #DIV/0! | #DIV/0! | #DIV/0! | #DIV/0! | #DIV/0! | #DIV/0! | #DIV/0! |  |  |  | 131.7 | #DIV/0! | #DIV/0! | #DIV/0! | #DIV/0! | #DIV/0! | #DIV/0! | #DIV/0! | #DIV/0! | #DIV/0! | #DIV/0! | #DIV/0! | #DIV/0! | #DIV/0! |  |  |  | 131.7 | #DIV/0! | #DIV/0! | #DIV/0! | #DIV/0! | #DIV/0! | #DIV/0! | #DIV/0! | #DIV/0! | #DIV/0! | #DIV/0! | #DIV/0! | #DIV/0! | #DIV/0! |  |  |  | 131.7 | #DIV/0! | #DIV/0! | #DIV/0! | #DIV/0! | #DIV/0! | #DIV/0! | #DIV/0! | #DIV/0! | #DIV/0! | #DIV/0! | #DIV/0! | #DIV/0! | #DIV/0! |  |  |  | 131.7 | #DIV/0! | #DIV/0! | #DIV/0! | #DIV/0! | #DIV/0! | #DIV/0! | #DIV/0! | #DIV/0! | #DIV/0! | #DIV/0! | #DIV/0! | #DIV/0! | #DIV/0! |  |  |  | 131.7 | #DIV/0! | #DIV/0! | #DIV/0! | #DIV/0! | #DIV/0! | #DIV/0! | #DIV/0! | #DIV/0! | #DIV/0! | #DIV/0! | #DIV/0! | #DIV/0! | #DIV/0!
[15 empty] | 131.8 | 68.0323 | -60.8279 | 4063.3268 | 3592.8947 | 4063.3268 | 3592.8947 | 27.4508 | 18.2045 | 1 | 1 | 4063.3268 | 3592.8947 |  |  |  |  | 131.8 | #DIV/0! | #DIV/0! | #DIV/0! | #DIV/0! | #DIV/0! | #DIV/0! | #DIV/0! | #DIV/0! | #DIV/0! | #DIV/0! | #DIV/0! | #DIV/0! | #DIV/0! |  |  |  | 131.8 | #DIV/0! | #DIV/0! | #DIV/0! | #DIV/0! | #DIV/0! | #DIV/0! | #DIV/0! | #DIV/0! | #DIV/0! | #DIV/0! | #DIV/0! | #DIV/0! | #DIV/0! |  |  |  | 131.8 | #DIV/0! | #DIV/0! | #DIV/0! | #DIV/0! | #DIV/0! | #DIV/0! | #DIV/0! | #DIV/0! | #DIV/0! | #DIV/0! | #DIV/0! | #DIV/0! | #DIV/0! |  |  |  | 131.8 | #DIV/0! | #DIV/0! | #DIV/0! | #DIV/0! | #DIV/0! | #DIV/0! | #DIV/0! | #DIV/0! | #DIV/0! | #DIV/0! | #DIV/0! | #DIV/0! | #DIV/0! |  |  |  | 131.8 | #DIV/0! | #DIV/0! | #DIV/0! | #DIV/0! | #DIV/0! | #DIV/0! | #DIV/0! | #DIV/0! | #DIV/0! | #DIV/0! | #DIV/0! | #DIV/0! | #DIV/0! |  |  |  | 131.8 | #DIV/0! | #DIV/0! | #DIV/0! | #DIV/0! | #DIV/0! | #DIV/0! | #DIV/0! | #DIV/0! | #DIV/0! | #DIV/0! | #DIV/0! | #DIV/0! | #DIV/0! |  |  |  | 131.8 | #DIV/0! | #DIV/0! | #DIV/0! | #DIV/0! | #DIV/0! | #DIV/0! | #DIV/0! | #DIV/0! | #DIV/0! | #DIV/0! | #DIV/0! | #DIV/0! | #DIV/0!
[15 empty] | 131.9 | 67.9261 | -60.9466 | 4064.4755 | 3592.0542 | 4064.4755 | 3592.0542 | 27.4157 | 18.1718 | 1 | 1 | 4064.4755 | 3592.0542 |  |  |  |  | 131.9 | #DIV/0! | #DIV/0! | #DIV/0! | #DIV/0! | #DIV/0! | #DIV/0! | #DIV/0! | #DIV/0! | #DIV/0! | #DIV/0! | #DIV/0! | #DIV/0! | #DIV/0! |  |  |  | 131.9 | #DIV/0! | #DIV/0! | #DIV/0! | #DIV/0! | #DIV/0! | #DIV/0! | #DIV/0! | #DIV/0! | #DIV/0! | #DIV/0! | #DIV/0! | #DIV/0! | #DIV/0! |  |  |  | 131.9 | #DIV/0! | #DIV/0! | #DIV/0! | #DIV/0! | #DIV/0! | #DIV/0! | #DIV/0! | #DIV/0! | #DIV/0! | #DIV/0! | #DIV/0! | #DIV/0! | #DIV/0! |  |  |  | 131.9 | #DIV/0! | #DIV/0! | #DIV/0! | #DIV/0! | #DIV/0! | #DIV/0! | #DIV/0! | #DIV/0! | #DIV/0! | #DIV/0! | #DIV/0! | #DIV/0! | #DIV/0! |  |  |  | 131.9 | #DIV/0! | #DIV/0! | #DIV/0! | #DIV/0! | #DIV/0! | #DIV/0! | #DIV/0! | #DIV/0! | #DIV/0! | #DIV/0! | #DIV/0! | #DIV/0! | #DIV/0! |  |  |  | 131.9 | #DIV/0! | #DIV/0! | #DIV/0! | #DIV/0! | #DIV/0! | #DIV/0! | #DIV/0! | #DIV/0! | #DIV/0! | #DIV/0! | #DIV/0! | #DIV/0! | #DIV/0! |  |  |  | 131.9 | #DIV/0! | #DIV/0! | #DIV/0! | #DIV/0! | #DIV/0! | #DIV/0! | #DIV/0! | #DIV/0! | #DIV/0! | #DIV/0! | #DIV/0! | #DIV/0! | #DIV/0!
[15 empty] | 132 | 67.8196 | -61.065 | 4065.6227 | 3591.2153 | 4065.6227 | 3591.2153 | 27.3804 | 18.1391 | 1 | 1 | 4065.6227 | 3591.2153 |  |  |  |  | 132 | #DIV/0! | #DIV/0! | #DIV/0! | #DIV/0! | #DIV/0! | #DIV/0! | #DIV/0! | #DIV/0! | #DIV/0! | #DIV/0! | #DIV/0! | #DIV/0! | #DIV/0! |  |  |  | 132 | #DIV/0! | #DIV/0! | #DIV/0! | #DIV/0! | #DIV/0! | #DIV/0! | #DIV/0! | #DIV/0! | #DIV/0! | #DIV/0! | #DIV/0! | #DIV/0! | #DIV/0! |  |  |  | 132 | #DIV/0! | #DIV/0! | #DIV/0! | #DIV/0! | #DIV/0! | #DIV/0! | #DIV/0! | #DIV/0! | #DIV/0! | #DIV/0! | #DIV/0! | #DIV/0! | #DIV/0! |  |  |  | 132 | #DIV/0! | #DIV/0! | #DIV/0! | #DIV/0! | #DIV/0! | #DIV/0! | #DIV/0! | #DIV/0! | #DIV/0! | #DIV/0! | #DIV/0! | #DIV/0! | #DIV/0! |  |  |  | 132 | #DIV/0! | #DIV/0! | #DIV/0! | #DIV/0! | #DIV/0! | #DIV/0! | #DIV/0! | #DIV/0! | #DIV/0! | #DIV/0! | #DIV/0! | #DIV/0! | #DIV/0! |  |  |  | 132 | #DIV/0! | #DIV/0! | #DIV/0! | #DIV/0! | #DIV/0! | #DIV/0! | #DIV/0! | #DIV/0! | #DIV/0! | #DIV/0! | #DIV/0! | #DIV/0! | #DIV/0! |  |  |  | 132 | #DIV/0! | #DIV/0! | #DIV/0! | #DIV/0! | #DIV/0! | #DIV/0! | #DIV/0! | #DIV/0! | #DIV/0! | #DIV/0! | #DIV/0! | #DIV/0! | #DIV/0!
[15 empty] | 132.1 | 67.7129 | -61.1833 | 4066.7685 | 3590.3779 | 4066.7685 | 3590.3779 | 27.3451 | 18.1063 | 1 | 1 | 4066.7685 | 3590.3779 |  |  |  |  | 132.1 | #DIV/0! | #DIV/0! | #DIV/0! | #DIV/0! | #DIV/0! | #DIV/0! | #DIV/0! | #DIV/0! | #DIV/0! | #DIV/0! | #DIV/0! | #DIV/0! | #DIV/0! |  |  |  | 132.1 | #DIV/0! | #DIV/0! | #DIV/0! | #DIV/0! | #DIV/0! | #DIV/0! | #DIV/0! | #DIV/0! | #DIV/0! | #DIV/0! | #DIV/0! | #DIV/0! | #DIV/0! |  |  |  | 132.1 | #DIV/0! | #DIV/0! | #DIV/0! | #DIV/0! | #DIV/0! | #DIV/0! | #DIV/0! | #DIV/0! | #DIV/0! | #DIV/0! | #DIV/0! | #DIV/0! | #DIV/0! |  |  |  | 132.1 | #DIV/0! | #DIV/0! | #DIV/0! | #DIV/0! | #DIV/0! | #DIV/0! | #DIV/0! | #DIV/0! | #DIV/0! | #DIV/0! | #DIV/0! | #DIV/0! | #DIV/0! |  |  |  | 132.1 | #DIV/0! | #DIV/0! | #DIV/0! | #DIV/0! | #DIV/0! | #DIV/0! | #DIV/0! | #DIV/0! | #DIV/0! | #DIV/0! | #DIV/0! | #DIV/0! | #DIV/0! |  |  |  | 132.1 | #DIV/0! | #DIV/0! | #DIV/0! | #DIV/0! | #DIV/0! | #DIV/0! | #DIV/0! | #DIV/0! | #DIV/0! | #DIV/0! | #DIV/0! | #DIV/0! | #DIV/0! |  |  |  | 132.1 | #DIV/0! | #DIV/0! | #DIV/0! | #DIV/0! | #DIV/0! | #DIV/0! | #DIV/0! | #DIV/0! | #DIV/0! | #DIV/0! | #DIV/0! | #DIV/0! | #DIV/0!
[15 empty] | 132.2 | 67.606 | -61.3014 | 4067.9127 | 3589.5421 | 4067.9127 | 3589.5421 | 27.3096 | 18.0736 | 1 | 1 | 4067.9127 | 3589.5421 |  |  |  |  | 132.2 | #DIV/0! | #DIV/0! | #DIV/0! | #DIV/0! | #DIV/0! | #DIV/0! | #DIV/0! | #DIV/0! | #DIV/0! | #DIV/0! | #DIV/0! | #DIV/0! | #DIV/0! |  |  |  | 132.2 | #DIV/0! | #DIV/0! | #DIV/0! | #DIV/0! | #DIV/0! | #DIV/0! | #DIV/0! | #DIV/0! | #DIV/0! | #DIV/0! | #DIV/0! | #DIV/0! | #DIV/0! |  |  |  | 132.2 | #DIV/0! | #DIV/0! | #DIV/0! | #DIV/0! | #DIV/0! | #DIV/0! | #DIV/0! | #DIV/0! | #DIV/0! | #DIV/0! | #DIV/0! | #DIV/0! | #DIV/0! |  |  |  | 132.2 | #DIV/0! | #DIV/0! | #DIV/0! | #DIV/0! | #DIV/0! | #DIV/0! | #DIV/0! | #DIV/0! | #DIV/0! | #DIV/0! | #DIV/0! | #DIV/0! | #DIV/0! |  |  |  | 132.2 | #DIV/0! | #DIV/0! | #DIV/0! | #DIV/0! | #DIV/0! | #DIV/0! | #DIV/0! | #DIV/0! | #DIV/0! | #DIV/0! | #DIV/0! | #DIV/0! | #DIV/0! |  |  |  | 132.2 | #DIV/0! | #DIV/0! | #DIV/0! | #DIV/0! | #DIV/0! | #DIV/0! | #DIV/0! | #DIV/0! | #DIV/0! | #DIV/0! | #DIV/0! | #DIV/0! | #DIV/0! |  |  |  | 132.2 | #DIV/0! | #DIV/0! | #DIV/0! | #DIV/0! | #DIV/0! | #DIV/0! | #DIV/0! | #DIV/0! | #DIV/0! | #DIV/0! | #DIV/0! | #DIV/0! | #DIV/0!
[15 empty] | 132.3 | 67.4989 | -61.4193 | 4069.0554 | 3588.708 | 4069.0554 | 3588.708 | 27.274 | 18.0407 | 1 | 1 | 4069.0554 | 3588.708 |  |  |  |  | 132.3 | #DIV/0! | #DIV/0! | #DIV/0! | #DIV/0! | #DIV/0! | #DIV/0! | #DIV/0! | #DIV/0! | #DIV/0! | #DIV/0! | #DIV/0! | #DIV/0! | #DIV/0! |  |  |  | 132.3 | #DIV/0! | #DIV/0! | #DIV/0! | #DIV/0! | #DIV/0! | #DIV/0! | #DIV/0! | #DIV/0! | #DIV/0! | #DIV/0! | #DIV/0! | #DIV/0! | #DIV/0! |  |  |  | 132.3 | #DIV/0! | #DIV/0! | #DIV/0! | #DIV/0! | #DIV/0! | #DIV/0! | #DIV/0! | #DIV/0! | #DIV/0! | #DIV/0! | #DIV/0! | #DIV/0! | #DIV/0! |  |  |  | 132.3 | #DIV/0! | #DIV/0! | #DIV/0! | #DIV/0! | #DIV/0! | #DIV/0! | #DIV/0! | #DIV/0! | #DIV/0! | #DIV/0! | #DIV/0! | #DIV/0! | #DIV/0! |  |  |  | 132.3 | #DIV/0! | #DIV/0! | #DIV/0! | #DIV/0! | #DIV/0! | #DIV/0! | #DIV/0! | #DIV/0! | #DIV/0! | #DIV/0! | #DIV/0! | #DIV/0! | #DIV/0! |  |  |  | 132.3 | #DIV/0! | #DIV/0! | #DIV/0! | #DIV/0! | #DIV/0! | #DIV/0! | #DIV/0! | #DIV/0! | #DIV/0! | #DIV/0! | #DIV/0! | #DIV/0! | #DIV/0! |  |  |  | 132.3 | #DIV/0! | #DIV/0! | #DIV/0! | #DIV/0! | #DIV/0! | #DIV/0! | #DIV/0! | #DIV/0! | #DIV/0! | #DIV/0! | #DIV/0! | #DIV/0! | #DIV/0!
[15 empty] | 132.4 | 67.3916 | -61.537 | 4070.1966 | 3587.8754 | 4070.1966 | 3587.8754 | 27.2383 | 18.0079 | 1 | 1 | 4070.1966 | 3587.8754 |  |  |  |  | 132.4 | #DIV/0! | #DIV/0! | #DIV/0! | #DIV/0! | #DIV/0! | #DIV/0! | #DIV/0! | #DIV/0! | #DIV/0! | #DIV/0! | #DIV/0! | #DIV/0! | #DIV/0! |  |  |  | 132.4 | #DIV/0! | #DIV/0! | #DIV/0! | #DIV/0! | #DIV/0! | #DIV/0! | #DIV/0! | #DIV/0! | #DIV/0! | #DIV/0! | #DIV/0! | #DIV/0! | #DIV/0! |  |  |  | 132.4 | #DIV/0! | #DIV/0! | #DIV/0! | #DIV/0! | #DIV/0! | #DIV/0! | #DIV/0! | #DIV/0! | #DIV/0! | #DIV/0! | #DIV/0! | #DIV/0! | #DIV/0! |  |  |  | 132.4 | #DIV/0! | #DIV/0! | #DIV/0! | #DIV/0! | #DIV/0! | #DIV/0! | #DIV/0! | #DIV/0! | #DIV/0! | #DIV/0! | #DIV/0! | #DIV/0! | #DIV/0! |  |  |  | 132.4 | #DIV/0! | #DIV/0! | #DIV/0! | #DIV/0! | #DIV/0! | #DIV/0! | #DIV/0! | #DIV/0! | #DIV/0! | #DIV/0! | #DIV/0! | #DIV/0! | #DIV/0! |  |  |  | 132.4 | #DIV/0! | #DIV/0! | #DIV/0! | #DIV/0! | #DIV/0! | #DIV/0! | #DIV/0! | #DIV/0! | #DIV/0! | #DIV/0! | #DIV/0! | #DIV/0! | #DIV/0! |  |  |  | 132.4 | #DIV/0! | #DIV/0! | #DIV/0! | #DIV/0! | #DIV/0! | #DIV/0! | #DIV/0! | #DIV/0! | #DIV/0! | #DIV/0! | #DIV/0! | #DIV/0! | #DIV/0!
[15 empty] | 132.5 | 67.2841 | -61.6545 | 4071.3363 | 3587.0444 | 4071.3363 | 3587.0444 | 27.2024 | 17.975 | 1 | 1 | 4071.3363 | 3587.0444 |  |  |  |  | 132.5 | #DIV/0! | #DIV/0! | #DIV/0! | #DIV/0! | #DIV/0! | #DIV/0! | #DIV/0! | #DIV/0! | #DIV/0! | #DIV/0! | #DIV/0! | #DIV/0! | #DIV/0! |  |  |  | 132.5 | #DIV/0! | #DIV/0! | #DIV/0! | #DIV/0! | #DIV/0! | #DIV/0! | #DIV/0! | #DIV/0! | #DIV/0! | #DIV/0! | #DIV/0! | #DIV/0! | #DIV/0! |  |  |  | 132.5 | #DIV/0! | #DIV/0! | #DIV/0! | #DIV/0! | #DIV/0! | #DIV/0! | #DIV/0! | #DIV/0! | #DIV/0! | #DIV/0! | #DIV/0! | #DIV/0! | #DIV/0! |  |  |  | 132.5 | #DIV/0! | #DIV/0! | #DIV/0! | #DIV/0! | #DIV/0! | #DIV/0! | #DIV/0! | #DIV/0! | #DIV/0! | #DIV/0! | #DIV/0! | #DIV/0! | #DIV/0! |  |  |  | 132.5 | #DIV/0! | #DIV/0! | #DIV/0! | #DIV/0! | #DIV/0! | #DIV/0! | #DIV/0! | #DIV/0! | #DIV/0! | #DIV/0! | #DIV/0! | #DIV/0! | #DIV/0! |  |  |  | 132.5 | #DIV/0! | #DIV/0! | #DIV/0! | #DIV/0! | #DIV/0! | #DIV/0! | #DIV/0! | #DIV/0! | #DIV/0! | #DIV/0! | #DIV/0! | #DIV/0! | #DIV/0! |  |  |  | 132.5 | #DIV/0! | #DIV/0! | #DIV/0! | #DIV/0! | #DIV/0! | #DIV/0! | #DIV/0! | #DIV/0! | #DIV/0! | #DIV/0! | #DIV/0! | #DIV/0! | #DIV/0!
[15 empty] | 132.6 | 67.1764 | -61.7719 | 4072.4745 | 3586.215 | 4072.4745 | 3586.215 | 27.1665 | 17.9421 | 1 | 1 | 4072.4745 | 3586.215 |  |  |  |  | 132.6 | #DIV/0! | #DIV/0! | #DIV/0! | #DIV/0! | #DIV/0! | #DIV/0! | #DIV/0! | #DIV/0! | #DIV/0! | #DIV/0! | #DIV/0! | #DIV/0! | #DIV/0! |  |  |  | 132.6 | #DIV/0! | #DIV/0! | #DIV/0! | #DIV/0! | #DIV/0! | #DIV/0! | #DIV/0! | #DIV/0! | #DIV/0! | #DIV/0! | #DIV/0! | #DIV/0! | #DIV/0! |  |  |  | 132.6 | #DIV/0! | #DIV/0! | #DIV/0! | #DIV/0! | #DIV/0! | #DIV/0! | #DIV/0! | #DIV/0! | #DIV/0! | #DIV/0! | #DIV/0! | #DIV/0! | #DIV/0! |  |  |  | 132.6 | #DIV/0! | #DIV/0! | #DIV/0! | #DIV/0! | #DIV/0! | #DIV/0! | #DIV/0! | #DIV/0! | #DIV/0! | #DIV/0! | #DIV/0! | #DIV/0! | #DIV/0! |  |  |  | 132.6 | #DIV/0! | #DIV/0! | #DIV/0! | #DIV/0! | #DIV/0! | #DIV/0! | #DIV/0! | #DIV/0! | #DIV/0! | #DIV/0! | #DIV/0! | #DIV/0! | #DIV/0! |  |  |  | 132.6 | #DIV/0! | #DIV/0! | #DIV/0! | #DIV/0! | #DIV/0! | #DIV/0! | #DIV/0! | #DIV/0! | #DIV/0! | #DIV/0! | #DIV/0! | #DIV/0! | #DIV/0! |  |  |  | 132.6 | #DIV/0! | #DIV/0! | #DIV/0! | #DIV/0! | #DIV/0! | #DIV/0! | #DIV/0! | #DIV/0! | #DIV/0! | #DIV/0! | #DIV/0! | #DIV/0! | #DIV/0!
[15 empty] | 132.7 | 67.0685 | -61.889 | 4073.6112 | 3585.3872 | 4073.6112 | 3585.3872 | 27.1304 | 17.9091 | 1 | 1 | 4073.6112 | 3585.3872 |  |  |  |  | 132.7 | #DIV/0! | #DIV/0! | #DIV/0! | #DIV/0! | #DIV/0! | #DIV/0! | #DIV/0! | #DIV/0! | #DIV/0! | #DIV/0! | #DIV/0! | #DIV/0! | #DIV/0! |  |  |  | 132.7 | #DIV/0! | #DIV/0! | #DIV/0! | #DIV/0! | #DIV/0! | #DIV/0! | #DIV/0! | #DIV/0! | #DIV/0! | #DIV/0! | #DIV/0! | #DIV/0! | #DIV/0! |  |  |  | 132.7 | #DIV/0! | #DIV/0! | #DIV/0! | #DIV/0! | #DIV/0! | #DIV/0! | #DIV/0! | #DIV/0! | #DIV/0! | #DIV/0! | #DIV/0! | #DIV/0! | #DIV/0! |  |  |  | 132.7 | #DIV/0! | #DIV/0! | #DIV/0! | #DIV/0! | #DIV/0! | #DIV/0! | #DIV/0! | #DIV/0! | #DIV/0! | #DIV/0! | #DIV/0! | #DIV/0! | #DIV/0! |  |  |  | 132.7 | #DIV/0! | #DIV/0! | #DIV/0! | #DIV/0! | #DIV/0! | #DIV/0! | #DIV/0! | #DIV/0! | #DIV/0! | #DIV/0! | #DIV/0! | #DIV/0! | #DIV/0! |  |  |  | 132.7 | #DIV/0! | #DIV/0! | #DIV/0! | #DIV/0! | #DIV/0! | #DIV/0! | #DIV/0! | #DIV/0! | #DIV/0! | #DIV/0! | #DIV/0! | #DIV/0! | #DIV/0! |  |  |  | 132.7 | #DIV/0! | #DIV/0! | #DIV/0! | #DIV/0! | #DIV/0! | #DIV/0! | #DIV/0! | #DIV/0! | #DIV/0! | #DIV/0! | #DIV/0! | #DIV/0! | #DIV/0!
[15 empty] | 132.8 | 66.9604 | -62.006 | 4074.7463 | 3584.561 | 4074.7463 | 3584.561 | 27.0942 | 17.8761 | 1 | 1 | 4074.7463 | 3584.561 |  |  |  |  | 132.8 | #DIV/0! | #DIV/0! | #DIV/0! | #DIV/0! | #DIV/0! | #DIV/0! | #DIV/0! | #DIV/0! | #DIV/0! | #DIV/0! | #DIV/0! | #DIV/0! | #DIV/0! |  |  |  | 132.8 | #DIV/0! | #DIV/0! | #DIV/0! | #DIV/0! | #DIV/0! | #DIV/0! | #DIV/0! | #DIV/0! | #DIV/0! | #DIV/0! | #DIV/0! | #DIV/0! | #DIV/0! |  |  |  | 132.8 | #DIV/0! | #DIV/0! | #DIV/0! | #DIV/0! | #DIV/0! | #DIV/0! | #DIV/0! | #DIV/0! | #DIV/0! | #DIV/0! | #DIV/0! | #DIV/0! | #DIV/0! |  |  |  | 132.8 | #DIV/0! | #DIV/0! | #DIV/0! | #DIV/0! | #DIV/0! | #DIV/0! | #DIV/0! | #DIV/0! | #DIV/0! | #DIV/0! | #DIV/0! | #DIV/0! | #DIV/0! |  |  |  | 132.8 | #DIV/0! | #DIV/0! | #DIV/0! | #DIV/0! | #DIV/0! | #DIV/0! | #DIV/0! | #DIV/0! | #DIV/0! | #DIV/0! | #DIV/0! | #DIV/0! | #DIV/0! |  |  |  | 132.8 | #DIV/0! | #DIV/0! | #DIV/0! | #DIV/0! | #DIV/0! | #DIV/0! | #DIV/0! | #DIV/0! | #DIV/0! | #DIV/0! | #DIV/0! | #DIV/0! | #DIV/0! |  |  |  | 132.8 | #DIV/0! | #DIV/0! | #DIV/0! | #DIV/0! | #DIV/0! | #DIV/0! | #DIV/0! | #DIV/0! | #DIV/0! | #DIV/0! | #DIV/0! | #DIV/0! | #DIV/0!
[15 empty] | 132.9 | 66.8521 | -62.1228 | 4075.8799 | 3583.7364 | 4075.8799 | 3583.7364 | 27.0579 | 17.8431 | 1 | 1 | 4075.8799 | 3583.7364 |  |  |  |  | 132.9 | #DIV/0! | #DIV/0! | #DIV/0! | #DIV/0! | #DIV/0! | #DIV/0! | #DIV/0! | #DIV/0! | #DIV/0! | #DIV/0! | #DIV/0! | #DIV/0! | #DIV/0! |  |  |  | 132.9 | #DIV/0! | #DIV/0! | #DIV/0! | #DIV/0! | #DIV/0! | #DIV/0! | #DIV/0! | #DIV/0! | #DIV/0! | #DIV/0! | #DIV/0! | #DIV/0! | #DIV/0! |  |  |  | 132.9 | #DIV/0! | #DIV/0! | #DIV/0! | #DIV/0! | #DIV/0! | #DIV/0! | #DIV/0! | #DIV/0! | #DIV/0! | #DIV/0! | #DIV/0! | #DIV/0! | #DIV/0! |  |  |  | 132.9 | #DIV/0! | #DIV/0! | #DIV/0! | #DIV/0! | #DIV/0! | #DIV/0! | #DIV/0! | #DIV/0! | #DIV/0! | #DIV/0! | #DIV/0! | #DIV/0! | #DIV/0! |  |  |  | 132.9 | #DIV/0! | #DIV/0! | #DIV/0! | #DIV/0! | #DIV/0! | #DIV/0! | #DIV/0! | #DIV/0! | #DIV/0! | #DIV/0! | #DIV/0! | #DIV/0! | #DIV/0! |  |  |  | 132.9 | #DIV/0! | #DIV/0! | #DIV/0! | #DIV/0! | #DIV/0! | #DIV/0! | #DIV/0! | #DIV/0! | #DIV/0! | #DIV/0! | #DIV/0! | #DIV/0! | #DIV/0! |  |  |  | 132.9 | #DIV/0! | #DIV/0! | #DIV/0! | #DIV/0! | #DIV/0! | #DIV/0! | #DIV/0! | #DIV/0! | #DIV/0! | #DIV/0! | #DIV/0! | #DIV/0! | #DIV/0!
[15 empty] | 133 | 66.7435 | -62.2393 | 4077.012 | 3582.9135 | 4077.012 | 3582.9135 | 27.0215 | 17.81 | 1 | 1 | 4077.012 | 3582.9135 |  |  |  |  | 133 | #DIV/0! | #DIV/0! | #DIV/0! | #DIV/0! | #DIV/0! | #DIV/0! | #DIV/0! | #DIV/0! | #DIV/0! | #DIV/0! | #DIV/0! | #DIV/0! | #DIV/0! |  |  |  | 133 | #DIV/0! | #DIV/0! | #DIV/0! | #DIV/0! | #DIV/0! | #DIV/0! | #DIV/0! | #DIV/0! | #DIV/0! | #DIV/0! | #DIV/0! | #DIV/0! | #DIV/0! |  |  |  | 133 | #DIV/0! | #DIV/0! | #DIV/0! | #DIV/0! | #DIV/0! | #DIV/0! | #DIV/0! | #DIV/0! | #DIV/0! | #DIV/0! | #DIV/0! | #DIV/0! | #DIV/0! |  |  |  | 133 | #DIV/0! | #DIV/0! | #DIV/0! | #DIV/0! | #DIV/0! | #DIV/0! | #DIV/0! | #DIV/0! | #DIV/0! | #DIV/0! | #DIV/0! | #DIV/0! | #DIV/0! |  |  |  | 133 | #DIV/0! | #DIV/0! | #DIV/0! | #DIV/0! | #DIV/0! | #DIV/0! | #DIV/0! | #DIV/0! | #DIV/0! | #DIV/0! | #DIV/0! | #DIV/0! | #DIV/0! |  |  |  | 133 | #DIV/0! | #DIV/0! | #DIV/0! | #DIV/0! | #DIV/0! | #DIV/0! | #DIV/0! | #DIV/0! | #DIV/0! | #DIV/0! | #DIV/0! | #DIV/0! | #DIV/0! |  |  |  | 133 | #DIV/0! | #DIV/0! | #DIV/0! | #DIV/0! | #DIV/0! | #DIV/0! | #DIV/0! | #DIV/0! | #DIV/0! | #DIV/0! | #DIV/0! | #DIV/0! | #DIV/0!
[15 empty] | 133.1 | 66.6348 | -62.3557 | 4078.1425 | 3582.0921 | 4078.1425 | 3582.0921 | 26.9849 | 17.7769 | 1 | 1 | 4078.1425 | 3582.0921 |  |  |  |  | 133.1 | #DIV/0! | #DIV/0! | #DIV/0! | #DIV/0! | #DIV/0! | #DIV/0! | #DIV/0! | #DIV/0! | #DIV/0! | #DIV/0! | #DIV/0! | #DIV/0! | #DIV/0! |  |  |  | 133.1 | #DIV/0! | #DIV/0! | #DIV/0! | #DIV/0! | #DIV/0! | #DIV/0! | #DIV/0! | #DIV/0! | #DIV/0! | #DIV/0! | #DIV/0! | #DIV/0! | #DIV/0! |  |  |  | 133.1 | #DIV/0! | #DIV/0! | #DIV/0! | #DIV/0! | #DIV/0! | #DIV/0! | #DIV/0! | #DIV/0! | #DIV/0! | #DIV/0! | #DIV/0! | #DIV/0! | #DIV/0! |  |  |  | 133.1 | #DIV/0! | #DIV/0! | #DIV/0! | #DIV/0! | #DIV/0! | #DIV/0! | #DIV/0! | #DIV/0! | #DIV/0! | #DIV/0! | #DIV/0! | #DIV/0! | #DIV/0! |  |  |  | 133.1 | #DIV/0! | #DIV/0! | #DIV/0! | #DIV/0! | #DIV/0! | #DIV/0! | #DIV/0! | #DIV/0! | #DIV/0! | #DIV/0! | #DIV/0! | #DIV/0! | #DIV/0! |  |  |  | 133.1 | #DIV/0! | #DIV/0! | #DIV/0! | #DIV/0! | #DIV/0! | #DIV/0! | #DIV/0! | #DIV/0! | #DIV/0! | #DIV/0! | #DIV/0! | #DIV/0! | #DIV/0! |  |  |  | 133.1 | #DIV/0! | #DIV/0! | #DIV/0! | #DIV/0! | #DIV/0! | #DIV/0! | #DIV/0! | #DIV/0! | #DIV/0! | #DIV/0! | #DIV/0! | #DIV/0! | #DIV/0!
[15 empty] | 133.2 | 66.5259 | -62.4719 | 4079.2715 | 3581.2723 | 4079.2715 | 3581.2723 | 26.9483 | 17.7438 | 1 | 1 | 4079.2715 | 3581.2723 |  |  |  |  | 133.2 | #DIV/0! | #DIV/0! | #DIV/0! | #DIV/0! | #DIV/0! | #DIV/0! | #DIV/0! | #DIV/0! | #DIV/0! | #DIV/0! | #DIV/0! | #DIV/0! | #DIV/0! |  |  |  | 133.2 | #DIV/0! | #DIV/0! | #DIV/0! | #DIV/0! | #DIV/0! | #DIV/0! | #DIV/0! | #DIV/0! | #DIV/0! | #DIV/0! | #DIV/0! | #DIV/0! | #DIV/0! |  |  |  | 133.2 | #DIV/0! | #DIV/0! | #DIV/0! | #DIV/0! | #DIV/0! | #DIV/0! | #DIV/0! | #DIV/0! | #DIV/0! | #DIV/0! | #DIV/0! | #DIV/0! | #DIV/0! |  |  |  | 133.2 | #DIV/0! | #DIV/0! | #DIV/0! | #DIV/0! | #DIV/0! | #DIV/0! | #DIV/0! | #DIV/0! | #DIV/0! | #DIV/0! | #DIV/0! | #DIV/0! | #DIV/0! |  |  |  | 133.2 | #DIV/0! | #DIV/0! | #DIV/0! | #DIV/0! | #DIV/0! | #DIV/0! | #DIV/0! | #DIV/0! | #DIV/0! | #DIV/0! | #DIV/0! | #DIV/0! | #DIV/0! |  |  |  | 133.2 | #DIV/0! | #DIV/0! | #DIV/0! | #DIV/0! | #DIV/0! | #DIV/0! | #DIV/0! | #DIV/0! | #DIV/0! | #DIV/0! | #DIV/0! | #DIV/0! | #DIV/0! |  |  |  | 133.2 | #DIV/0! | #DIV/0! | #DIV/0! | #DIV/0! | #DIV/0! | #DIV/0! | #DIV/0! | #DIV/0! | #DIV/0! | #DIV/0! | #DIV/0! | #DIV/0! | #DIV/0!
[15 empty] | 133.3 | 66.4167 | -62.588 | 4080.3989 | 3580.4541 | 4080.3989 | 3580.4541 | 26.9115 | 17.7107 | 1 | 1 | 4080.3989 | 3580.4541 |  |  |  |  | 133.3 | #DIV/0! | #DIV/0! | #DIV/0! | #DIV/0! | #DIV/0! | #DIV/0! | #DIV/0! | #DIV/0! | #DIV/0! | #DIV/0! | #DIV/0! | #DIV/0! | #DIV/0! |  |  |  | 133.3 | #DIV/0! | #DIV/0! | #DIV/0! | #DIV/0! | #DIV/0! | #DIV/0! | #DIV/0! | #DIV/0! | #DIV/0! | #DIV/0! | #DIV/0! | #DIV/0! | #DIV/0! |  |  |  | 133.3 | #DIV/0! | #DIV/0! | #DIV/0! | #DIV/0! | #DIV/0! | #DIV/0! | #DIV/0! | #DIV/0! | #DIV/0! | #DIV/0! | #DIV/0! | #DIV/0! | #DIV/0! |  |  |  | 133.3 | #DIV/0! | #DIV/0! | #DIV/0! | #DIV/0! | #DIV/0! | #DIV/0! | #DIV/0! | #DIV/0! | #DIV/0! | #DIV/0! | #DIV/0! | #DIV/0! | #DIV/0! |  |  |  | 133.3 | #DIV/0! | #DIV/0! | #DIV/0! | #DIV/0! | #DIV/0! | #DIV/0! | #DIV/0! | #DIV/0! | #DIV/0! | #DIV/0! | #DIV/0! | #DIV/0! | #DIV/0! |  |  |  | 133.3 | #DIV/0! | #DIV/0! | #DIV/0! | #DIV/0! | #DIV/0! | #DIV/0! | #DIV/0! | #DIV/0! | #DIV/0! | #DIV/0! | #DIV/0! | #DIV/0! | #DIV/0! |  |  |  | 133.3 | #DIV/0! | #DIV/0! | #DIV/0! | #DIV/0! | #DIV/0! | #DIV/0! | #DIV/0! | #DIV/0! | #DIV/0! | #DIV/0! | #DIV/0! | #DIV/0! | #DIV/0!
[15 empty] | 133.4 | 66.3074 | -62.7038 | 4081.5248 | 3579.6375 | 4081.5248 | 3579.6375 | 26.8746 | 17.6775 | 1 | 1 | 4081.5248 | 3579.6375 |  |  |  |  | 133.4 | #DIV/0! | #DIV/0! | #DIV/0! | #DIV/0! | #DIV/0! | #DIV/0! | #DIV/0! | #DIV/0! | #DIV/0! | #DIV/0! | #DIV/0! | #DIV/0! | #DIV/0! |  |  |  | 133.4 | #DIV/0! | #DIV/0! | #DIV/0! | #DIV/0! | #DIV/0! | #DIV/0! | #DIV/0! | #DIV/0! | #DIV/0! | #DIV/0! | #DIV/0! | #DIV/0! | #DIV/0! |  |  |  | 133.4 | #DIV/0! | #DIV/0! | #DIV/0! | #DIV/0! | #DIV/0! | #DIV/0! | #DIV/0! | #DIV/0! | #DIV/0! | #DIV/0! | #DIV/0! | #DIV/0! | #DIV/0! |  |  |  | 133.4 | #DIV/0! | #DIV/0! | #DIV/0! | #DIV/0! | #DIV/0! | #DIV/0! | #DIV/0! | #DIV/0! | #DIV/0! | #DIV/0! | #DIV/0! | #DIV/0! | #DIV/0! |  |  |  | 133.4 | #DIV/0! | #DIV/0! | #DIV/0! | #DIV/0! | #DIV/0! | #DIV/0! | #DIV/0! | #DIV/0! | #DIV/0! | #DIV/0! | #DIV/0! | #DIV/0! | #DIV/0! |  |  |  | 133.4 | #DIV/0! | #DIV/0! | #DIV/0! | #DIV/0! | #DIV/0! | #DIV/0! | #DIV/0! | #DIV/0! | #DIV/0! | #DIV/0! | #DIV/0! | #DIV/0! | #DIV/0! |  |  |  | 133.4 | #DIV/0! | #DIV/0! | #DIV/0! | #DIV/0! | #DIV/0! | #DIV/0! | #DIV/0! | #DIV/0! | #DIV/0! | #DIV/0! | #DIV/0! | #DIV/0! | #DIV/0!
[15 empty] | 133.5 | 66.1979 | -62.8194 | 4082.6491 | 3578.8225 | 4082.6491 | 3578.8225 | 26.8376 | 17.6443 | 1 | 1 | 4082.6491 | 3578.8225 |  |  |  |  | 133.5 | #DIV/0! | #DIV/0! | #DIV/0! | #DIV/0! | #DIV/0! | #DIV/0! | #DIV/0! | #DIV/0! | #DIV/0! | #DIV/0! | #DIV/0! | #DIV/0! | #DIV/0! |  |  |  | 133.5 | #DIV/0! | #DIV/0! | #DIV/0! | #DIV/0! | #DIV/0! | #DIV/0! | #DIV/0! | #DIV/0! | #DIV/0! | #DIV/0! | #DIV/0! | #DIV/0! | #DIV/0! |  |  |  | 133.5 | #DIV/0! | #DIV/0! | #DIV/0! | #DIV/0! | #DIV/0! | #DIV/0! | #DIV/0! | #DIV/0! | #DIV/0! | #DIV/0! | #DIV/0! | #DIV/0! | #DIV/0! |  |  |  | 133.5 | #DIV/0! | #DIV/0! | #DIV/0! | #DIV/0! | #DIV/0! | #DIV/0! | #DIV/0! | #DIV/0! | #DIV/0! | #DIV/0! | #DIV/0! | #DIV/0! | #DIV/0! |  |  |  | 133.5 | #DIV/0! | #DIV/0! | #DIV/0! | #DIV/0! | #DIV/0! | #DIV/0! | #DIV/0! | #DIV/0! | #DIV/0! | #DIV/0! | #DIV/0! | #DIV/0! | #DIV/0! |  |  |  | 133.5 | #DIV/0! | #DIV/0! | #DIV/0! | #DIV/0! | #DIV/0! | #DIV/0! | #DIV/0! | #DIV/0! | #DIV/0! | #DIV/0! | #DIV/0! | #DIV/0! | #DIV/0! |  |  |  | 133.5 | #DIV/0! | #DIV/0! | #DIV/0! | #DIV/0! | #DIV/0! | #DIV/0! | #DIV/0! | #DIV/0! | #DIV/0! | #DIV/0! | #DIV/0! | #DIV/0! | #DIV/0!
[15 empty] | 133.6 | 66.0881 | -62.9349 | 4083.7719 | 3578.0091 | 4083.7719 | 3578.0091 | 26.8005 | 17.611 | 1 | 1 | 4083.7719 | 3578.0091 |  |  |  |  | 133.6 | #DIV/0! | #DIV/0! | #DIV/0! | #DIV/0! | #DIV/0! | #DIV/0! | #DIV/0! | #DIV/0! | #DIV/0! | #DIV/0! | #DIV/0! | #DIV/0! | #DIV/0! |  |  |  | 133.6 | #DIV/0! | #DIV/0! | #DIV/0! | #DIV/0! | #DIV/0! | #DIV/0! | #DIV/0! | #DIV/0! | #DIV/0! | #DIV/0! | #DIV/0! | #DIV/0! | #DIV/0! |  |  |  | 133.6 | #DIV/0! | #DIV/0! | #DIV/0! | #DIV/0! | #DIV/0! | #DIV/0! | #DIV/0! | #DIV/0! | #DIV/0! | #DIV/0! | #DIV/0! | #DIV/0! | #DIV/0! |  |  |  | 133.6 | #DIV/0! | #DIV/0! | #DIV/0! | #DIV/0! | #DIV/0! | #DIV/0! | #DIV/0! | #DIV/0! | #DIV/0! | #DIV/0! | #DIV/0! | #DIV/0! | #DIV/0! |  |  |  | 133.6 | #DIV/0! | #DIV/0! | #DIV/0! | #DIV/0! | #DIV/0! | #DIV/0! | #DIV/0! | #DIV/0! | #DIV/0! | #DIV/0! | #DIV/0! | #DIV/0! | #DIV/0! |  |  |  | 133.6 | #DIV/0! | #DIV/0! | #DIV/0! | #DIV/0! | #DIV/0! | #DIV/0! | #DIV/0! | #DIV/0! | #DIV/0! | #DIV/0! | #DIV/0! | #DIV/0! | #DIV/0! |  |  |  | 133.6 | #DIV/0! | #DIV/0! | #DIV/0! | #DIV/0! | #DIV/0! | #DIV/0! | #DIV/0! | #DIV/0! | #DIV/0! | #DIV/0! | #DIV/0! | #DIV/0! | #DIV/0!
[15 empty] | 133.7 | 65.9782 | -63.0501 | 4084.8931 | 3577.1974 | 4084.8931 | 3577.1974 | 26.7633 | 17.5777 | 1 | 1 | 4084.8931 | 3577.1974 |  |  |  |  | 133.7 | #DIV/0! | #DIV/0! | #DIV/0! | #DIV/0! | #DIV/0! | #DIV/0! | #DIV/0! | #DIV/0! | #DIV/0! | #DIV/0! | #DIV/0! | #DIV/0! | #DIV/0! |  |  |  | 133.7 | #DIV/0! | #DIV/0! | #DIV/0! | #DIV/0! | #DIV/0! | #DIV/0! | #DIV/0! | #DIV/0! | #DIV/0! | #DIV/0! | #DIV/0! | #DIV/0! | #DIV/0! |  |  |  | 133.7 | #DIV/0! | #DIV/0! | #DIV/0! | #DIV/0! | #DIV/0! | #DIV/0! | #DIV/0! | #DIV/0! | #DIV/0! | #DIV/0! | #DIV/0! | #DIV/0! | #DIV/0! |  |  |  | 133.7 | #DIV/0! | #DIV/0! | #DIV/0! | #DIV/0! | #DIV/0! | #DIV/0! | #DIV/0! | #DIV/0! | #DIV/0! | #DIV/0! | #DIV/0! | #DIV/0! | #DIV/0! |  |  |  | 133.7 | #DIV/0! | #DIV/0! | #DIV/0! | #DIV/0! | #DIV/0! | #DIV/0! | #DIV/0! | #DIV/0! | #DIV/0! | #DIV/0! | #DIV/0! | #DIV/0! | #DIV/0! |  |  |  | 133.7 | #DIV/0! | #DIV/0! | #DIV/0! | #DIV/0! | #DIV/0! | #DIV/0! | #DIV/0! | #DIV/0! | #DIV/0! | #DIV/0! | #DIV/0! | #DIV/0! | #DIV/0! |  |  |  | 133.7 | #DIV/0! | #DIV/0! | #DIV/0! | #DIV/0! | #DIV/0! | #DIV/0! | #DIV/0! | #DIV/0! | #DIV/0! | #DIV/0! | #DIV/0! | #DIV/0! | #DIV/0!
[15 empty] | 133.8 | 65.868 | -63.1652 | 4086.0127 | 3576.3872 | 4086.0127 | 3576.3872 | 26.7259 | 17.5444 | 1 | 1 | 4086.0127 | 3576.3872 |  |  |  |  | 133.8 | #DIV/0! | #DIV/0! | #DIV/0! | #DIV/0! | #DIV/0! | #DIV/0! | #DIV/0! | #DIV/0! | #DIV/0! | #DIV/0! | #DIV/0! | #DIV/0! | #DIV/0! |  |  |  | 133.8 | #DIV/0! | #DIV/0! | #DIV/0! | #DIV/0! | #DIV/0! | #DIV/0! | #DIV/0! | #DIV/0! | #DIV/0! | #DIV/0! | #DIV/0! | #DIV/0! | #DIV/0! |  |  |  | 133.8 | #DIV/0! | #DIV/0! | #DIV/0! | #DIV/0! | #DIV/0! | #DIV/0! | #DIV/0! | #DIV/0! | #DIV/0! | #DIV/0! | #DIV/0! | #DIV/0! | #DIV/0! |  |  |  | 133.8 | #DIV/0! | #DIV/0! | #DIV/0! | #DIV/0! | #DIV/0! | #DIV/0! | #DIV/0! | #DIV/0! | #DIV/0! | #DIV/0! | #DIV/0! | #DIV/0! | #DIV/0! |  |  |  | 133.8 | #DIV/0! | #DIV/0! | #DIV/0! | #DIV/0! | #DIV/0! | #DIV/0! | #DIV/0! | #DIV/0! | #DIV/0! | #DIV/0! | #DIV/0! | #DIV/0! | #DIV/0! |  |  |  | 133.8 | #DIV/0! | #DIV/0! | #DIV/0! | #DIV/0! | #DIV/0! | #DIV/0! | #DIV/0! | #DIV/0! | #DIV/0! | #DIV/0! | #DIV/0! | #DIV/0! | #DIV/0! |  |  |  | 133.8 | #DIV/0! | #DIV/0! | #DIV/0! | #DIV/0! | #DIV/0! | #DIV/0! | #DIV/0! | #DIV/0! | #DIV/0! | #DIV/0! | #DIV/0! | #DIV/0! | #DIV/0!
[15 empty] | 133.9 | 65.7577 | -63.28 | 4087.1307 | 3575.5787 | 4087.1307 | 3575.5787 | 26.6884 | 17.511 | 1 | 1 | 4087.1307 | 3575.5787 |  |  |  |  | 133.9 | #DIV/0! | #DIV/0! | #DIV/0! | #DIV/0! | #DIV/0! | #DIV/0! | #DIV/0! | #DIV/0! | #DIV/0! | #DIV/0! | #DIV/0! | #DIV/0! | #DIV/0! |  |  |  | 133.9 | #DIV/0! | #DIV/0! | #DIV/0! | #DIV/0! | #DIV/0! | #DIV/0! | #DIV/0! | #DIV/0! | #DIV/0! | #DIV/0! | #DIV/0! | #DIV/0! | #DIV/0! |  |  |  | 133.9 | #DIV/0! | #DIV/0! | #DIV/0! | #DIV/0! | #DIV/0! | #DIV/0! | #DIV/0! | #DIV/0! | #DIV/0! | #DIV/0! | #DIV/0! | #DIV/0! | #DIV/0! |  |  |  | 133.9 | #DIV/0! | #DIV/0! | #DIV/0! | #DIV/0! | #DIV/0! | #DIV/0! | #DIV/0! | #DIV/0! | #DIV/0! | #DIV/0! | #DIV/0! | #DIV/0! | #DIV/0! |  |  |  | 133.9 | #DIV/0! | #DIV/0! | #DIV/0! | #DIV/0! | #DIV/0! | #DIV/0! | #DIV/0! | #DIV/0! | #DIV/0! | #DIV/0! | #DIV/0! | #DIV/0! | #DIV/0! |  |  |  | 133.9 | #DIV/0! | #DIV/0! | #DIV/0! | #DIV/0! | #DIV/0! | #DIV/0! | #DIV/0! | #DIV/0! | #DIV/0! | #DIV/0! | #DIV/0! | #DIV/0! | #DIV/0! |  |  |  | 133.9 | #DIV/0! | #DIV/0! | #DIV/0! | #DIV/0! | #DIV/0! | #DIV/0! | #DIV/0! | #DIV/0! | #DIV/0! | #DIV/0! | #DIV/0! | #DIV/0! | #DIV/0!
[15 empty] | 134 | 65.6471 | -63.3947 | 4088.2471 | 3574.7717 | 4088.2471 | 3574.7717 | 26.6508 | 17.4777 | 1 | 1 | 4088.2471 | 3574.7717 |  |  |  |  | 134 | #DIV/0! | #DIV/0! | #DIV/0! | #DIV/0! | #DIV/0! | #DIV/0! | #DIV/0! | #DIV/0! | #DIV/0! | #DIV/0! | #DIV/0! | #DIV/0! | #DIV/0! |  |  |  | 134 | #DIV/0! | #DIV/0! | #DIV/0! | #DIV/0! | #DIV/0! | #DIV/0! | #DIV/0! | #DIV/0! | #DIV/0! | #DIV/0! | #DIV/0! | #DIV/0! | #DIV/0! |  |  |  | 134 | #DIV/0! | #DIV/0! | #DIV/0! | #DIV/0! | #DIV/0! | #DIV/0! | #DIV/0! | #DIV/0! | #DIV/0! | #DIV/0! | #DIV/0! | #DIV/0! | #DIV/0! |  |  |  | 134 | #DIV/0! | #DIV/0! | #DIV/0! | #DIV/0! | #DIV/0! | #DIV/0! | #DIV/0! | #DIV/0! | #DIV/0! | #DIV/0! | #DIV/0! | #DIV/0! | #DIV/0! |  |  |  | 134 | #DIV/0! | #DIV/0! | #DIV/0! | #DIV/0! | #DIV/0! | #DIV/0! | #DIV/0! | #DIV/0! | #DIV/0! | #DIV/0! | #DIV/0! | #DIV/0! | #DIV/0! |  |  |  | 134 | #DIV/0! | #DIV/0! | #DIV/0! | #DIV/0! | #DIV/0! | #DIV/0! | #DIV/0! | #DIV/0! | #DIV/0! | #DIV/0! | #DIV/0! | #DIV/0! | #DIV/0! |  |  |  | 134 | #DIV/0! | #DIV/0! | #DIV/0! | #DIV/0! | #DIV/0! | #DIV/0! | #DIV/0! | #DIV/0! | #DIV/0! | #DIV/0! | #DIV/0! | #DIV/0! | #DIV/0!
[15 empty] | 134.1 | 65.5364 | -63.5092 | 4089.362 | 3573.9664 | 4089.362 | 3573.9664 | 26.6131 | 17.4442 | 1 | 1 | 4089.362 | 3573.9664 |  |  |  |  | 134.1 | #DIV/0! | #DIV/0! | #DIV/0! | #DIV/0! | #DIV/0! | #DIV/0! | #DIV/0! | #DIV/0! | #DIV/0! | #DIV/0! | #DIV/0! | #DIV/0! | #DIV/0! |  |  |  | 134.1 | #DIV/0! | #DIV/0! | #DIV/0! | #DIV/0! | #DIV/0! | #DIV/0! | #DIV/0! | #DIV/0! | #DIV/0! | #DIV/0! | #DIV/0! | #DIV/0! | #DIV/0! |  |  |  | 134.1 | #DIV/0! | #DIV/0! | #DIV/0! | #DIV/0! | #DIV/0! | #DIV/0! | #DIV/0! | #DIV/0! | #DIV/0! | #DIV/0! | #DIV/0! | #DIV/0! | #DIV/0! |  |  |  | 134.1 | #DIV/0! | #DIV/0! | #DIV/0! | #DIV/0! | #DIV/0! | #DIV/0! | #DIV/0! | #DIV/0! | #DIV/0! | #DIV/0! | #DIV/0! | #DIV/0! | #DIV/0! |  |  |  | 134.1 | #DIV/0! | #DIV/0! | #DIV/0! | #DIV/0! | #DIV/0! | #DIV/0! | #DIV/0! | #DIV/0! | #DIV/0! | #DIV/0! | #DIV/0! | #DIV/0! | #DIV/0! |  |  |  | 134.1 | #DIV/0! | #DIV/0! | #DIV/0! | #DIV/0! | #DIV/0! | #DIV/0! | #DIV/0! | #DIV/0! | #DIV/0! | #DIV/0! | #DIV/0! | #DIV/0! | #DIV/0! |  |  |  | 134.1 | #DIV/0! | #DIV/0! | #DIV/0! | #DIV/0! | #DIV/0! | #DIV/0! | #DIV/0! | #DIV/0! | #DIV/0! | #DIV/0! | #DIV/0! | #DIV/0! | #DIV/0!
[15 empty] | 134.2 | 65.4254 | -63.6235 | 4090.4752 | 3573.1627 | 4090.4752 | 3573.1627 | 26.5753 | 17.4108 | 1 | 1 | 4090.4752 | 3573.1627 |  |  |  |  | 134.2 | #DIV/0! | #DIV/0! | #DIV/0! | #DIV/0! | #DIV/0! | #DIV/0! | #DIV/0! | #DIV/0! | #DIV/0! | #DIV/0! | #DIV/0! | #DIV/0! | #DIV/0! |  |  |  | 134.2 | #DIV/0! | #DIV/0! | #DIV/0! | #DIV/0! | #DIV/0! | #DIV/0! | #DIV/0! | #DIV/0! | #DIV/0! | #DIV/0! | #DIV/0! | #DIV/0! | #DIV/0! |  |  |  | 134.2 | #DIV/0! | #DIV/0! | #DIV/0! | #DIV/0! | #DIV/0! | #DIV/0! | #DIV/0! | #DIV/0! | #DIV/0! | #DIV/0! | #DIV/0! | #DIV/0! | #DIV/0! |  |  |  | 134.2 | #DIV/0! | #DIV/0! | #DIV/0! | #DIV/0! | #DIV/0! | #DIV/0! | #DIV/0! | #DIV/0! | #DIV/0! | #DIV/0! | #DIV/0! | #DIV/0! | #DIV/0! |  |  |  | 134.2 | #DIV/0! | #DIV/0! | #DIV/0! | #DIV/0! | #DIV/0! | #DIV/0! | #DIV/0! | #DIV/0! | #DIV/0! | #DIV/0! | #DIV/0! | #DIV/0! | #DIV/0! |  |  |  | 134.2 | #DIV/0! | #DIV/0! | #DIV/0! | #DIV/0! | #DIV/0! | #DIV/0! | #DIV/0! | #DIV/0! | #DIV/0! | #DIV/0! | #DIV/0! | #DIV/0! | #DIV/0! |  |  |  | 134.2 | #DIV/0! | #DIV/0! | #DIV/0! | #DIV/0! | #DIV/0! | #DIV/0! | #DIV/0! | #DIV/0! | #DIV/0! | #DIV/0! | #DIV/0! | #DIV/0! | #DIV/0!
[15 empty] | 134.3 | 65.3143 | -63.7376 | 4091.5869 | 3572.3606 | 4091.5869 | 3572.3606 | 26.5374 | 17.3773 | 1 | 1 | 4091.5869 | 3572.3606 |  |  |  |  | 134.3 | #DIV/0! | #DIV/0! | #DIV/0! | #DIV/0! | #DIV/0! | #DIV/0! | #DIV/0! | #DIV/0! | #DIV/0! | #DIV/0! | #DIV/0! | #DIV/0! | #DIV/0! |  |  |  | 134.3 | #DIV/0! | #DIV/0! | #DIV/0! | #DIV/0! | #DIV/0! | #DIV/0! | #DIV/0! | #DIV/0! | #DIV/0! | #DIV/0! | #DIV/0! | #DIV/0! | #DIV/0! |  |  |  | 134.3 | #DIV/0! | #DIV/0! | #DIV/0! | #DIV/0! | #DIV/0! | #DIV/0! | #DIV/0! | #DIV/0! | #DIV/0! | #DIV/0! | #DIV/0! | #DIV/0! | #DIV/0! |  |  |  | 134.3 | #DIV/0! | #DIV/0! | #DIV/0! | #DIV/0! | #DIV/0! | #DIV/0! | #DIV/0! | #DIV/0! | #DIV/0! | #DIV/0! | #DIV/0! | #DIV/0! | #DIV/0! |  |  |  | 134.3 | #DIV/0! | #DIV/0! | #DIV/0! | #DIV/0! | #DIV/0! | #DIV/0! | #DIV/0! | #DIV/0! | #DIV/0! | #DIV/0! | #DIV/0! | #DIV/0! | #DIV/0! |  |  |  | 134.3 | #DIV/0! | #DIV/0! | #DIV/0! | #DIV/0! | #DIV/0! | #DIV/0! | #DIV/0! | #DIV/0! | #DIV/0! | #DIV/0! | #DIV/0! | #DIV/0! | #DIV/0! |  |  |  | 134.3 | #DIV/0! | #DIV/0! | #DIV/0! | #DIV/0! | #DIV/0! | #DIV/0! | #DIV/0! | #DIV/0! | #DIV/0! | #DIV/0! | #DIV/0! | #DIV/0! | #DIV/0!
[15 empty] | 134.4 | 65.203 | -63.8515 | 4092.6969 | 3571.5601 | 4092.6969 | 3571.5601 | 26.4993 | 17.3438 | 1 | 1 | 4092.6969 | 3571.5601 |  |  |  |  | 134.4 | #DIV/0! | #DIV/0! | #DIV/0! | #DIV/0! | #DIV/0! | #DIV/0! | #DIV/0! | #DIV/0! | #DIV/0! | #DIV/0! | #DIV/0! | #DIV/0! | #DIV/0! |  |  |  | 134.4 | #DIV/0! | #DIV/0! | #DIV/0! | #DIV/0! | #DIV/0! | #DIV/0! | #DIV/0! | #DIV/0! | #DIV/0! | #DIV/0! | #DIV/0! | #DIV/0! | #DIV/0! |  |  |  | 134.4 | #DIV/0! | #DIV/0! | #DIV/0! | #DIV/0! | #DIV/0! | #DIV/0! | #DIV/0! | #DIV/0! | #DIV/0! | #DIV/0! | #DIV/0! | #DIV/0! | #DIV/0! |  |  |  | 134.4 | #DIV/0! | #DIV/0! | #DIV/0! | #DIV/0! | #DIV/0! | #DIV/0! | #DIV/0! | #DIV/0! | #DIV/0! | #DIV/0! | #DIV/0! | #DIV/0! | #DIV/0! |  |  |  | 134.4 | #DIV/0! | #DIV/0! | #DIV/0! | #DIV/0! | #DIV/0! | #DIV/0! | #DIV/0! | #DIV/0! | #DIV/0! | #DIV/0! | #DIV/0! | #DIV/0! | #DIV/0! |  |  |  | 134.4 | #DIV/0! | #DIV/0! | #DIV/0! | #DIV/0! | #DIV/0! | #DIV/0! | #DIV/0! | #DIV/0! | #DIV/0! | #DIV/0! | #DIV/0! | #DIV/0! | #DIV/0! |  |  |  | 134.4 | #DIV/0! | #DIV/0! | #DIV/0! | #DIV/0! | #DIV/0! | #DIV/0! | #DIV/0! | #DIV/0! | #DIV/0! | #DIV/0! | #DIV/0! | #DIV/0! | #DIV/0!
[15 empty] | 134.5 | 65.0914 | -63.9652 | 4093.8053 | 3570.7613 | 4093.8053 | 3570.7613 | 26.4612 | 17.3103 | 1 | 1 | 4093.8053 | 3570.7613 |  |  |  |  | 134.5 | #DIV/0! | #DIV/0! | #DIV/0! | #DIV/0! | #DIV/0! | #DIV/0! | #DIV/0! | #DIV/0! | #DIV/0! | #DIV/0! | #DIV/0! | #DIV/0! | #DIV/0! |  |  |  | 134.5 | #DIV/0! | #DIV/0! | #DIV/0! | #DIV/0! | #DIV/0! | #DIV/0! | #DIV/0! | #DIV/0! | #DIV/0! | #DIV/0! | #DIV/0! | #DIV/0! | #DIV/0! |  |  |  | 134.5 | #DIV/0! | #DIV/0! | #DIV/0! | #DIV/0! | #DIV/0! | #DIV/0! | #DIV/0! | #DIV/0! | #DIV/0! | #DIV/0! | #DIV/0! | #DIV/0! | #DIV/0! |  |  |  | 134.5 | #DIV/0! | #DIV/0! | #DIV/0! | #DIV/0! | #DIV/0! | #DIV/0! | #DIV/0! | #DIV/0! | #DIV/0! | #DIV/0! | #DIV/0! | #DIV/0! | #DIV/0! |  |  |  | 134.5 | #DIV/0! | #DIV/0! | #DIV/0! | #DIV/0! | #DIV/0! | #DIV/0! | #DIV/0! | #DIV/0! | #DIV/0! | #DIV/0! | #DIV/0! | #DIV/0! | #DIV/0! |  |  |  | 134.5 | #DIV/0! | #DIV/0! | #DIV/0! | #DIV/0! | #DIV/0! | #DIV/0! | #DIV/0! | #DIV/0! | #DIV/0! | #DIV/0! | #DIV/0! | #DIV/0! | #DIV/0! |  |  |  | 134.5 | #DIV/0! | #DIV/0! | #DIV/0! | #DIV/0! | #DIV/0! | #DIV/0! | #DIV/0! | #DIV/0! | #DIV/0! | #DIV/0! | #DIV/0! | #DIV/0! | #DIV/0!
[15 empty] | 134.6 | 64.9797 | -64.0787 | 4094.9122 | 3569.964 | 4094.9122 | 3569.964 | 26.4229 | 17.2767 | 1 | 1 | 4094.9122 | 3569.964 |  |  |  |  | 134.6 | #DIV/0! | #DIV/0! | #DIV/0! | #DIV/0! | #DIV/0! | #DIV/0! | #DIV/0! | #DIV/0! | #DIV/0! | #DIV/0! | #DIV/0! | #DIV/0! | #DIV/0! |  |  |  | 134.6 | #DIV/0! | #DIV/0! | #DIV/0! | #DIV/0! | #DIV/0! | #DIV/0! | #DIV/0! | #DIV/0! | #DIV/0! | #DIV/0! | #DIV/0! | #DIV/0! | #DIV/0! |  |  |  | 134.6 | #DIV/0! | #DIV/0! | #DIV/0! | #DIV/0! | #DIV/0! | #DIV/0! | #DIV/0! | #DIV/0! | #DIV/0! | #DIV/0! | #DIV/0! | #DIV/0! | #DIV/0! |  |  |  | 134.6 | #DIV/0! | #DIV/0! | #DIV/0! | #DIV/0! | #DIV/0! | #DIV/0! | #DIV/0! | #DIV/0! | #DIV/0! | #DIV/0! | #DIV/0! | #DIV/0! | #DIV/0! |  |  |  | 134.6 | #DIV/0! | #DIV/0! | #DIV/0! | #DIV/0! | #DIV/0! | #DIV/0! | #DIV/0! | #DIV/0! | #DIV/0! | #DIV/0! | #DIV/0! | #DIV/0! | #DIV/0! |  |  |  | 134.6 | #DIV/0! | #DIV/0! | #DIV/0! | #DIV/0! | #DIV/0! | #DIV/0! | #DIV/0! | #DIV/0! | #DIV/0! | #DIV/0! | #DIV/0! | #DIV/0! | #DIV/0! |  |  |  | 134.6 | #DIV/0! | #DIV/0! | #DIV/0! | #DIV/0! | #DIV/0! | #DIV/0! | #DIV/0! | #DIV/0! | #DIV/0! | #DIV/0! | #DIV/0! | #DIV/0! | #DIV/0!
[15 empty] | 134.7 | 64.8677 | -64.192 | 4096.0174 | 3569.1684 | 4096.0174 | 3569.1684 | 26.3845 | 17.2431 | 1 | 1 | 4096.0174 | 3569.1684 |  |  |  |  | 134.7 | #DIV/0! | #DIV/0! | #DIV/0! | #DIV/0! | #DIV/0! | #DIV/0! | #DIV/0! | #DIV/0! | #DIV/0! | #DIV/0! | #DIV/0! | #DIV/0! | #DIV/0! |  |  |  | 134.7 | #DIV/0! | #DIV/0! | #DIV/0! | #DIV/0! | #DIV/0! | #DIV/0! | #DIV/0! | #DIV/0! | #DIV/0! | #DIV/0! | #DIV/0! | #DIV/0! | #DIV/0! |  |  |  | 134.7 | #DIV/0! | #DIV/0! | #DIV/0! | #DIV/0! | #DIV/0! | #DIV/0! | #DIV/0! | #DIV/0! | #DIV/0! | #DIV/0! | #DIV/0! | #DIV/0! | #DIV/0! |  |  |  | 134.7 | #DIV/0! | #DIV/0! | #DIV/0! | #DIV/0! | #DIV/0! | #DIV/0! | #DIV/0! | #DIV/0! | #DIV/0! | #DIV/0! | #DIV/0! | #DIV/0! | #DIV/0! |  |  |  | 134.7 | #DIV/0! | #DIV/0! | #DIV/0! | #DIV/0! | #DIV/0! | #DIV/0! | #DIV/0! | #DIV/0! | #DIV/0! | #DIV/0! | #DIV/0! | #DIV/0! | #DIV/0! |  |  |  | 134.7 | #DIV/0! | #DIV/0! | #DIV/0! | #DIV/0! | #DIV/0! | #DIV/0! | #DIV/0! | #DIV/0! | #DIV/0! | #DIV/0! | #DIV/0! | #DIV/0! | #DIV/0! |  |  |  | 134.7 | #DIV/0! | #DIV/0! | #DIV/0! | #DIV/0! | #DIV/0! | #DIV/0! | #DIV/0! | #DIV/0! | #DIV/0! | #DIV/0! | #DIV/0! | #DIV/0! | #DIV/0!
[15 empty] | 134.8 | 64.7556 | -64.3051 | 4097.1209 | 3568.3744 | 4097.1209 | 3568.3744 | 26.346 | 17.2095 | 1 | 1 | 4097.1209 | 3568.3744 |  |  |  |  | 134.8 | #DIV/0! | #DIV/0! | #DIV/0! | #DIV/0! | #DIV/0! | #DIV/0! | #DIV/0! | #DIV/0! | #DIV/0! | #DIV/0! | #DIV/0! | #DIV/0! | #DIV/0! |  |  |  | 134.8 | #DIV/0! | #DIV/0! | #DIV/0! | #DIV/0! | #DIV/0! | #DIV/0! | #DIV/0! | #DIV/0! | #DIV/0! | #DIV/0! | #DIV/0! | #DIV/0! | #DIV/0! |  |  |  | 134.8 | #DIV/0! | #DIV/0! | #DIV/0! | #DIV/0! | #DIV/0! | #DIV/0! | #DIV/0! | #DIV/0! | #DIV/0! | #DIV/0! | #DIV/0! | #DIV/0! | #DIV/0! |  |  |  | 134.8 | #DIV/0! | #DIV/0! | #DIV/0! | #DIV/0! | #DIV/0! | #DIV/0! | #DIV/0! | #DIV/0! | #DIV/0! | #DIV/0! | #DIV/0! | #DIV/0! | #DIV/0! |  |  |  | 134.8 | #DIV/0! | #DIV/0! | #DIV/0! | #DIV/0! | #DIV/0! | #DIV/0! | #DIV/0! | #DIV/0! | #DIV/0! | #DIV/0! | #DIV/0! | #DIV/0! | #DIV/0! |  |  |  | 134.8 | #DIV/0! | #DIV/0! | #DIV/0! | #DIV/0! | #DIV/0! | #DIV/0! | #DIV/0! | #DIV/0! | #DIV/0! | #DIV/0! | #DIV/0! | #DIV/0! | #DIV/0! |  |  |  | 134.8 | #DIV/0! | #DIV/0! | #DIV/0! | #DIV/0! | #DIV/0! | #DIV/0! | #DIV/0! | #DIV/0! | #DIV/0! | #DIV/0! | #DIV/0! | #DIV/0! | #DIV/0!
[15 empty] | 134.9 | 64.6433 | -64.418 | 4098.2229 | 3567.582 | 4098.2229 | 3567.582 | 26.3073 | 17.1758 | 1 | 1 | 4098.2229 | 3567.582 |  |  |  |  | 134.9 | #DIV/0! | #DIV/0! | #DIV/0! | #DIV/0! | #DIV/0! | #DIV/0! | #DIV/0! | #DIV/0! | #DIV/0! | #DIV/0! | #DIV/0! | #DIV/0! | #DIV/0! |  |  |  | 134.9 | #DIV/0! | #DIV/0! | #DIV/0! | #DIV/0! | #DIV/0! | #DIV/0! | #DIV/0! | #DIV/0! | #DIV/0! | #DIV/0! | #DIV/0! | #DIV/0! | #DIV/0! |  |  |  | 134.9 | #DIV/0! | #DIV/0! | #DIV/0! | #DIV/0! | #DIV/0! | #DIV/0! | #DIV/0! | #DIV/0! | #DIV/0! | #DIV/0! | #DIV/0! | #DIV/0! | #DIV/0! |  |  |  | 134.9 | #DIV/0! | #DIV/0! | #DIV/0! | #DIV/0! | #DIV/0! | #DIV/0! | #DIV/0! | #DIV/0! | #DIV/0! | #DIV/0! | #DIV/0! | #DIV/0! | #DIV/0! |  |  |  | 134.9 | #DIV/0! | #DIV/0! | #DIV/0! | #DIV/0! | #DIV/0! | #DIV/0! | #DIV/0! | #DIV/0! | #DIV/0! | #DIV/0! | #DIV/0! | #DIV/0! | #DIV/0! |  |  |  | 134.9 | #DIV/0! | #DIV/0! | #DIV/0! | #DIV/0! | #DIV/0! | #DIV/0! | #DIV/0! | #DIV/0! | #DIV/0! | #DIV/0! | #DIV/0! | #DIV/0! | #DIV/0! |  |  |  | 134.9 | #DIV/0! | #DIV/0! | #DIV/0! | #DIV/0! | #DIV/0! | #DIV/0! | #DIV/0! | #DIV/0! | #DIV/0! | #DIV/0! | #DIV/0! | #DIV/0! | #DIV/0!
[15 empty] | 135 | 64.5307 | -64.5307 | 4099.3232 | 3566.7913 | 4099.3232 | 3566.7913 | 26.2686 | 17.1421 | 1 | 1 | 4099.3232 | 3566.7913 |  |  |  |  | 135 | #DIV/0! | #DIV/0! | #DIV/0! | #DIV/0! | #DIV/0! | #DIV/0! | #DIV/0! | #DIV/0! | #DIV/0! | #DIV/0! | #DIV/0! | #DIV/0! | #DIV/0! |  |  |  | 135 | #DIV/0! | #DIV/0! | #DIV/0! | #DIV/0! | #DIV/0! | #DIV/0! | #DIV/0! | #DIV/0! | #DIV/0! | #DIV/0! | #DIV/0! | #DIV/0! | #DIV/0! |  |  |  | 135 | #DIV/0! | #DIV/0! | #DIV/0! | #DIV/0! | #DIV/0! | #DIV/0! | #DIV/0! | #DIV/0! | #DIV/0! | #DIV/0! | #DIV/0! | #DIV/0! | #DIV/0! |  |  |  | 135 | #DIV/0! | #DIV/0! | #DIV/0! | #DIV/0! | #DIV/0! | #DIV/0! | #DIV/0! | #DIV/0! | #DIV/0! | #DIV/0! | #DIV/0! | #DIV/0! | #DIV/0! |  |  |  | 135 | #DIV/0! | #DIV/0! | #DIV/0! | #DIV/0! | #DIV/0! | #DIV/0! | #DIV/0! | #DIV/0! | #DIV/0! | #DIV/0! | #DIV/0! | #DIV/0! | #DIV/0! |  |  |  | 135 | #DIV/0! | #DIV/0! | #DIV/0! | #DIV/0! | #DIV/0! | #DIV/0! | #DIV/0! | #DIV/0! | #DIV/0! | #DIV/0! | #DIV/0! | #DIV/0! | #DIV/0! |  |  |  | 135 | #DIV/0! | #DIV/0! | #DIV/0! | #DIV/0! | #DIV/0! | #DIV/0! | #DIV/0! | #DIV/0! | #DIV/0! | #DIV/0! | #DIV/0! | #DIV/0! | #DIV/0!
[15 empty] | 135.1 | 64.418 | -64.6433 | 4100.4219 | 3566.0022 | 4100.4219 | 3566.0022 | 26.2297 | 17.1084 | 1 | 1 | 4100.4219 | 3566.0022 |  |  |  |  | 135.1 | #DIV/0! | #DIV/0! | #DIV/0! | #DIV/0! | #DIV/0! | #DIV/0! | #DIV/0! | #DIV/0! | #DIV/0! | #DIV/0! | #DIV/0! | #DIV/0! | #DIV/0! |  |  |  | 135.1 | #DIV/0! | #DIV/0! | #DIV/0! | #DIV/0! | #DIV/0! | #DIV/0! | #DIV/0! | #DIV/0! | #DIV/0! | #DIV/0! | #DIV/0! | #DIV/0! | #DIV/0! |  |  |  | 135.1 | #DIV/0! | #DIV/0! | #DIV/0! | #DIV/0! | #DIV/0! | #DIV/0! | #DIV/0! | #DIV/0! | #DIV/0! | #DIV/0! | #DIV/0! | #DIV/0! | #DIV/0! |  |  |  | 135.1 | #DIV/0! | #DIV/0! | #DIV/0! | #DIV/0! | #DIV/0! | #DIV/0! | #DIV/0! | #DIV/0! | #DIV/0! | #DIV/0! | #DIV/0! | #DIV/0! | #DIV/0! |  |  |  | 135.1 | #DIV/0! | #DIV/0! | #DIV/0! | #DIV/0! | #DIV/0! | #DIV/0! | #DIV/0! | #DIV/0! | #DIV/0! | #DIV/0! | #DIV/0! | #DIV/0! | #DIV/0! |  |  |  | 135.1 | #DIV/0! | #DIV/0! | #DIV/0! | #DIV/0! | #DIV/0! | #DIV/0! | #DIV/0! | #DIV/0! | #DIV/0! | #DIV/0! | #DIV/0! | #DIV/0! | #DIV/0! |  |  |  | 135.1 | #DIV/0! | #DIV/0! | #DIV/0! | #DIV/0! | #DIV/0! | #DIV/0! | #DIV/0! | #DIV/0! | #DIV/0! | #DIV/0! | #DIV/0! | #DIV/0! | #DIV/0!
[15 empty] | 135.2 | 64.3051 | -64.7556 | 4101.5189 | 3565.2146 | 4101.5189 | 3565.2146 | 26.1908 | 17.0746 | 1 | 1 | 4101.5189 | 3565.2146 |  |  |  |  | 135.2 | #DIV/0! | #DIV/0! | #DIV/0! | #DIV/0! | #DIV/0! | #DIV/0! | #DIV/0! | #DIV/0! | #DIV/0! | #DIV/0! | #DIV/0! | #DIV/0! | #DIV/0! |  |  |  | 135.2 | #DIV/0! | #DIV/0! | #DIV/0! | #DIV/0! | #DIV/0! | #DIV/0! | #DIV/0! | #DIV/0! | #DIV/0! | #DIV/0! | #DIV/0! | #DIV/0! | #DIV/0! |  |  |  | 135.2 | #DIV/0! | #DIV/0! | #DIV/0! | #DIV/0! | #DIV/0! | #DIV/0! | #DIV/0! | #DIV/0! | #DIV/0! | #DIV/0! | #DIV/0! | #DIV/0! | #DIV/0! |  |  |  | 135.2 | #DIV/0! | #DIV/0! | #DIV/0! | #DIV/0! | #DIV/0! | #DIV/0! | #DIV/0! | #DIV/0! | #DIV/0! | #DIV/0! | #DIV/0! | #DIV/0! | #DIV/0! |  |  |  | 135.2 | #DIV/0! | #DIV/0! | #DIV/0! | #DIV/0! | #DIV/0! | #DIV/0! | #DIV/0! | #DIV/0! | #DIV/0! | #DIV/0! | #DIV/0! | #DIV/0! | #DIV/0! |  |  |  | 135.2 | #DIV/0! | #DIV/0! | #DIV/0! | #DIV/0! | #DIV/0! | #DIV/0! | #DIV/0! | #DIV/0! | #DIV/0! | #DIV/0! | #DIV/0! | #DIV/0! | #DIV/0! |  |  |  | 135.2 | #DIV/0! | #DIV/0! | #DIV/0! | #DIV/0! | #DIV/0! | #DIV/0! | #DIV/0! | #DIV/0! | #DIV/0! | #DIV/0! | #DIV/0! | #DIV/0! | #DIV/0!
[15 empty] | 135.3 | 64.192 | -64.8677 | 4102.6143 | 3564.4288 | 4102.6143 | 3564.4288 | 26.1517 | 17.0408 | 1 | 1 | 4102.6143 | 3564.4288 |  |  |  |  | 135.3 | #DIV/0! | #DIV/0! | #DIV/0! | #DIV/0! | #DIV/0! | #DIV/0! | #DIV/0! | #DIV/0! | #DIV/0! | #DIV/0! | #DIV/0! | #DIV/0! | #DIV/0! |  |  |  | 135.3 | #DIV/0! | #DIV/0! | #DIV/0! | #DIV/0! | #DIV/0! | #DIV/0! | #DIV/0! | #DIV/0! | #DIV/0! | #DIV/0! | #DIV/0! | #DIV/0! | #DIV/0! |  |  |  | 135.3 | #DIV/0! | #DIV/0! | #DIV/0! | #DIV/0! | #DIV/0! | #DIV/0! | #DIV/0! | #DIV/0! | #DIV/0! | #DIV/0! | #DIV/0! | #DIV/0! | #DIV/0! |  |  |  | 135.3 | #DIV/0! | #DIV/0! | #DIV/0! | #DIV/0! | #DIV/0! | #DIV/0! | #DIV/0! | #DIV/0! | #DIV/0! | #DIV/0! | #DIV/0! | #DIV/0! | #DIV/0! |  |  |  | 135.3 | #DIV/0! | #DIV/0! | #DIV/0! | #DIV/0! | #DIV/0! | #DIV/0! | #DIV/0! | #DIV/0! | #DIV/0! | #DIV/0! | #DIV/0! | #DIV/0! | #DIV/0! |  |  |  | 135.3 | #DIV/0! | #DIV/0! | #DIV/0! | #DIV/0! | #DIV/0! | #DIV/0! | #DIV/0! | #DIV/0! | #DIV/0! | #DIV/0! | #DIV/0! | #DIV/0! | #DIV/0! |  |  |  | 135.3 | #DIV/0! | #DIV/0! | #DIV/0! | #DIV/0! | #DIV/0! | #DIV/0! | #DIV/0! | #DIV/0! | #DIV/0! | #DIV/0! | #DIV/0! | #DIV/0! | #DIV/0!
[15 empty] | 135.4 | 64.0787 | -64.9797 | 4103.708 | 3563.6445 | 4103.708 | 3563.6445 | 26.1125 | 17.007 | 1 | 1 | 4103.708 | 3563.6445 |  |  |  |  | 135.4 | #DIV/0! | #DIV/0! | #DIV/0! | #DIV/0! | #DIV/0! | #DIV/0! | #DIV/0! | #DIV/0! | #DIV/0! | #DIV/0! | #DIV/0! | #DIV/0! | #DIV/0! |  |  |  | 135.4 | #DIV/0! | #DIV/0! | #DIV/0! | #DIV/0! | #DIV/0! | #DIV/0! | #DIV/0! | #DIV/0! | #DIV/0! | #DIV/0! | #DIV/0! | #DIV/0! | #DIV/0! |  |  |  | 135.4 | #DIV/0! | #DIV/0! | #DIV/0! | #DIV/0! | #DIV/0! | #DIV/0! | #DIV/0! | #DIV/0! | #DIV/0! | #DIV/0! | #DIV/0! | #DIV/0! | #DIV/0! |  |  |  | 135.4 | #DIV/0! | #DIV/0! | #DIV/0! | #DIV/0! | #DIV/0! | #DIV/0! | #DIV/0! | #DIV/0! | #DIV/0! | #DIV/0! | #DIV/0! | #DIV/0! | #DIV/0! |  |  |  | 135.4 | #DIV/0! | #DIV/0! | #DIV/0! | #DIV/0! | #DIV/0! | #DIV/0! | #DIV/0! | #DIV/0! | #DIV/0! | #DIV/0! | #DIV/0! | #DIV/0! | #DIV/0! |  |  |  | 135.4 | #DIV/0! | #DIV/0! | #DIV/0! | #DIV/0! | #DIV/0! | #DIV/0! | #DIV/0! | #DIV/0! | #DIV/0! | #DIV/0! | #DIV/0! | #DIV/0! | #DIV/0! |  |  |  | 135.4 | #DIV/0! | #DIV/0! | #DIV/0! | #DIV/0! | #DIV/0! | #DIV/0! | #DIV/0! | #DIV/0! | #DIV/0! | #DIV/0! | #DIV/0! | #DIV/0! | #DIV/0!
[15 empty] | 135.5 | 63.9652 | -65.0914 | 4104.8 | 3562.8619 | 4104.8 | 3562.8619 | 26.0731 | 16.9731 | 1 | 1 | 4104.8 | 3562.8619 |  |  |  |  | 135.5 | #DIV/0! | #DIV/0! | #DIV/0! | #DIV/0! | #DIV/0! | #DIV/0! | #DIV/0! | #DIV/0! | #DIV/0! | #DIV/0! | #DIV/0! | #DIV/0! | #DIV/0! |  |  |  | 135.5 | #DIV/0! | #DIV/0! | #DIV/0! | #DIV/0! | #DIV/0! | #DIV/0! | #DIV/0! | #DIV/0! | #DIV/0! | #DIV/0! | #DIV/0! | #DIV/0! | #DIV/0! |  |  |  | 135.5 | #DIV/0! | #DIV/0! | #DIV/0! | #DIV/0! | #DIV/0! | #DIV/0! | #DIV/0! | #DIV/0! | #DIV/0! | #DIV/0! | #DIV/0! | #DIV/0! | #DIV/0! |  |  |  | 135.5 | #DIV/0! | #DIV/0! | #DIV/0! | #DIV/0! | #DIV/0! | #DIV/0! | #DIV/0! | #DIV/0! | #DIV/0! | #DIV/0! | #DIV/0! | #DIV/0! | #DIV/0! |  |  |  | 135.5 | #DIV/0! | #DIV/0! | #DIV/0! | #DIV/0! | #DIV/0! | #DIV/0! | #DIV/0! | #DIV/0! | #DIV/0! | #DIV/0! | #DIV/0! | #DIV/0! | #DIV/0! |  |  |  | 135.5 | #DIV/0! | #DIV/0! | #DIV/0! | #DIV/0! | #DIV/0! | #DIV/0! | #DIV/0! | #DIV/0! | #DIV/0! | #DIV/0! | #DIV/0! | #DIV/0! | #DIV/0! |  |  |  | 135.5 | #DIV/0! | #DIV/0! | #DIV/0! | #DIV/0! | #DIV/0! | #DIV/0! | #DIV/0! | #DIV/0! | #DIV/0! | #DIV/0! | #DIV/0! | #DIV/0! | #DIV/0!
[15 empty] | 135.6 | 63.8515 | -65.203 | 4105.8904 | 3562.0809 | 4105.8904 | 3562.0809 | 26.0337 | 16.9392 | 1 | 1 | 4105.8904 | 3562.0809 |  |  |  |  | 135.6 | #DIV/0! | #DIV/0! | #DIV/0! | #DIV/0! | #DIV/0! | #DIV/0! | #DIV/0! | #DIV/0! | #DIV/0! | #DIV/0! | #DIV/0! | #DIV/0! | #DIV/0! |  |  |  | 135.6 | #DIV/0! | #DIV/0! | #DIV/0! | #DIV/0! | #DIV/0! | #DIV/0! | #DIV/0! | #DIV/0! | #DIV/0! | #DIV/0! | #DIV/0! | #DIV/0! | #DIV/0! |  |  |  | 135.6 | #DIV/0! | #DIV/0! | #DIV/0! | #DIV/0! | #DIV/0! | #DIV/0! | #DIV/0! | #DIV/0! | #DIV/0! | #DIV/0! | #DIV/0! | #DIV/0! | #DIV/0! |  |  |  | 135.6 | #DIV/0! | #DIV/0! | #DIV/0! | #DIV/0! | #DIV/0! | #DIV/0! | #DIV/0! | #DIV/0! | #DIV/0! | #DIV/0! | #DIV/0! | #DIV/0! | #DIV/0! |  |  |  | 135.6 | #DIV/0! | #DIV/0! | #DIV/0! | #DIV/0! | #DIV/0! | #DIV/0! | #DIV/0! | #DIV/0! | #DIV/0! | #DIV/0! | #DIV/0! | #DIV/0! | #DIV/0! |  |  |  | 135.6 | #DIV/0! | #DIV/0! | #DIV/0! | #DIV/0! | #DIV/0! | #DIV/0! | #DIV/0! | #DIV/0! | #DIV/0! | #DIV/0! | #DIV/0! | #DIV/0! | #DIV/0! |  |  |  | 135.6 | #DIV/0! | #DIV/0! | #DIV/0! | #DIV/0! | #DIV/0! | #DIV/0! | #DIV/0! | #DIV/0! | #DIV/0! | #DIV/0! | #DIV/0! | #DIV/0! | #DIV/0!
[15 empty] | 135.7 | 63.7376 | -65.3143 | 4106.9792 | 3561.3015 | 4106.9792 | 3561.3015 | 25.9942 | 16.9053 | 1 | 1 | 4106.9792 | 3561.3015 |  |  |  |  | 135.7 | #DIV/0! | #DIV/0! | #DIV/0! | #DIV/0! | #DIV/0! | #DIV/0! | #DIV/0! | #DIV/0! | #DIV/0! | #DIV/0! | #DIV/0! | #DIV/0! | #DIV/0! |  |  |  | 135.7 | #DIV/0! | #DIV/0! | #DIV/0! | #DIV/0! | #DIV/0! | #DIV/0! | #DIV/0! | #DIV/0! | #DIV/0! | #DIV/0! | #DIV/0! | #DIV/0! | #DIV/0! |  |  |  | 135.7 | #DIV/0! | #DIV/0! | #DIV/0! | #DIV/0! | #DIV/0! | #DIV/0! | #DIV/0! | #DIV/0! | #DIV/0! | #DIV/0! | #DIV/0! | #DIV/0! | #DIV/0! |  |  |  | 135.7 | #DIV/0! | #DIV/0! | #DIV/0! | #DIV/0! | #DIV/0! | #DIV/0! | #DIV/0! | #DIV/0! | #DIV/0! | #DIV/0! | #DIV/0! | #DIV/0! | #DIV/0! |  |  |  | 135.7 | #DIV/0! | #DIV/0! | #DIV/0! | #DIV/0! | #DIV/0! | #DIV/0! | #DIV/0! | #DIV/0! | #DIV/0! | #DIV/0! | #DIV/0! | #DIV/0! | #DIV/0! |  |  |  | 135.7 | #DIV/0! | #DIV/0! | #DIV/0! | #DIV/0! | #DIV/0! | #DIV/0! | #DIV/0! | #DIV/0! | #DIV/0! | #DIV/0! | #DIV/0! | #DIV/0! | #DIV/0! |  |  |  | 135.7 | #DIV/0! | #DIV/0! | #DIV/0! | #DIV/0! | #DIV/0! | #DIV/0! | #DIV/0! | #DIV/0! | #DIV/0! | #DIV/0! | #DIV/0! | #DIV/0! | #DIV/0!
[15 empty] | 135.8 | 63.6235 | -65.4254 | 4108.0662 | 3560.5238 | 4108.0662 | 3560.5238 | 25.9545 | 16.8714 | 1 | 1 | 4108.0662 | 3560.5238 |  |  |  |  | 135.8 | #DIV/0! | #DIV/0! | #DIV/0! | #DIV/0! | #DIV/0! | #DIV/0! | #DIV/0! | #DIV/0! | #DIV/0! | #DIV/0! | #DIV/0! | #DIV/0! | #DIV/0! |  |  |  | 135.8 | #DIV/0! | #DIV/0! | #DIV/0! | #DIV/0! | #DIV/0! | #DIV/0! | #DIV/0! | #DIV/0! | #DIV/0! | #DIV/0! | #DIV/0! | #DIV/0! | #DIV/0! |  |  |  | 135.8 | #DIV/0! | #DIV/0! | #DIV/0! | #DIV/0! | #DIV/0! | #DIV/0! | #DIV/0! | #DIV/0! | #DIV/0! | #DIV/0! | #DIV/0! | #DIV/0! | #DIV/0! |  |  |  | 135.8 | #DIV/0! | #DIV/0! | #DIV/0! | #DIV/0! | #DIV/0! | #DIV/0! | #DIV/0! | #DIV/0! | #DIV/0! | #DIV/0! | #DIV/0! | #DIV/0! | #DIV/0! |  |  |  | 135.8 | #DIV/0! | #DIV/0! | #DIV/0! | #DIV/0! | #DIV/0! | #DIV/0! | #DIV/0! | #DIV/0! | #DIV/0! | #DIV/0! | #DIV/0! | #DIV/0! | #DIV/0! |  |  |  | 135.8 | #DIV/0! | #DIV/0! | #DIV/0! | #DIV/0! | #DIV/0! | #DIV/0! | #DIV/0! | #DIV/0! | #DIV/0! | #DIV/0! | #DIV/0! | #DIV/0! | #DIV/0! |  |  |  | 135.8 | #DIV/0! | #DIV/0! | #DIV/0! | #DIV/0! | #DIV/0! | #DIV/0! | #DIV/0! | #DIV/0! | #DIV/0! | #DIV/0! | #DIV/0! | #DIV/0! | #DIV/0!
[15 empty] | 135.9 | 63.5092 | -65.5364 | 4109.1516 | 3559.7477 | 4109.1516 | 3559.7477 | 25.9147 | 16.8374 | 1 | 1 | 4109.1516 | 3559.7477 |  |  |  |  | 135.9 | #DIV/0! | #DIV/0! | #DIV/0! | #DIV/0! | #DIV/0! | #DIV/0! | #DIV/0! | #DIV/0! | #DIV/0! | #DIV/0! | #DIV/0! | #DIV/0! | #DIV/0! |  |  |  | 135.9 | #DIV/0! | #DIV/0! | #DIV/0! | #DIV/0! | #DIV/0! | #DIV/0! | #DIV/0! | #DIV/0! | #DIV/0! | #DIV/0! | #DIV/0! | #DIV/0! | #DIV/0! |  |  |  | 135.9 | #DIV/0! | #DIV/0! | #DIV/0! | #DIV/0! | #DIV/0! | #DIV/0! | #DIV/0! | #DIV/0! | #DIV/0! | #DIV/0! | #DIV/0! | #DIV/0! | #DIV/0! |  |  |  | 135.9 | #DIV/0! | #DIV/0! | #DIV/0! | #DIV/0! | #DIV/0! | #DIV/0! | #DIV/0! | #DIV/0! | #DIV/0! | #DIV/0! | #DIV/0! | #DIV/0! | #DIV/0! |  |  |  | 135.9 | #DIV/0! | #DIV/0! | #DIV/0! | #DIV/0! | #DIV/0! | #DIV/0! | #DIV/0! | #DIV/0! | #DIV/0! | #DIV/0! | #DIV/0! | #DIV/0! | #DIV/0! |  |  |  | 135.9 | #DIV/0! | #DIV/0! | #DIV/0! | #DIV/0! | #DIV/0! | #DIV/0! | #DIV/0! | #DIV/0! | #DIV/0! | #DIV/0! | #DIV/0! | #DIV/0! | #DIV/0! |  |  |  | 135.9 | #DIV/0! | #DIV/0! | #DIV/0! | #DIV/0! | #DIV/0! | #DIV/0! | #DIV/0! | #DIV/0! | #DIV/0! | #DIV/0! | #DIV/0! | #DIV/0! | #DIV/0!
[15 empty] | 136 | 63.3947 | -65.6471 | 4110.2353 | 3558.9732 | 4110.2353 | 3558.9732 | 25.8748 | 16.8034 | 1 | 1 | 4110.2353 | 3558.9732 |  |  |  |  | 136 | #DIV/0! | #DIV/0! | #DIV/0! | #DIV/0! | #DIV/0! | #DIV/0! | #DIV/0! | #DIV/0! | #DIV/0! | #DIV/0! | #DIV/0! | #DIV/0! | #DIV/0! |  |  |  | 136 | #DIV/0! | #DIV/0! | #DIV/0! | #DIV/0! | #DIV/0! | #DIV/0! | #DIV/0! | #DIV/0! | #DIV/0! | #DIV/0! | #DIV/0! | #DIV/0! | #DIV/0! |  |  |  | 136 | #DIV/0! | #DIV/0! | #DIV/0! | #DIV/0! | #DIV/0! | #DIV/0! | #DIV/0! | #DIV/0! | #DIV/0! | #DIV/0! | #DIV/0! | #DIV/0! | #DIV/0! |  |  |  | 136 | #DIV/0! | #DIV/0! | #DIV/0! | #DIV/0! | #DIV/0! | #DIV/0! | #DIV/0! | #DIV/0! | #DIV/0! | #DIV/0! | #DIV/0! | #DIV/0! | #DIV/0! |  |  |  | 136 | #DIV/0! | #DIV/0! | #DIV/0! | #DIV/0! | #DIV/0! | #DIV/0! | #DIV/0! | #DIV/0! | #DIV/0! | #DIV/0! | #DIV/0! | #DIV/0! | #DIV/0! |  |  |  | 136 | #DIV/0! | #DIV/0! | #DIV/0! | #DIV/0! | #DIV/0! | #DIV/0! | #DIV/0! | #DIV/0! | #DIV/0! | #DIV/0! | #DIV/0! | #DIV/0! | #DIV/0! |  |  |  | 136 | #DIV/0! | #DIV/0! | #DIV/0! | #DIV/0! | #DIV/0! | #DIV/0! | #DIV/0! | #DIV/0! | #DIV/0! | #DIV/0! | #DIV/0! | #DIV/0! | #DIV/0!
[15 empty] | 136.1 | 63.28 | -65.7577 | 4111.3173 | 3558.2004 | 4111.3173 | 3558.2004 | 25.8348 | 16.7694 | 1 | 1 | 4111.3173 | 3558.2004 |  |  |  |  | 136.1 | #DIV/0! | #DIV/0! | #DIV/0! | #DIV/0! | #DIV/0! | #DIV/0! | #DIV/0! | #DIV/0! | #DIV/0! | #DIV/0! | #DIV/0! | #DIV/0! | #DIV/0! |  |  |  | 136.1 | #DIV/0! | #DIV/0! | #DIV/0! | #DIV/0! | #DIV/0! | #DIV/0! | #DIV/0! | #DIV/0! | #DIV/0! | #DIV/0! | #DIV/0! | #DIV/0! | #DIV/0! |  |  |  | 136.1 | #DIV/0! | #DIV/0! | #DIV/0! | #DIV/0! | #DIV/0! | #DIV/0! | #DIV/0! | #DIV/0! | #DIV/0! | #DIV/0! | #DIV/0! | #DIV/0! | #DIV/0! |  |  |  | 136.1 | #DIV/0! | #DIV/0! | #DIV/0! | #DIV/0! | #DIV/0! | #DIV/0! | #DIV/0! | #DIV/0! | #DIV/0! | #DIV/0! | #DIV/0! | #DIV/0! | #DIV/0! |  |  |  | 136.1 | #DIV/0! | #DIV/0! | #DIV/0! | #DIV/0! | #DIV/0! | #DIV/0! | #DIV/0! | #DIV/0! | #DIV/0! | #DIV/0! | #DIV/0! | #DIV/0! | #DIV/0! |  |  |  | 136.1 | #DIV/0! | #DIV/0! | #DIV/0! | #DIV/0! | #DIV/0! | #DIV/0! | #DIV/0! | #DIV/0! | #DIV/0! | #DIV/0! | #DIV/0! | #DIV/0! | #DIV/0! |  |  |  | 136.1 | #DIV/0! | #DIV/0! | #DIV/0! | #DIV/0! | #DIV/0! | #DIV/0! | #DIV/0! | #DIV/0! | #DIV/0! | #DIV/0! | #DIV/0! | #DIV/0! | #DIV/0!
[15 empty] | 136.2 | 63.1652 | -65.868 | 4112.3976 | 3557.4292 | 4112.3976 | 3557.4292 | 25.7947 | 16.7353 | 1 | 1 | 4112.3976 | 3557.4292 |  |  |  |  | 136.2 | #DIV/0! | #DIV/0! | #DIV/0! | #DIV/0! | #DIV/0! | #DIV/0! | #DIV/0! | #DIV/0! | #DIV/0! | #DIV/0! | #DIV/0! | #DIV/0! | #DIV/0! |  |  |  | 136.2 | #DIV/0! | #DIV/0! | #DIV/0! | #DIV/0! | #DIV/0! | #DIV/0! | #DIV/0! | #DIV/0! | #DIV/0! | #DIV/0! | #DIV/0! | #DIV/0! | #DIV/0! |  |  |  | 136.2 | #DIV/0! | #DIV/0! | #DIV/0! | #DIV/0! | #DIV/0! | #DIV/0! | #DIV/0! | #DIV/0! | #DIV/0! | #DIV/0! | #DIV/0! | #DIV/0! | #DIV/0! |  |  |  | 136.2 | #DIV/0! | #DIV/0! | #DIV/0! | #DIV/0! | #DIV/0! | #DIV/0! | #DIV/0! | #DIV/0! | #DIV/0! | #DIV/0! | #DIV/0! | #DIV/0! | #DIV/0! |  |  |  | 136.2 | #DIV/0! | #DIV/0! | #DIV/0! | #DIV/0! | #DIV/0! | #DIV/0! | #DIV/0! | #DIV/0! | #DIV/0! | #DIV/0! | #DIV/0! | #DIV/0! | #DIV/0! |  |  |  | 136.2 | #DIV/0! | #DIV/0! | #DIV/0! | #DIV/0! | #DIV/0! | #DIV/0! | #DIV/0! | #DIV/0! | #DIV/0! | #DIV/0! | #DIV/0! | #DIV/0! | #DIV/0! |  |  |  | 136.2 | #DIV/0! | #DIV/0! | #DIV/0! | #DIV/0! | #DIV/0! | #DIV/0! | #DIV/0! | #DIV/0! | #DIV/0! | #DIV/0! | #DIV/0! | #DIV/0! | #DIV/0!
[15 empty] | 136.3 | 63.0501 | -65.9782 | 4113.4762 | 3556.6596 | 4113.4762 | 3556.6596 | 25.7545 | 16.7012 | 1 | 1 | 4113.4762 | 3556.6596 |  |  |  |  | 136.3 | #DIV/0! | #DIV/0! | #DIV/0! | #DIV/0! | #DIV/0! | #DIV/0! | #DIV/0! | #DIV/0! | #DIV/0! | #DIV/0! | #DIV/0! | #DIV/0! | #DIV/0! |  |  |  | 136.3 | #DIV/0! | #DIV/0! | #DIV/0! | #DIV/0! | #DIV/0! | #DIV/0! | #DIV/0! | #DIV/0! | #DIV/0! | #DIV/0! | #DIV/0! | #DIV/0! | #DIV/0! |  |  |  | 136.3 | #DIV/0! | #DIV/0! | #DIV/0! | #DIV/0! | #DIV/0! | #DIV/0! | #DIV/0! | #DIV/0! | #DIV/0! | #DIV/0! | #DIV/0! | #DIV/0! | #DIV/0! |  |  |  | 136.3 | #DIV/0! | #DIV/0! | #DIV/0! | #DIV/0! | #DIV/0! | #DIV/0! | #DIV/0! | #DIV/0! | #DIV/0! | #DIV/0! | #DIV/0! | #DIV/0! | #DIV/0! |  |  |  | 136.3 | #DIV/0! | #DIV/0! | #DIV/0! | #DIV/0! | #DIV/0! | #DIV/0! | #DIV/0! | #DIV/0! | #DIV/0! | #DIV/0! | #DIV/0! | #DIV/0! | #DIV/0! |  |  |  | 136.3 | #DIV/0! | #DIV/0! | #DIV/0! | #DIV/0! | #DIV/0! | #DIV/0! | #DIV/0! | #DIV/0! | #DIV/0! | #DIV/0! | #DIV/0! | #DIV/0! | #DIV/0! |  |  |  | 136.3 | #DIV/0! | #DIV/0! | #DIV/0! | #DIV/0! | #DIV/0! | #DIV/0! | #DIV/0! | #DIV/0! | #DIV/0! | #DIV/0! | #DIV/0! | #DIV/0! | #DIV/0!
[15 empty] | 136.4 | 62.9349 | -66.0881 | 4114.5532 | 3555.8917 | 4114.5532 | 3555.8917 | 25.7141 | 16.6671 | 1 | 1 | 4114.5532 | 3555.8917 |  |  |  |  | 136.4 | #DIV/0! | #DIV/0! | #DIV/0! | #DIV/0! | #DIV/0! | #DIV/0! | #DIV/0! | #DIV/0! | #DIV/0! | #DIV/0! | #DIV/0! | #DIV/0! | #DIV/0! |  |  |  | 136.4 | #DIV/0! | #DIV/0! | #DIV/0! | #DIV/0! | #DIV/0! | #DIV/0! | #DIV/0! | #DIV/0! | #DIV/0! | #DIV/0! | #DIV/0! | #DIV/0! | #DIV/0! |  |  |  | 136.4 | #DIV/0! | #DIV/0! | #DIV/0! | #DIV/0! | #DIV/0! | #DIV/0! | #DIV/0! | #DIV/0! | #DIV/0! | #DIV/0! | #DIV/0! | #DIV/0! | #DIV/0! |  |  |  | 136.4 | #DIV/0! | #DIV/0! | #DIV/0! | #DIV/0! | #DIV/0! | #DIV/0! | #DIV/0! | #DIV/0! | #DIV/0! | #DIV/0! | #DIV/0! | #DIV/0! | #DIV/0! |  |  |  | 136.4 | #DIV/0! | #DIV/0! | #DIV/0! | #DIV/0! | #DIV/0! | #DIV/0! | #DIV/0! | #DIV/0! | #DIV/0! | #DIV/0! | #DIV/0! | #DIV/0! | #DIV/0! |  |  |  | 136.4 | #DIV/0! | #DIV/0! | #DIV/0! | #DIV/0! | #DIV/0! | #DIV/0! | #DIV/0! | #DIV/0! | #DIV/0! | #DIV/0! | #DIV/0! | #DIV/0! | #DIV/0! |  |  |  | 136.4 | #DIV/0! | #DIV/0! | #DIV/0! | #DIV/0! | #DIV/0! | #DIV/0! | #DIV/0! | #DIV/0! | #DIV/0! | #DIV/0! | #DIV/0! | #DIV/0! | #DIV/0!
[15 empty] | 136.5 | 62.8194 | -66.1979 | 4115.6284 | 3555.1254 | 4115.6284 | 3555.1254 | 25.6737 | 16.6329 | 1 | 1 | 4115.6284 | 3555.1254 |  |  |  |  | 136.5 | #DIV/0! | #DIV/0! | #DIV/0! | #DIV/0! | #DIV/0! | #DIV/0! | #DIV/0! | #DIV/0! | #DIV/0! | #DIV/0! | #DIV/0! | #DIV/0! | #DIV/0! |  |  |  | 136.5 | #DIV/0! | #DIV/0! | #DIV/0! | #DIV/0! | #DIV/0! | #DIV/0! | #DIV/0! | #DIV/0! | #DIV/0! | #DIV/0! | #DIV/0! | #DIV/0! | #DIV/0! |  |  |  | 136.5 | #DIV/0! | #DIV/0! | #DIV/0! | #DIV/0! | #DIV/0! | #DIV/0! | #DIV/0! | #DIV/0! | #DIV/0! | #DIV/0! | #DIV/0! | #DIV/0! | #DIV/0! |  |  |  | 136.5 | #DIV/0! | #DIV/0! | #DIV/0! | #DIV/0! | #DIV/0! | #DIV/0! | #DIV/0! | #DIV/0! | #DIV/0! | #DIV/0! | #DIV/0! | #DIV/0! | #DIV/0! |  |  |  | 136.5 | #DIV/0! | #DIV/0! | #DIV/0! | #DIV/0! | #DIV/0! | #DIV/0! | #DIV/0! | #DIV/0! | #DIV/0! | #DIV/0! | #DIV/0! | #DIV/0! | #DIV/0! |  |  |  | 136.5 | #DIV/0! | #DIV/0! | #DIV/0! | #DIV/0! | #DIV/0! | #DIV/0! | #DIV/0! | #DIV/0! | #DIV/0! | #DIV/0! | #DIV/0! | #DIV/0! | #DIV/0! |  |  |  | 136.5 | #DIV/0! | #DIV/0! | #DIV/0! | #DIV/0! | #DIV/0! | #DIV/0! | #DIV/0! | #DIV/0! | #DIV/0! | #DIV/0! | #DIV/0! | #DIV/0! | #DIV/0!
[15 empty] | 136.6 | 62.7038 | -66.3074 | 4116.7019 | 3554.3607 | 4116.7019 | 3554.3607 | 25.6331 | 16.5987 | 1 | 1 | 4116.7019 | 3554.3607 |  |  |  |  | 136.6 | #DIV/0! | #DIV/0! | #DIV/0! | #DIV/0! | #DIV/0! | #DIV/0! | #DIV/0! | #DIV/0! | #DIV/0! | #DIV/0! | #DIV/0! | #DIV/0! | #DIV/0! |  |  |  | 136.6 | #DIV/0! | #DIV/0! | #DIV/0! | #DIV/0! | #DIV/0! | #DIV/0! | #DIV/0! | #DIV/0! | #DIV/0! | #DIV/0! | #DIV/0! | #DIV/0! | #DIV/0! |  |  |  | 136.6 | #DIV/0! | #DIV/0! | #DIV/0! | #DIV/0! | #DIV/0! | #DIV/0! | #DIV/0! | #DIV/0! | #DIV/0! | #DIV/0! | #DIV/0! | #DIV/0! | #DIV/0! |  |  |  | 136.6 | #DIV/0! | #DIV/0! | #DIV/0! | #DIV/0! | #DIV/0! | #DIV/0! | #DIV/0! | #DIV/0! | #DIV/0! | #DIV/0! | #DIV/0! | #DIV/0! | #DIV/0! |  |  |  | 136.6 | #DIV/0! | #DIV/0! | #DIV/0! | #DIV/0! | #DIV/0! | #DIV/0! | #DIV/0! | #DIV/0! | #DIV/0! | #DIV/0! | #DIV/0! | #DIV/0! | #DIV/0! |  |  |  | 136.6 | #DIV/0! | #DIV/0! | #DIV/0! | #DIV/0! | #DIV/0! | #DIV/0! | #DIV/0! | #DIV/0! | #DIV/0! | #DIV/0! | #DIV/0! | #DIV/0! | #DIV/0! |  |  |  | 136.6 | #DIV/0! | #DIV/0! | #DIV/0! | #DIV/0! | #DIV/0! | #DIV/0! | #DIV/0! | #DIV/0! | #DIV/0! | #DIV/0! | #DIV/0! | #DIV/0! | #DIV/0!
[15 empty] | 136.7 | 62.588 | -66.4167 | 4117.7736 | 3553.5977 | 4117.7736 | 3553.5977 | 25.5924 | 16.5645 | 1 | 1 | 4117.7736 | 3553.5977 |  |  |  |  | 136.7 | #DIV/0! | #DIV/0! | #DIV/0! | #DIV/0! | #DIV/0! | #DIV/0! | #DIV/0! | #DIV/0! | #DIV/0! | #DIV/0! | #DIV/0! | #DIV/0! | #DIV/0! |  |  |  | 136.7 | #DIV/0! | #DIV/0! | #DIV/0! | #DIV/0! | #DIV/0! | #DIV/0! | #DIV/0! | #DIV/0! | #DIV/0! | #DIV/0! | #DIV/0! | #DIV/0! | #DIV/0! |  |  |  | 136.7 | #DIV/0! | #DIV/0! | #DIV/0! | #DIV/0! | #DIV/0! | #DIV/0! | #DIV/0! | #DIV/0! | #DIV/0! | #DIV/0! | #DIV/0! | #DIV/0! | #DIV/0! |  |  |  | 136.7 | #DIV/0! | #DIV/0! | #DIV/0! | #DIV/0! | #DIV/0! | #DIV/0! | #DIV/0! | #DIV/0! | #DIV/0! | #DIV/0! | #DIV/0! | #DIV/0! | #DIV/0! |  |  |  | 136.7 | #DIV/0! | #DIV/0! | #DIV/0! | #DIV/0! | #DIV/0! | #DIV/0! | #DIV/0! | #DIV/0! | #DIV/0! | #DIV/0! | #DIV/0! | #DIV/0! | #DIV/0! |  |  |  | 136.7 | #DIV/0! | #DIV/0! | #DIV/0! | #DIV/0! | #DIV/0! | #DIV/0! | #DIV/0! | #DIV/0! | #DIV/0! | #DIV/0! | #DIV/0! | #DIV/0! | #DIV/0! |  |  |  | 136.7 | #DIV/0! | #DIV/0! | #DIV/0! | #DIV/0! | #DIV/0! | #DIV/0! | #DIV/0! | #DIV/0! | #DIV/0! | #DIV/0! | #DIV/0! | #DIV/0! | #DIV/0!
[15 empty] | 136.8 | 62.4719 | -66.5259 | 4118.8437 | 3552.8364 | 4118.8437 | 3552.8364 | 25.5516 | 16.5302 | 1 | 1 | 4118.8437 | 3552.8364 |  |  |  |  | 136.8 | #DIV/0! | #DIV/0! | #DIV/0! | #DIV/0! | #DIV/0! | #DIV/0! | #DIV/0! | #DIV/0! | #DIV/0! | #DIV/0! | #DIV/0! | #DIV/0! | #DIV/0! |  |  |  | 136.8 | #DIV/0! | #DIV/0! | #DIV/0! | #DIV/0! | #DIV/0! | #DIV/0! | #DIV/0! | #DIV/0! | #DIV/0! | #DIV/0! | #DIV/0! | #DIV/0! | #DIV/0! |  |  |  | 136.8 | #DIV/0! | #DIV/0! | #DIV/0! | #DIV/0! | #DIV/0! | #DIV/0! | #DIV/0! | #DIV/0! | #DIV/0! | #DIV/0! | #DIV/0! | #DIV/0! | #DIV/0! |  |  |  | 136.8 | #DIV/0! | #DIV/0! | #DIV/0! | #DIV/0! | #DIV/0! | #DIV/0! | #DIV/0! | #DIV/0! | #DIV/0! | #DIV/0! | #DIV/0! | #DIV/0! | #DIV/0! |  |  |  | 136.8 | #DIV/0! | #DIV/0! | #DIV/0! | #DIV/0! | #DIV/0! | #DIV/0! | #DIV/0! | #DIV/0! | #DIV/0! | #DIV/0! | #DIV/0! | #DIV/0! | #DIV/0! |  |  |  | 136.8 | #DIV/0! | #DIV/0! | #DIV/0! | #DIV/0! | #DIV/0! | #DIV/0! | #DIV/0! | #DIV/0! | #DIV/0! | #DIV/0! | #DIV/0! | #DIV/0! | #DIV/0! |  |  |  | 136.8 | #DIV/0! | #DIV/0! | #DIV/0! | #DIV/0! | #DIV/0! | #DIV/0! | #DIV/0! | #DIV/0! | #DIV/0! | #DIV/0! | #DIV/0! | #DIV/0! | #DIV/0!
[15 empty] | 136.9 | 62.3557 | -66.6348 | 4119.912 | 3552.0766 | 4119.912 | 3552.0766 | 25.5107 | 16.496 | 1 | 1 | 4119.912 | 3552.0766 |  |  |  |  | 136.9 | #DIV/0! | #DIV/0! | #DIV/0! | #DIV/0! | #DIV/0! | #DIV/0! | #DIV/0! | #DIV/0! | #DIV/0! | #DIV/0! | #DIV/0! | #DIV/0! | #DIV/0! |  |  |  | 136.9 | #DIV/0! | #DIV/0! | #DIV/0! | #DIV/0! | #DIV/0! | #DIV/0! | #DIV/0! | #DIV/0! | #DIV/0! | #DIV/0! | #DIV/0! | #DIV/0! | #DIV/0! |  |  |  | 136.9 | #DIV/0! | #DIV/0! | #DIV/0! | #DIV/0! | #DIV/0! | #DIV/0! | #DIV/0! | #DIV/0! | #DIV/0! | #DIV/0! | #DIV/0! | #DIV/0! | #DIV/0! |  |  |  | 136.9 | #DIV/0! | #DIV/0! | #DIV/0! | #DIV/0! | #DIV/0! | #DIV/0! | #DIV/0! | #DIV/0! | #DIV/0! | #DIV/0! | #DIV/0! | #DIV/0! | #DIV/0! |  |  |  | 136.9 | #DIV/0! | #DIV/0! | #DIV/0! | #DIV/0! | #DIV/0! | #DIV/0! | #DIV/0! | #DIV/0! | #DIV/0! | #DIV/0! | #DIV/0! | #DIV/0! | #DIV/0! |  |  |  | 136.9 | #DIV/0! | #DIV/0! | #DIV/0! | #DIV/0! | #DIV/0! | #DIV/0! | #DIV/0! | #DIV/0! | #DIV/0! | #DIV/0! | #DIV/0! | #DIV/0! | #DIV/0! |  |  |  | 136.9 | #DIV/0! | #DIV/0! | #DIV/0! | #DIV/0! | #DIV/0! | #DIV/0! | #DIV/0! | #DIV/0! | #DIV/0! | #DIV/0! | #DIV/0! | #DIV/0! | #DIV/0!
[15 empty] | 137 | 62.2393 | -66.7435 | 4120.9786 | 3551.3186 | 4120.9786 | 3551.3186 | 25.4697 | 16.4617 | 1 | 1 | 4120.9786 | 3551.3186 |  |  |  |  | 137 | #DIV/0! | #DIV/0! | #DIV/0! | #DIV/0! | #DIV/0! | #DIV/0! | #DIV/0! | #DIV/0! | #DIV/0! | #DIV/0! | #DIV/0! | #DIV/0! | #DIV/0! |  |  |  | 137 | #DIV/0! | #DIV/0! | #DIV/0! | #DIV/0! | #DIV/0! | #DIV/0! | #DIV/0! | #DIV/0! | #DIV/0! | #DIV/0! | #DIV/0! | #DIV/0! | #DIV/0! |  |  |  | 137 | #DIV/0! | #DIV/0! | #DIV/0! | #DIV/0! | #DIV/0! | #DIV/0! | #DIV/0! | #DIV/0! | #DIV/0! | #DIV/0! | #DIV/0! | #DIV/0! | #DIV/0! |  |  |  | 137 | #DIV/0! | #DIV/0! | #DIV/0! | #DIV/0! | #DIV/0! | #DIV/0! | #DIV/0! | #DIV/0! | #DIV/0! | #DIV/0! | #DIV/0! | #DIV/0! | #DIV/0! |  |  |  | 137 | #DIV/0! | #DIV/0! | #DIV/0! | #DIV/0! | #DIV/0! | #DIV/0! | #DIV/0! | #DIV/0! | #DIV/0! | #DIV/0! | #DIV/0! | #DIV/0! | #DIV/0! |  |  |  | 137 | #DIV/0! | #DIV/0! | #DIV/0! | #DIV/0! | #DIV/0! | #DIV/0! | #DIV/0! | #DIV/0! | #DIV/0! | #DIV/0! | #DIV/0! | #DIV/0! | #DIV/0! |  |  |  | 137 | #DIV/0! | #DIV/0! | #DIV/0! | #DIV/0! | #DIV/0! | #DIV/0! | #DIV/0! | #DIV/0! | #DIV/0! | #DIV/0! | #DIV/0! | #DIV/0! | #DIV/0!
[15 empty] | 137.1 | 62.1228 | -66.8521 | 4122.0435 | 3550.5621 | 4122.0435 | 3550.5621 | 25.4285 | 16.4273 | 1 | 1 | 4122.0435 | 3550.5621 |  |  |  |  | 137.1 | #DIV/0! | #DIV/0! | #DIV/0! | #DIV/0! | #DIV/0! | #DIV/0! | #DIV/0! | #DIV/0! | #DIV/0! | #DIV/0! | #DIV/0! | #DIV/0! | #DIV/0! |  |  |  | 137.1 | #DIV/0! | #DIV/0! | #DIV/0! | #DIV/0! | #DIV/0! | #DIV/0! | #DIV/0! | #DIV/0! | #DIV/0! | #DIV/0! | #DIV/0! | #DIV/0! | #DIV/0! |  |  |  | 137.1 | #DIV/0! | #DIV/0! | #DIV/0! | #DIV/0! | #DIV/0! | #DIV/0! | #DIV/0! | #DIV/0! | #DIV/0! | #DIV/0! | #DIV/0! | #DIV/0! | #DIV/0! |  |  |  | 137.1 | #DIV/0! | #DIV/0! | #DIV/0! | #DIV/0! | #DIV/0! | #DIV/0! | #DIV/0! | #DIV/0! | #DIV/0! | #DIV/0! | #DIV/0! | #DIV/0! | #DIV/0! |  |  |  | 137.1 | #DIV/0! | #DIV/0! | #DIV/0! | #DIV/0! | #DIV/0! | #DIV/0! | #DIV/0! | #DIV/0! | #DIV/0! | #DIV/0! | #DIV/0! | #DIV/0! | #DIV/0! |  |  |  | 137.1 | #DIV/0! | #DIV/0! | #DIV/0! | #DIV/0! | #DIV/0! | #DIV/0! | #DIV/0! | #DIV/0! | #DIV/0! | #DIV/0! | #DIV/0! | #DIV/0! | #DIV/0! |  |  |  | 137.1 | #DIV/0! | #DIV/0! | #DIV/0! | #DIV/0! | #DIV/0! | #DIV/0! | #DIV/0! | #DIV/0! | #DIV/0! | #DIV/0! | #DIV/0! | #DIV/0! | #DIV/0!
[15 empty] | 137.2 | 62.006 | -66.9604 | 4123.1066 | 3549.8073 | 4123.1066 | 3549.8073 | 25.3873 | 16.393 | 1 | 1 | 4123.1066 | 3549.8073 |  |  |  |  | 137.2 | #DIV/0! | #DIV/0! | #DIV/0! | #DIV/0! | #DIV/0! | #DIV/0! | #DIV/0! | #DIV/0! | #DIV/0! | #DIV/0! | #DIV/0! | #DIV/0! | #DIV/0! |  |  |  | 137.2 | #DIV/0! | #DIV/0! | #DIV/0! | #DIV/0! | #DIV/0! | #DIV/0! | #DIV/0! | #DIV/0! | #DIV/0! | #DIV/0! | #DIV/0! | #DIV/0! | #DIV/0! |  |  |  | 137.2 | #DIV/0! | #DIV/0! | #DIV/0! | #DIV/0! | #DIV/0! | #DIV/0! | #DIV/0! | #DIV/0! | #DIV/0! | #DIV/0! | #DIV/0! | #DIV/0! | #DIV/0! |  |  |  | 137.2 | #DIV/0! | #DIV/0! | #DIV/0! | #DIV/0! | #DIV/0! | #DIV/0! | #DIV/0! | #DIV/0! | #DIV/0! | #DIV/0! | #DIV/0! | #DIV/0! | #DIV/0! |  |  |  | 137.2 | #DIV/0! | #DIV/0! | #DIV/0! | #DIV/0! | #DIV/0! | #DIV/0! | #DIV/0! | #DIV/0! | #DIV/0! | #DIV/0! | #DIV/0! | #DIV/0! | #DIV/0! |  |  |  | 137.2 | #DIV/0! | #DIV/0! | #DIV/0! | #DIV/0! | #DIV/0! | #DIV/0! | #DIV/0! | #DIV/0! | #DIV/0! | #DIV/0! | #DIV/0! | #DIV/0! | #DIV/0! |  |  |  | 137.2 | #DIV/0! | #DIV/0! | #DIV/0! | #DIV/0! | #DIV/0! | #DIV/0! | #DIV/0! | #DIV/0! | #DIV/0! | #DIV/0! | #DIV/0! | #DIV/0! | #DIV/0!
[15 empty] | 137.3 | 61.889 | -67.0685 | 4124.168 | 3549.0542 | 4124.168 | 3549.0542 | 25.3459 | 16.3586 | 1 | 1 | 4124.168 | 3549.0542 |  |  |  |  | 137.3 | #DIV/0! | #DIV/0! | #DIV/0! | #DIV/0! | #DIV/0! | #DIV/0! | #DIV/0! | #DIV/0! | #DIV/0! | #DIV/0! | #DIV/0! | #DIV/0! | #DIV/0! |  |  |  | 137.3 | #DIV/0! | #DIV/0! | #DIV/0! | #DIV/0! | #DIV/0! | #DIV/0! | #DIV/0! | #DIV/0! | #DIV/0! | #DIV/0! | #DIV/0! | #DIV/0! | #DIV/0! |  |  |  | 137.3 | #DIV/0! | #DIV/0! | #DIV/0! | #DIV/0! | #DIV/0! | #DIV/0! | #DIV/0! | #DIV/0! | #DIV/0! | #DIV/0! | #DIV/0! | #DIV/0! | #DIV/0! |  |  |  | 137.3 | #DIV/0! | #DIV/0! | #DIV/0! | #DIV/0! | #DIV/0! | #DIV/0! | #DIV/0! | #DIV/0! | #DIV/0! | #DIV/0! | #DIV/0! | #DIV/0! | #DIV/0! |  |  |  | 137.3 | #DIV/0! | #DIV/0! | #DIV/0! | #DIV/0! | #DIV/0! | #DIV/0! | #DIV/0! | #DIV/0! | #DIV/0! | #DIV/0! | #DIV/0! | #DIV/0! | #DIV/0! |  |  |  | 137.3 | #DIV/0! | #DIV/0! | #DIV/0! | #DIV/0! | #DIV/0! | #DIV/0! | #DIV/0! | #DIV/0! | #DIV/0! | #DIV/0! | #DIV/0! | #DIV/0! | #DIV/0! |  |  |  | 137.3 | #DIV/0! | #DIV/0! | #DIV/0! | #DIV/0! | #DIV/0! | #DIV/0! | #DIV/0! | #DIV/0! | #DIV/0! | #DIV/0! | #DIV/0! | #DIV/0! | #DIV/0!
[15 empty] | 137.4 | 61.7719 | -67.1764 | 4125.2276 | 3548.3027 | 4125.2276 | 3548.3027 | 25.3044 | 16.3242 | 1 | 1 | 4125.2276 | 3548.3027 |  |  |  |  | 137.4 | #DIV/0! | #DIV/0! | #DIV/0! | #DIV/0! | #DIV/0! | #DIV/0! | #DIV/0! | #DIV/0! | #DIV/0! | #DIV/0! | #DIV/0! | #DIV/0! | #DIV/0! |  |  |  | 137.4 | #DIV/0! | #DIV/0! | #DIV/0! | #DIV/0! | #DIV/0! | #DIV/0! | #DIV/0! | #DIV/0! | #DIV/0! | #DIV/0! | #DIV/0! | #DIV/0! | #DIV/0! |  |  |  | 137.4 | #DIV/0! | #DIV/0! | #DIV/0! | #DIV/0! | #DIV/0! | #DIV/0! | #DIV/0! | #DIV/0! | #DIV/0! | #DIV/0! | #DIV/0! | #DIV/0! | #DIV/0! |  |  |  | 137.4 | #DIV/0! | #DIV/0! | #DIV/0! | #DIV/0! | #DIV/0! | #DIV/0! | #DIV/0! | #DIV/0! | #DIV/0! | #DIV/0! | #DIV/0! | #DIV/0! | #DIV/0! |  |  |  | 137.4 | #DIV/0! | #DIV/0! | #DIV/0! | #DIV/0! | #DIV/0! | #DIV/0! | #DIV/0! | #DIV/0! | #DIV/0! | #DIV/0! | #DIV/0! | #DIV/0! | #DIV/0! |  |  |  | 137.4 | #DIV/0! | #DIV/0! | #DIV/0! | #DIV/0! | #DIV/0! | #DIV/0! | #DIV/0! | #DIV/0! | #DIV/0! | #DIV/0! | #DIV/0! | #DIV/0! | #DIV/0! |  |  |  | 137.4 | #DIV/0! | #DIV/0! | #DIV/0! | #DIV/0! | #DIV/0! | #DIV/0! | #DIV/0! | #DIV/0! | #DIV/0! | #DIV/0! | #DIV/0! | #DIV/0! | #DIV/0!
[15 empty] | 137.5 | 61.6545 | -67.2841 | 4126.2855 | 3547.5528 | 4126.2855 | 3547.5528 | 25.2628 | 16.2897 | 1 | 1 | 4126.2855 | 3547.5528 |  |  |  |  | 137.5 | #DIV/0! | #DIV/0! | #DIV/0! | #DIV/0! | #DIV/0! | #DIV/0! | #DIV/0! | #DIV/0! | #DIV/0! | #DIV/0! | #DIV/0! | #DIV/0! | #DIV/0! |  |  |  | 137.5 | #DIV/0! | #DIV/0! | #DIV/0! | #DIV/0! | #DIV/0! | #DIV/0! | #DIV/0! | #DIV/0! | #DIV/0! | #DIV/0! | #DIV/0! | #DIV/0! | #DIV/0! |  |  |  | 137.5 | #DIV/0! | #DIV/0! | #DIV/0! | #DIV/0! | #DIV/0! | #DIV/0! | #DIV/0! | #DIV/0! | #DIV/0! | #DIV/0! | #DIV/0! | #DIV/0! | #DIV/0! |  |  |  | 137.5 | #DIV/0! | #DIV/0! | #DIV/0! | #DIV/0! | #DIV/0! | #DIV/0! | #DIV/0! | #DIV/0! | #DIV/0! | #DIV/0! | #DIV/0! | #DIV/0! | #DIV/0! |  |  |  | 137.5 | #DIV/0! | #DIV/0! | #DIV/0! | #DIV/0! | #DIV/0! | #DIV/0! | #DIV/0! | #DIV/0! | #DIV/0! | #DIV/0! | #DIV/0! | #DIV/0! | #DIV/0! |  |  |  | 137.5 | #DIV/0! | #DIV/0! | #DIV/0! | #DIV/0! | #DIV/0! | #DIV/0! | #DIV/0! | #DIV/0! | #DIV/0! | #DIV/0! | #DIV/0! | #DIV/0! | #DIV/0! |  |  |  | 137.5 | #DIV/0! | #DIV/0! | #DIV/0! | #DIV/0! | #DIV/0! | #DIV/0! | #DIV/0! | #DIV/0! | #DIV/0! | #DIV/0! | #DIV/0! | #DIV/0! | #DIV/0!
[15 empty] | 137.6 | 61.537 | -67.3916 | 4127.3416 | 3546.8046 | 4127.3416 | 3546.8046 | 25.2211 | 16.2552 | 1 | 1 | 4127.3416 | 3546.8046 |  |  |  |  | 137.6 | #DIV/0! | #DIV/0! | #DIV/0! | #DIV/0! | #DIV/0! | #DIV/0! | #DIV/0! | #DIV/0! | #DIV/0! | #DIV/0! | #DIV/0! | #DIV/0! | #DIV/0! |  |  |  | 137.6 | #DIV/0! | #DIV/0! | #DIV/0! | #DIV/0! | #DIV/0! | #DIV/0! | #DIV/0! | #DIV/0! | #DIV/0! | #DIV/0! | #DIV/0! | #DIV/0! | #DIV/0! |  |  |  | 137.6 | #DIV/0! | #DIV/0! | #DIV/0! | #DIV/0! | #DIV/0! | #DIV/0! | #DIV/0! | #DIV/0! | #DIV/0! | #DIV/0! | #DIV/0! | #DIV/0! | #DIV/0! |  |  |  | 137.6 | #DIV/0! | #DIV/0! | #DIV/0! | #DIV/0! | #DIV/0! | #DIV/0! | #DIV/0! | #DIV/0! | #DIV/0! | #DIV/0! | #DIV/0! | #DIV/0! | #DIV/0! |  |  |  | 137.6 | #DIV/0! | #DIV/0! | #DIV/0! | #DIV/0! | #DIV/0! | #DIV/0! | #DIV/0! | #DIV/0! | #DIV/0! | #DIV/0! | #DIV/0! | #DIV/0! | #DIV/0! |  |  |  | 137.6 | #DIV/0! | #DIV/0! | #DIV/0! | #DIV/0! | #DIV/0! | #DIV/0! | #DIV/0! | #DIV/0! | #DIV/0! | #DIV/0! | #DIV/0! | #DIV/0! | #DIV/0! |  |  |  | 137.6 | #DIV/0! | #DIV/0! | #DIV/0! | #DIV/0! | #DIV/0! | #DIV/0! | #DIV/0! | #DIV/0! | #DIV/0! | #DIV/0! | #DIV/0! | #DIV/0! | #DIV/0!
[15 empty] | 137.7 | 61.4193 | -67.4989 | 4128.396 | 3546.0581 | 4128.396 | 3546.0581 | 25.1793 | 16.2207 | 1 | 1 | 4128.396 | 3546.0581 |  |  |  |  | 137.7 | #DIV/0! | #DIV/0! | #DIV/0! | #DIV/0! | #DIV/0! | #DIV/0! | #DIV/0! | #DIV/0! | #DIV/0! | #DIV/0! | #DIV/0! | #DIV/0! | #DIV/0! |  |  |  | 137.7 | #DIV/0! | #DIV/0! | #DIV/0! | #DIV/0! | #DIV/0! | #DIV/0! | #DIV/0! | #DIV/0! | #DIV/0! | #DIV/0! | #DIV/0! | #DIV/0! | #DIV/0! |  |  |  | 137.7 | #DIV/0! | #DIV/0! | #DIV/0! | #DIV/0! | #DIV/0! | #DIV/0! | #DIV/0! | #DIV/0! | #DIV/0! | #DIV/0! | #DIV/0! | #DIV/0! | #DIV/0! |  |  |  | 137.7 | #DIV/0! | #DIV/0! | #DIV/0! | #DIV/0! | #DIV/0! | #DIV/0! | #DIV/0! | #DIV/0! | #DIV/0! | #DIV/0! | #DIV/0! | #DIV/0! | #DIV/0! |  |  |  | 137.7 | #DIV/0! | #DIV/0! | #DIV/0! | #DIV/0! | #DIV/0! | #DIV/0! | #DIV/0! | #DIV/0! | #DIV/0! | #DIV/0! | #DIV/0! | #DIV/0! | #DIV/0! |  |  |  | 137.7 | #DIV/0! | #DIV/0! | #DIV/0! | #DIV/0! | #DIV/0! | #DIV/0! | #DIV/0! | #DIV/0! | #DIV/0! | #DIV/0! | #DIV/0! | #DIV/0! | #DIV/0! |  |  |  | 137.7 | #DIV/0! | #DIV/0! | #DIV/0! | #DIV/0! | #DIV/0! | #DIV/0! | #DIV/0! | #DIV/0! | #DIV/0! | #DIV/0! | #DIV/0! | #DIV/0! | #DIV/0!
[15 empty] | 137.8 | 61.3014 | -67.606 | 4129.4486 | 3545.3132 | 4129.4486 | 3545.3132 | 25.1374 | 16.1862 | 1 | 1 | 4129.4486 | 3545.3132 |  |  |  |  | 137.8 | #DIV/0! | #DIV/0! | #DIV/0! | #DIV/0! | #DIV/0! | #DIV/0! | #DIV/0! | #DIV/0! | #DIV/0! | #DIV/0! | #DIV/0! | #DIV/0! | #DIV/0! |  |  |  | 137.8 | #DIV/0! | #DIV/0! | #DIV/0! | #DIV/0! | #DIV/0! | #DIV/0! | #DIV/0! | #DIV/0! | #DIV/0! | #DIV/0! | #DIV/0! | #DIV/0! | #DIV/0! |  |  |  | 137.8 | #DIV/0! | #DIV/0! | #DIV/0! | #DIV/0! | #DIV/0! | #DIV/0! | #DIV/0! | #DIV/0! | #DIV/0! | #DIV/0! | #DIV/0! | #DIV/0! | #DIV/0! |  |  |  | 137.8 | #DIV/0! | #DIV/0! | #DIV/0! | #DIV/0! | #DIV/0! | #DIV/0! | #DIV/0! | #DIV/0! | #DIV/0! | #DIV/0! | #DIV/0! | #DIV/0! | #DIV/0! |  |  |  | 137.8 | #DIV/0! | #DIV/0! | #DIV/0! | #DIV/0! | #DIV/0! | #DIV/0! | #DIV/0! | #DIV/0! | #DIV/0! | #DIV/0! | #DIV/0! | #DIV/0! | #DIV/0! |  |  |  | 137.8 | #DIV/0! | #DIV/0! | #DIV/0! | #DIV/0! | #DIV/0! | #DIV/0! | #DIV/0! | #DIV/0! | #DIV/0! | #DIV/0! | #DIV/0! | #DIV/0! | #DIV/0! |  |  |  | 137.8 | #DIV/0! | #DIV/0! | #DIV/0! | #DIV/0! | #DIV/0! | #DIV/0! | #DIV/0! | #DIV/0! | #DIV/0! | #DIV/0! | #DIV/0! | #DIV/0! | #DIV/0!
[15 empty] | 137.9 | 61.1833 | -67.7129 | 4130.4994 | 3544.57 | 4130.4994 | 3544.57 | 25.0954 | 16.1516 | 1 | 1 | 4130.4994 | 3544.57 |  |  |  |  | 137.9 | #DIV/0! | #DIV/0! | #DIV/0! | #DIV/0! | #DIV/0! | #DIV/0! | #DIV/0! | #DIV/0! | #DIV/0! | #DIV/0! | #DIV/0! | #DIV/0! | #DIV/0! |  |  |  | 137.9 | #DIV/0! | #DIV/0! | #DIV/0! | #DIV/0! | #DIV/0! | #DIV/0! | #DIV/0! | #DIV/0! | #DIV/0! | #DIV/0! | #DIV/0! | #DIV/0! | #DIV/0! |  |  |  | 137.9 | #DIV/0! | #DIV/0! | #DIV/0! | #DIV/0! | #DIV/0! | #DIV/0! | #DIV/0! | #DIV/0! | #DIV/0! | #DIV/0! | #DIV/0! | #DIV/0! | #DIV/0! |  |  |  | 137.9 | #DIV/0! | #DIV/0! | #DIV/0! | #DIV/0! | #DIV/0! | #DIV/0! | #DIV/0! | #DIV/0! | #DIV/0! | #DIV/0! | #DIV/0! | #DIV/0! | #DIV/0! |  |  |  | 137.9 | #DIV/0! | #DIV/0! | #DIV/0! | #DIV/0! | #DIV/0! | #DIV/0! | #DIV/0! | #DIV/0! | #DIV/0! | #DIV/0! | #DIV/0! | #DIV/0! | #DIV/0! |  |  |  | 137.9 | #DIV/0! | #DIV/0! | #DIV/0! | #DIV/0! | #DIV/0! | #DIV/0! | #DIV/0! | #DIV/0! | #DIV/0! | #DIV/0! | #DIV/0! | #DIV/0! | #DIV/0! |  |  |  | 137.9 | #DIV/0! | #DIV/0! | #DIV/0! | #DIV/0! | #DIV/0! | #DIV/0! | #DIV/0! | #DIV/0! | #DIV/0! | #DIV/0! | #DIV/0! | #DIV/0! | #DIV/0!
[15 empty] | 138 | 61.065 | -67.8196 | 4131.5484 | 3543.8284 | 4131.5484 | 3543.8284 | 25.0532 | 16.117 | 1 | 1 | 4131.5484 | 3543.8284 |  |  |  |  | 138 | #DIV/0! | #DIV/0! | #DIV/0! | #DIV/0! | #DIV/0! | #DIV/0! | #DIV/0! | #DIV/0! | #DIV/0! | #DIV/0! | #DIV/0! | #DIV/0! | #DIV/0! |  |  |  | 138 | #DIV/0! | #DIV/0! | #DIV/0! | #DIV/0! | #DIV/0! | #DIV/0! | #DIV/0! | #DIV/0! | #DIV/0! | #DIV/0! | #DIV/0! | #DIV/0! | #DIV/0! |  |  |  | 138 | #DIV/0! | #DIV/0! | #DIV/0! | #DIV/0! | #DIV/0! | #DIV/0! | #DIV/0! | #DIV/0! | #DIV/0! | #DIV/0! | #DIV/0! | #DIV/0! | #DIV/0! |  |  |  | 138 | #DIV/0! | #DIV/0! | #DIV/0! | #DIV/0! | #DIV/0! | #DIV/0! | #DIV/0! | #DIV/0! | #DIV/0! | #DIV/0! | #DIV/0! | #DIV/0! | #DIV/0! |  |  |  | 138 | #DIV/0! | #DIV/0! | #DIV/0! | #DIV/0! | #DIV/0! | #DIV/0! | #DIV/0! | #DIV/0! | #DIV/0! | #DIV/0! | #DIV/0! | #DIV/0! | #DIV/0! |  |  |  | 138 | #DIV/0! | #DIV/0! | #DIV/0! | #DIV/0! | #DIV/0! | #DIV/0! | #DIV/0! | #DIV/0! | #DIV/0! | #DIV/0! | #DIV/0! | #DIV/0! | #DIV/0! |  |  |  | 138 | #DIV/0! | #DIV/0! | #DIV/0! | #DIV/0! | #DIV/0! | #DIV/0! | #DIV/0! | #DIV/0! | #DIV/0! | #DIV/0! | #DIV/0! | #DIV/0! | #DIV/0!
[15 empty] | 138.1 | 60.9466 | -67.9261 | 4132.5957 | 3543.0884 | 4132.5957 | 3543.0884 | 25.0109 | 16.0824 | 1 | 1 | 4132.5957 | 3543.0884 |  |  |  |  | 138.1 | #DIV/0! | #DIV/0! | #DIV/0! | #DIV/0! | #DIV/0! | #DIV/0! | #DIV/0! | #DIV/0! | #DIV/0! | #DIV/0! | #DIV/0! | #DIV/0! | #DIV/0! |  |  |  | 138.1 | #DIV/0! | #DIV/0! | #DIV/0! | #DIV/0! | #DIV/0! | #DIV/0! | #DIV/0! | #DIV/0! | #DIV/0! | #DIV/0! | #DIV/0! | #DIV/0! | #DIV/0! |  |  |  | 138.1 | #DIV/0! | #DIV/0! | #DIV/0! | #DIV/0! | #DIV/0! | #DIV/0! | #DIV/0! | #DIV/0! | #DIV/0! | #DIV/0! | #DIV/0! | #DIV/0! | #DIV/0! |  |  |  | 138.1 | #DIV/0! | #DIV/0! | #DIV/0! | #DIV/0! | #DIV/0! | #DIV/0! | #DIV/0! | #DIV/0! | #DIV/0! | #DIV/0! | #DIV/0! | #DIV/0! | #DIV/0! |  |  |  | 138.1 | #DIV/0! | #DIV/0! | #DIV/0! | #DIV/0! | #DIV/0! | #DIV/0! | #DIV/0! | #DIV/0! | #DIV/0! | #DIV/0! | #DIV/0! | #DIV/0! | #DIV/0! |  |  |  | 138.1 | #DIV/0! | #DIV/0! | #DIV/0! | #DIV/0! | #DIV/0! | #DIV/0! | #DIV/0! | #DIV/0! | #DIV/0! | #DIV/0! | #DIV/0! | #DIV/0! | #DIV/0! |  |  |  | 138.1 | #DIV/0! | #DIV/0! | #DIV/0! | #DIV/0! | #DIV/0! | #DIV/0! | #DIV/0! | #DIV/0! | #DIV/0! | #DIV/0! | #DIV/0! | #DIV/0! | #DIV/0!
[15 empty] | 138.2 | 60.8279 | -68.0323 | 4133.6411 | 3542.3501 | 4133.6411 | 3542.3501 | 24.9686 | 16.0477 | 1 | 1 | 4133.6411 | 3542.3501 |  |  |  |  | 138.2 | #DIV/0! | #DIV/0! | #DIV/0! | #DIV/0! | #DIV/0! | #DIV/0! | #DIV/0! | #DIV/0! | #DIV/0! | #DIV/0! | #DIV/0! | #DIV/0! | #DIV/0! |  |  |  | 138.2 | #DIV/0! | #DIV/0! | #DIV/0! | #DIV/0! | #DIV/0! | #DIV/0! | #DIV/0! | #DIV/0! | #DIV/0! | #DIV/0! | #DIV/0! | #DIV/0! | #DIV/0! |  |  |  | 138.2 | #DIV/0! | #DIV/0! | #DIV/0! | #DIV/0! | #DIV/0! | #DIV/0! | #DIV/0! | #DIV/0! | #DIV/0! | #DIV/0! | #DIV/0! | #DIV/0! | #DIV/0! |  |  |  | 138.2 | #DIV/0! | #DIV/0! | #DIV/0! | #DIV/0! | #DIV/0! | #DIV/0! | #DIV/0! | #DIV/0! | #DIV/0! | #DIV/0! | #DIV/0! | #DIV/0! | #DIV/0! |  |  |  | 138.2 | #DIV/0! | #DIV/0! | #DIV/0! | #DIV/0! | #DIV/0! | #DIV/0! | #DIV/0! | #DIV/0! | #DIV/0! | #DIV/0! | #DIV/0! | #DIV/0! | #DIV/0! |  |  |  | 138.2 | #DIV/0! | #DIV/0! | #DIV/0! | #DIV/0! | #DIV/0! | #DIV/0! | #DIV/0! | #DIV/0! | #DIV/0! | #DIV/0! | #DIV/0! | #DIV/0! | #DIV/0! |  |  |  | 138.2 | #DIV/0! | #DIV/0! | #DIV/0! | #DIV/0! | #DIV/0! | #DIV/0! | #DIV/0! | #DIV/0! | #DIV/0! | #DIV/0! | #DIV/0! | #DIV/0! | #DIV/0!
[15 empty] | 138.3 | 60.7091 | -68.1384 | 4134.6848 | 3541.6135 | 4134.6848 | 3541.6135 | 24.9261 | 16.0131 | 1 | 1 | 4134.6848 | 3541.6135 |  |  |  |  | 138.3 | #DIV/0! | #DIV/0! | #DIV/0! | #DIV/0! | #DIV/0! | #DIV/0! | #DIV/0! | #DIV/0! | #DIV/0! | #DIV/0! | #DIV/0! | #DIV/0! | #DIV/0! |  |  |  | 138.3 | #DIV/0! | #DIV/0! | #DIV/0! | #DIV/0! | #DIV/0! | #DIV/0! | #DIV/0! | #DIV/0! | #DIV/0! | #DIV/0! | #DIV/0! | #DIV/0! | #DIV/0! |  |  |  | 138.3 | #DIV/0! | #DIV/0! | #DIV/0! | #DIV/0! | #DIV/0! | #DIV/0! | #DIV/0! | #DIV/0! | #DIV/0! | #DIV/0! | #DIV/0! | #DIV/0! | #DIV/0! |  |  |  | 138.3 | #DIV/0! | #DIV/0! | #DIV/0! | #DIV/0! | #DIV/0! | #DIV/0! | #DIV/0! | #DIV/0! | #DIV/0! | #DIV/0! | #DIV/0! | #DIV/0! | #DIV/0! |  |  |  | 138.3 | #DIV/0! | #DIV/0! | #DIV/0! | #DIV/0! | #DIV/0! | #DIV/0! | #DIV/0! | #DIV/0! | #DIV/0! | #DIV/0! | #DIV/0! | #DIV/0! | #DIV/0! |  |  |  | 138.3 | #DIV/0! | #DIV/0! | #DIV/0! | #DIV/0! | #DIV/0! | #DIV/0! | #DIV/0! | #DIV/0! | #DIV/0! | #DIV/0! | #DIV/0! | #DIV/0! | #DIV/0! |  |  |  | 138.3 | #DIV/0! | #DIV/0! | #DIV/0! | #DIV/0! | #DIV/0! | #DIV/0! | #DIV/0! | #DIV/0! | #DIV/0! | #DIV/0! | #DIV/0! | #DIV/0! | #DIV/0!
[15 empty] | 138.4 | 60.5901 | -68.2442 | 4135.7267 | 3540.8786 | 4135.7267 | 3540.8786 | 24.8835 | 15.9783 | 1 | 1 | 4135.7267 | 3540.8786 |  |  |  |  | 138.4 | #DIV/0! | #DIV/0! | #DIV/0! | #DIV/0! | #DIV/0! | #DIV/0! | #DIV/0! | #DIV/0! | #DIV/0! | #DIV/0! | #DIV/0! | #DIV/0! | #DIV/0! |  |  |  | 138.4 | #DIV/0! | #DIV/0! | #DIV/0! | #DIV/0! | #DIV/0! | #DIV/0! | #DIV/0! | #DIV/0! | #DIV/0! | #DIV/0! | #DIV/0! | #DIV/0! | #DIV/0! |  |  |  | 138.4 | #DIV/0! | #DIV/0! | #DIV/0! | #DIV/0! | #DIV/0! | #DIV/0! | #DIV/0! | #DIV/0! | #DIV/0! | #DIV/0! | #DIV/0! | #DIV/0! | #DIV/0! |  |  |  | 138.4 | #DIV/0! | #DIV/0! | #DIV/0! | #DIV/0! | #DIV/0! | #DIV/0! | #DIV/0! | #DIV/0! | #DIV/0! | #DIV/0! | #DIV/0! | #DIV/0! | #DIV/0! |  |  |  | 138.4 | #DIV/0! | #DIV/0! | #DIV/0! | #DIV/0! | #DIV/0! | #DIV/0! | #DIV/0! | #DIV/0! | #DIV/0! | #DIV/0! | #DIV/0! | #DIV/0! | #DIV/0! |  |  |  | 138.4 | #DIV/0! | #DIV/0! | #DIV/0! | #DIV/0! | #DIV/0! | #DIV/0! | #DIV/0! | #DIV/0! | #DIV/0! | #DIV/0! | #DIV/0! | #DIV/0! | #DIV/0! |  |  |  | 138.4 | #DIV/0! | #DIV/0! | #DIV/0! | #DIV/0! | #DIV/0! | #DIV/0! | #DIV/0! | #DIV/0! | #DIV/0! | #DIV/0! | #DIV/0! | #DIV/0! | #DIV/0!
[15 empty] | 138.5 | 60.4709 | -68.3499 | 4136.7667 | 3540.1453 | 4136.7667 | 3540.1453 | 24.8408 | 15.9436 | 1 | 1 | 4136.7667 | 3540.1453 |  |  |  |  | 138.5 | #DIV/0! | #DIV/0! | #DIV/0! | #DIV/0! | #DIV/0! | #DIV/0! | #DIV/0! | #DIV/0! | #DIV/0! | #DIV/0! | #DIV/0! | #DIV/0! | #DIV/0! |  |  |  | 138.5 | #DIV/0! | #DIV/0! | #DIV/0! | #DIV/0! | #DIV/0! | #DIV/0! | #DIV/0! | #DIV/0! | #DIV/0! | #DIV/0! | #DIV/0! | #DIV/0! | #DIV/0! |  |  |  | 138.5 | #DIV/0! | #DIV/0! | #DIV/0! | #DIV/0! | #DIV/0! | #DIV/0! | #DIV/0! | #DIV/0! | #DIV/0! | #DIV/0! | #DIV/0! | #DIV/0! | #DIV/0! |  |  |  | 138.5 | #DIV/0! | #DIV/0! | #DIV/0! | #DIV/0! | #DIV/0! | #DIV/0! | #DIV/0! | #DIV/0! | #DIV/0! | #DIV/0! | #DIV/0! | #DIV/0! | #DIV/0! |  |  |  | 138.5 | #DIV/0! | #DIV/0! | #DIV/0! | #DIV/0! | #DIV/0! | #DIV/0! | #DIV/0! | #DIV/0! | #DIV/0! | #DIV/0! | #DIV/0! | #DIV/0! | #DIV/0! |  |  |  | 138.5 | #DIV/0! | #DIV/0! | #DIV/0! | #DIV/0! | #DIV/0! | #DIV/0! | #DIV/0! | #DIV/0! | #DIV/0! | #DIV/0! | #DIV/0! | #DIV/0! | #DIV/0! |  |  |  | 138.5 | #DIV/0! | #DIV/0! | #DIV/0! | #DIV/0! | #DIV/0! | #DIV/0! | #DIV/0! | #DIV/0! | #DIV/0! | #DIV/0! | #DIV/0! | #DIV/0! | #DIV/0!
[15 empty] | 138.6 | 60.3515 | -68.4553 | 4137.805 | 3539.4136 | 4137.805 | 3539.4136 | 24.798 | 15.9088 | 1 | 1 | 4137.805 | 3539.4136 |  |  |  |  | 138.6 | #DIV/0! | #DIV/0! | #DIV/0! | #DIV/0! | #DIV/0! | #DIV/0! | #DIV/0! | #DIV/0! | #DIV/0! | #DIV/0! | #DIV/0! | #DIV/0! | #DIV/0! |  |  |  | 138.6 | #DIV/0! | #DIV/0! | #DIV/0! | #DIV/0! | #DIV/0! | #DIV/0! | #DIV/0! | #DIV/0! | #DIV/0! | #DIV/0! | #DIV/0! | #DIV/0! | #DIV/0! |  |  |  | 138.6 | #DIV/0! | #DIV/0! | #DIV/0! | #DIV/0! | #DIV/0! | #DIV/0! | #DIV/0! | #DIV/0! | #DIV/0! | #DIV/0! | #DIV/0! | #DIV/0! | #DIV/0! |  |  |  | 138.6 | #DIV/0! | #DIV/0! | #DIV/0! | #DIV/0! | #DIV/0! | #DIV/0! | #DIV/0! | #DIV/0! | #DIV/0! | #DIV/0! | #DIV/0! | #DIV/0! | #DIV/0! |  |  |  | 138.6 | #DIV/0! | #DIV/0! | #DIV/0! | #DIV/0! | #DIV/0! | #DIV/0! | #DIV/0! | #DIV/0! | #DIV/0! | #DIV/0! | #DIV/0! | #DIV/0! | #DIV/0! |  |  |  | 138.6 | #DIV/0! | #DIV/0! | #DIV/0! | #DIV/0! | #DIV/0! | #DIV/0! | #DIV/0! | #DIV/0! | #DIV/0! | #DIV/0! | #DIV/0! | #DIV/0! | #DIV/0! |  |  |  | 138.6 | #DIV/0! | #DIV/0! | #DIV/0! | #DIV/0! | #DIV/0! | #DIV/0! | #DIV/0! | #DIV/0! | #DIV/0! | #DIV/0! | #DIV/0! | #DIV/0! | #DIV/0!
[15 empty] | 138.7 | 60.2319 | -68.5606 | 4138.8415 | 3538.6836 | 4138.8415 | 3538.6836 | 24.755 | 15.874 | 1 | 1 | 4138.8415 | 3538.6836 |  |  |  |  | 138.7 | #DIV/0! | #DIV/0! | #DIV/0! | #DIV/0! | #DIV/0! | #DIV/0! | #DIV/0! | #DIV/0! | #DIV/0! | #DIV/0! | #DIV/0! | #DIV/0! | #DIV/0! |  |  |  | 138.7 | #DIV/0! | #DIV/0! | #DIV/0! | #DIV/0! | #DIV/0! | #DIV/0! | #DIV/0! | #DIV/0! | #DIV/0! | #DIV/0! | #DIV/0! | #DIV/0! | #DIV/0! |  |  |  | 138.7 | #DIV/0! | #DIV/0! | #DIV/0! | #DIV/0! | #DIV/0! | #DIV/0! | #DIV/0! | #DIV/0! | #DIV/0! | #DIV/0! | #DIV/0! | #DIV/0! | #DIV/0! |  |  |  | 138.7 | #DIV/0! | #DIV/0! | #DIV/0! | #DIV/0! | #DIV/0! | #DIV/0! | #DIV/0! | #DIV/0! | #DIV/0! | #DIV/0! | #DIV/0! | #DIV/0! | #DIV/0! |  |  |  | 138.7 | #DIV/0! | #DIV/0! | #DIV/0! | #DIV/0! | #DIV/0! | #DIV/0! | #DIV/0! | #DIV/0! | #DIV/0! | #DIV/0! | #DIV/0! | #DIV/0! | #DIV/0! |  |  |  | 138.7 | #DIV/0! | #DIV/0! | #DIV/0! | #DIV/0! | #DIV/0! | #DIV/0! | #DIV/0! | #DIV/0! | #DIV/0! | #DIV/0! | #DIV/0! | #DIV/0! | #DIV/0! |  |  |  | 138.7 | #DIV/0! | #DIV/0! | #DIV/0! | #DIV/0! | #DIV/0! | #DIV/0! | #DIV/0! | #DIV/0! | #DIV/0! | #DIV/0! | #DIV/0! | #DIV/0! | #DIV/0!
[15 empty] | 138.8 | 60.1122 | -68.6656 | 4139.8761 | 3537.9553 | 4139.8761 | 3537.9553 | 24.712 | 15.8392 | 1 | 1 | 4139.8761 | 3537.9553 |  |  |  |  | 138.8 | #DIV/0! | #DIV/0! | #DIV/0! | #DIV/0! | #DIV/0! | #DIV/0! | #DIV/0! | #DIV/0! | #DIV/0! | #DIV/0! | #DIV/0! | #DIV/0! | #DIV/0! |  |  |  | 138.8 | #DIV/0! | #DIV/0! | #DIV/0! | #DIV/0! | #DIV/0! | #DIV/0! | #DIV/0! | #DIV/0! | #DIV/0! | #DIV/0! | #DIV/0! | #DIV/0! | #DIV/0! |  |  |  | 138.8 | #DIV/0! | #DIV/0! | #DIV/0! | #DIV/0! | #DIV/0! | #DIV/0! | #DIV/0! | #DIV/0! | #DIV/0! | #DIV/0! | #DIV/0! | #DIV/0! | #DIV/0! |  |  |  | 138.8 | #DIV/0! | #DIV/0! | #DIV/0! | #DIV/0! | #DIV/0! | #DIV/0! | #DIV/0! | #DIV/0! | #DIV/0! | #DIV/0! | #DIV/0! | #DIV/0! | #DIV/0! |  |  |  | 138.8 | #DIV/0! | #DIV/0! | #DIV/0! | #DIV/0! | #DIV/0! | #DIV/0! | #DIV/0! | #DIV/0! | #DIV/0! | #DIV/0! | #DIV/0! | #DIV/0! | #DIV/0! |  |  |  | 138.8 | #DIV/0! | #DIV/0! | #DIV/0! | #DIV/0! | #DIV/0! | #DIV/0! | #DIV/0! | #DIV/0! | #DIV/0! | #DIV/0! | #DIV/0! | #DIV/0! | #DIV/0! |  |  |  | 138.8 | #DIV/0! | #DIV/0! | #DIV/0! | #DIV/0! | #DIV/0! | #DIV/0! | #DIV/0! | #DIV/0! | #DIV/0! | #DIV/0! | #DIV/0! | #DIV/0! | #DIV/0!
[15 empty] | 138.9 | 59.9922 | -68.7704 | 4140.9089 | 3537.2286 | 4140.9089 | 3537.2286 | 24.6688 | 15.8044 | 1 | 1 | 4140.9089 | 3537.2286 |  |  |  |  | 138.9 | #DIV/0! | #DIV/0! | #DIV/0! | #DIV/0! | #DIV/0! | #DIV/0! | #DIV/0! | #DIV/0! | #DIV/0! | #DIV/0! | #DIV/0! | #DIV/0! | #DIV/0! |  |  |  | 138.9 | #DIV/0! | #DIV/0! | #DIV/0! | #DIV/0! | #DIV/0! | #DIV/0! | #DIV/0! | #DIV/0! | #DIV/0! | #DIV/0! | #DIV/0! | #DIV/0! | #DIV/0! |  |  |  | 138.9 | #DIV/0! | #DIV/0! | #DIV/0! | #DIV/0! | #DIV/0! | #DIV/0! | #DIV/0! | #DIV/0! | #DIV/0! | #DIV/0! | #DIV/0! | #DIV/0! | #DIV/0! |  |  |  | 138.9 | #DIV/0! | #DIV/0! | #DIV/0! | #DIV/0! | #DIV/0! | #DIV/0! | #DIV/0! | #DIV/0! | #DIV/0! | #DIV/0! | #DIV/0! | #DIV/0! | #DIV/0! |  |  |  | 138.9 | #DIV/0! | #DIV/0! | #DIV/0! | #DIV/0! | #DIV/0! | #DIV/0! | #DIV/0! | #DIV/0! | #DIV/0! | #DIV/0! | #DIV/0! | #DIV/0! | #DIV/0! |  |  |  | 138.9 | #DIV/0! | #DIV/0! | #DIV/0! | #DIV/0! | #DIV/0! | #DIV/0! | #DIV/0! | #DIV/0! | #DIV/0! | #DIV/0! | #DIV/0! | #DIV/0! | #DIV/0! |  |  |  | 138.9 | #DIV/0! | #DIV/0! | #DIV/0! | #DIV/0! | #DIV/0! | #DIV/0! | #DIV/0! | #DIV/0! | #DIV/0! | #DIV/0! | #DIV/0! | #DIV/0! | #DIV/0!
[15 empty] | 139 | 59.8721 | -68.875 | 4141.9399 | 3536.5036 | 4141.9399 | 3536.5036 | 24.6256 | 15.7695 | 1 | 1 | 4141.9399 | 3536.5036 |  |  |  |  | 139 | #DIV/0! | #DIV/0! | #DIV/0! | #DIV/0! | #DIV/0! | #DIV/0! | #DIV/0! | #DIV/0! | #DIV/0! | #DIV/0! | #DIV/0! | #DIV/0! | #DIV/0! |  |  |  | 139 | #DIV/0! | #DIV/0! | #DIV/0! | #DIV/0! | #DIV/0! | #DIV/0! | #DIV/0! | #DIV/0! | #DIV/0! | #DIV/0! | #DIV/0! | #DIV/0! | #DIV/0! |  |  |  | 139 | #DIV/0! | #DIV/0! | #DIV/0! | #DIV/0! | #DIV/0! | #DIV/0! | #DIV/0! | #DIV/0! | #DIV/0! | #DIV/0! | #DIV/0! | #DIV/0! | #DIV/0! |  |  |  | 139 | #DIV/0! | #DIV/0! | #DIV/0! | #DIV/0! | #DIV/0! | #DIV/0! | #DIV/0! | #DIV/0! | #DIV/0! | #DIV/0! | #DIV/0! | #DIV/0! | #DIV/0! |  |  |  | 139 | #DIV/0! | #DIV/0! | #DIV/0! | #DIV/0! | #DIV/0! | #DIV/0! | #DIV/0! | #DIV/0! | #DIV/0! | #DIV/0! | #DIV/0! | #DIV/0! | #DIV/0! |  |  |  | 139 | #DIV/0! | #DIV/0! | #DIV/0! | #DIV/0! | #DIV/0! | #DIV/0! | #DIV/0! | #DIV/0! | #DIV/0! | #DIV/0! | #DIV/0! | #DIV/0! | #DIV/0! |  |  |  | 139 | #DIV/0! | #DIV/0! | #DIV/0! | #DIV/0! | #DIV/0! | #DIV/0! | #DIV/0! | #DIV/0! | #DIV/0! | #DIV/0! | #DIV/0! | #DIV/0! | #DIV/0!
[15 empty] | 139.1 | 59.7518 | -68.9794 | 4142.9691 | 3535.7803 | 4142.9691 | 3535.7803 | 24.5822 | 15.7346 | 1 | 1 | 4142.9691 | 3535.7803 |  |  |  |  | 139.1 | #DIV/0! | #DIV/0! | #DIV/0! | #DIV/0! | #DIV/0! | #DIV/0! | #DIV/0! | #DIV/0! | #DIV/0! | #DIV/0! | #DIV/0! | #DIV/0! | #DIV/0! |  |  |  | 139.1 | #DIV/0! | #DIV/0! | #DIV/0! | #DIV/0! | #DIV/0! | #DIV/0! | #DIV/0! | #DIV/0! | #DIV/0! | #DIV/0! | #DIV/0! | #DIV/0! | #DIV/0! |  |  |  | 139.1 | #DIV/0! | #DIV/0! | #DIV/0! | #DIV/0! | #DIV/0! | #DIV/0! | #DIV/0! | #DIV/0! | #DIV/0! | #DIV/0! | #DIV/0! | #DIV/0! | #DIV/0! |  |  |  | 139.1 | #DIV/0! | #DIV/0! | #DIV/0! | #DIV/0! | #DIV/0! | #DIV/0! | #DIV/0! | #DIV/0! | #DIV/0! | #DIV/0! | #DIV/0! | #DIV/0! | #DIV/0! |  |  |  | 139.1 | #DIV/0! | #DIV/0! | #DIV/0! | #DIV/0! | #DIV/0! | #DIV/0! | #DIV/0! | #DIV/0! | #DIV/0! | #DIV/0! | #DIV/0! | #DIV/0! | #DIV/0! |  |  |  | 139.1 | #DIV/0! | #DIV/0! | #DIV/0! | #DIV/0! | #DIV/0! | #DIV/0! | #DIV/0! | #DIV/0! | #DIV/0! | #DIV/0! | #DIV/0! | #DIV/0! | #DIV/0! |  |  |  | 139.1 | #DIV/0! | #DIV/0! | #DIV/0! | #DIV/0! | #DIV/0! | #DIV/0! | #DIV/0! | #DIV/0! | #DIV/0! | #DIV/0! | #DIV/0! | #DIV/0! | #DIV/0!
[15 empty] | 139.2 | 59.6313 | -69.0836 | 4143.9964 | 3535.0586 | 4143.9964 | 3535.0586 | 24.5387 | 15.6997 | 1 | 1 | 4143.9964 | 3535.0586 |  |  |  |  | 139.2 | #DIV/0! | #DIV/0! | #DIV/0! | #DIV/0! | #DIV/0! | #DIV/0! | #DIV/0! | #DIV/0! | #DIV/0! | #DIV/0! | #DIV/0! | #DIV/0! | #DIV/0! |  |  |  | 139.2 | #DIV/0! | #DIV/0! | #DIV/0! | #DIV/0! | #DIV/0! | #DIV/0! | #DIV/0! | #DIV/0! | #DIV/0! | #DIV/0! | #DIV/0! | #DIV/0! | #DIV/0! |  |  |  | 139.2 | #DIV/0! | #DIV/0! | #DIV/0! | #DIV/0! | #DIV/0! | #DIV/0! | #DIV/0! | #DIV/0! | #DIV/0! | #DIV/0! | #DIV/0! | #DIV/0! | #DIV/0! |  |  |  | 139.2 | #DIV/0! | #DIV/0! | #DIV/0! | #DIV/0! | #DIV/0! | #DIV/0! | #DIV/0! | #DIV/0! | #DIV/0! | #DIV/0! | #DIV/0! | #DIV/0! | #DIV/0! |  |  |  | 139.2 | #DIV/0! | #DIV/0! | #DIV/0! | #DIV/0! | #DIV/0! | #DIV/0! | #DIV/0! | #DIV/0! | #DIV/0! | #DIV/0! | #DIV/0! | #DIV/0! | #DIV/0! |  |  |  | 139.2 | #DIV/0! | #DIV/0! | #DIV/0! | #DIV/0! | #DIV/0! | #DIV/0! | #DIV/0! | #DIV/0! | #DIV/0! | #DIV/0! | #DIV/0! | #DIV/0! | #DIV/0! |  |  |  | 139.2 | #DIV/0! | #DIV/0! | #DIV/0! | #DIV/0! | #DIV/0! | #DIV/0! | #DIV/0! | #DIV/0! | #DIV/0! | #DIV/0! | #DIV/0! | #DIV/0! | #DIV/0!
[15 empty] | 139.3 | 59.5107 | -69.1875 | 4145.0219 | 3534.3386 | 4145.0219 | 3534.3386 | 24.4951 | 15.6647 | 1 | 1 | 4145.0219 | 3534.3386 |  |  |  |  | 139.3 | #DIV/0! | #DIV/0! | #DIV/0! | #DIV/0! | #DIV/0! | #DIV/0! | #DIV/0! | #DIV/0! | #DIV/0! | #DIV/0! | #DIV/0! | #DIV/0! | #DIV/0! |  |  |  | 139.3 | #DIV/0! | #DIV/0! | #DIV/0! | #DIV/0! | #DIV/0! | #DIV/0! | #DIV/0! | #DIV/0! | #DIV/0! | #DIV/0! | #DIV/0! | #DIV/0! | #DIV/0! |  |  |  | 139.3 | #DIV/0! | #DIV/0! | #DIV/0! | #DIV/0! | #DIV/0! | #DIV/0! | #DIV/0! | #DIV/0! | #DIV/0! | #DIV/0! | #DIV/0! | #DIV/0! | #DIV/0! |  |  |  | 139.3 | #DIV/0! | #DIV/0! | #DIV/0! | #DIV/0! | #DIV/0! | #DIV/0! | #DIV/0! | #DIV/0! | #DIV/0! | #DIV/0! | #DIV/0! | #DIV/0! | #DIV/0! |  |  |  | 139.3 | #DIV/0! | #DIV/0! | #DIV/0! | #DIV/0! | #DIV/0! | #DIV/0! | #DIV/0! | #DIV/0! | #DIV/0! | #DIV/0! | #DIV/0! | #DIV/0! | #DIV/0! |  |  |  | 139.3 | #DIV/0! | #DIV/0! | #DIV/0! | #DIV/0! | #DIV/0! | #DIV/0! | #DIV/0! | #DIV/0! | #DIV/0! | #DIV/0! | #DIV/0! | #DIV/0! | #DIV/0! |  |  |  | 139.3 | #DIV/0! | #DIV/0! | #DIV/0! | #DIV/0! | #DIV/0! | #DIV/0! | #DIV/0! | #DIV/0! | #DIV/0! | #DIV/0! | #DIV/0! | #DIV/0! | #DIV/0!
[15 empty] | 139.4 | 59.3898 | -69.2913 | 4146.0455 | 3533.6203 | 4146.0455 | 3533.6203 | 24.4514 | 15.6297 | 1 | 1 | 4146.0455 | 3533.6203 |  |  |  |  | 139.4 | #DIV/0! | #DIV/0! | #DIV/0! | #DIV/0! | #DIV/0! | #DIV/0! | #DIV/0! | #DIV/0! | #DIV/0! | #DIV/0! | #DIV/0! | #DIV/0! | #DIV/0! |  |  |  | 139.4 | #DIV/0! | #DIV/0! | #DIV/0! | #DIV/0! | #DIV/0! | #DIV/0! | #DIV/0! | #DIV/0! | #DIV/0! | #DIV/0! | #DIV/0! | #DIV/0! | #DIV/0! |  |  |  | 139.4 | #DIV/0! | #DIV/0! | #DIV/0! | #DIV/0! | #DIV/0! | #DIV/0! | #DIV/0! | #DIV/0! | #DIV/0! | #DIV/0! | #DIV/0! | #DIV/0! | #DIV/0! |  |  |  | 139.4 | #DIV/0! | #DIV/0! | #DIV/0! | #DIV/0! | #DIV/0! | #DIV/0! | #DIV/0! | #DIV/0! | #DIV/0! | #DIV/0! | #DIV/0! | #DIV/0! | #DIV/0! |  |  |  | 139.4 | #DIV/0! | #DIV/0! | #DIV/0! | #DIV/0! | #DIV/0! | #DIV/0! | #DIV/0! | #DIV/0! | #DIV/0! | #DIV/0! | #DIV/0! | #DIV/0! | #DIV/0! |  |  |  | 139.4 | #DIV/0! | #DIV/0! | #DIV/0! | #DIV/0! | #DIV/0! | #DIV/0! | #DIV/0! | #DIV/0! | #DIV/0! | #DIV/0! | #DIV/0! | #DIV/0! | #DIV/0! |  |  |  | 139.4 | #DIV/0! | #DIV/0! | #DIV/0! | #DIV/0! | #DIV/0! | #DIV/0! | #DIV/0! | #DIV/0! | #DIV/0! | #DIV/0! | #DIV/0! | #DIV/0! | #DIV/0!
[15 empty] | 139.5 | 59.2688 | -69.3948 | 4147.0673 | 3532.9036 | 4147.0673 | 3532.9036 | 24.4076 | 15.5947 | 1 | 1 | 4147.0673 | 3532.9036 |  |  |  |  | 139.5 | #DIV/0! | #DIV/0! | #DIV/0! | #DIV/0! | #DIV/0! | #DIV/0! | #DIV/0! | #DIV/0! | #DIV/0! | #DIV/0! | #DIV/0! | #DIV/0! | #DIV/0! |  |  |  | 139.5 | #DIV/0! | #DIV/0! | #DIV/0! | #DIV/0! | #DIV/0! | #DIV/0! | #DIV/0! | #DIV/0! | #DIV/0! | #DIV/0! | #DIV/0! | #DIV/0! | #DIV/0! |  |  |  | 139.5 | #DIV/0! | #DIV/0! | #DIV/0! | #DIV/0! | #DIV/0! | #DIV/0! | #DIV/0! | #DIV/0! | #DIV/0! | #DIV/0! | #DIV/0! | #DIV/0! | #DIV/0! |  |  |  | 139.5 | #DIV/0! | #DIV/0! | #DIV/0! | #DIV/0! | #DIV/0! | #DIV/0! | #DIV/0! | #DIV/0! | #DIV/0! | #DIV/0! | #DIV/0! | #DIV/0! | #DIV/0! |  |  |  | 139.5 | #DIV/0! | #DIV/0! | #DIV/0! | #DIV/0! | #DIV/0! | #DIV/0! | #DIV/0! | #DIV/0! | #DIV/0! | #DIV/0! | #DIV/0! | #DIV/0! | #DIV/0! |  |  |  | 139.5 | #DIV/0! | #DIV/0! | #DIV/0! | #DIV/0! | #DIV/0! | #DIV/0! | #DIV/0! | #DIV/0! | #DIV/0! | #DIV/0! | #DIV/0! | #DIV/0! | #DIV/0! |  |  |  | 139.5 | #DIV/0! | #DIV/0! | #DIV/0! | #DIV/0! | #DIV/0! | #DIV/0! | #DIV/0! | #DIV/0! | #DIV/0! | #DIV/0! | #DIV/0! | #DIV/0! | #DIV/0!
[15 empty] | 139.6 | 59.1476 | -69.4982 | 4148.0873 | 3532.1886 | 4148.0873 | 3532.1886 | 24.3637 | 15.5597 | 1 | 1 | 4148.0873 | 3532.1886 |  |  |  |  | 139.6 | #DIV/0! | #DIV/0! | #DIV/0! | #DIV/0! | #DIV/0! | #DIV/0! | #DIV/0! | #DIV/0! | #DIV/0! | #DIV/0! | #DIV/0! | #DIV/0! | #DIV/0! |  |  |  | 139.6 | #DIV/0! | #DIV/0! | #DIV/0! | #DIV/0! | #DIV/0! | #DIV/0! | #DIV/0! | #DIV/0! | #DIV/0! | #DIV/0! | #DIV/0! | #DIV/0! | #DIV/0! |  |  |  | 139.6 | #DIV/0! | #DIV/0! | #DIV/0! | #DIV/0! | #DIV/0! | #DIV/0! | #DIV/0! | #DIV/0! | #DIV/0! | #DIV/0! | #DIV/0! | #DIV/0! | #DIV/0! |  |  |  | 139.6 | #DIV/0! | #DIV/0! | #DIV/0! | #DIV/0! | #DIV/0! | #DIV/0! | #DIV/0! | #DIV/0! | #DIV/0! | #DIV/0! | #DIV/0! | #DIV/0! | #DIV/0! |  |  |  | 139.6 | #DIV/0! | #DIV/0! | #DIV/0! | #DIV/0! | #DIV/0! | #DIV/0! | #DIV/0! | #DIV/0! | #DIV/0! | #DIV/0! | #DIV/0! | #DIV/0! | #DIV/0! |  |  |  | 139.6 | #DIV/0! | #DIV/0! | #DIV/0! | #DIV/0! | #DIV/0! | #DIV/0! | #DIV/0! | #DIV/0! | #DIV/0! | #DIV/0! | #DIV/0! | #DIV/0! | #DIV/0! |  |  |  | 139.6 | #DIV/0! | #DIV/0! | #DIV/0! | #DIV/0! | #DIV/0! | #DIV/0! | #DIV/0! | #DIV/0! | #DIV/0! | #DIV/0! | #DIV/0! | #DIV/0! | #DIV/0!
[15 empty] | 139.7 | 59.0262 | -69.6013 | 4149.1054 | 3531.4752 | 4149.1054 | 3531.4752 | 24.3196 | 15.5246 | 1 | 1 | 4149.1054 | 3531.4752 |  |  |  |  | 139.7 | #DIV/0! | #DIV/0! | #DIV/0! | #DIV/0! | #DIV/0! | #DIV/0! | #DIV/0! | #DIV/0! | #DIV/0! | #DIV/0! | #DIV/0! | #DIV/0! | #DIV/0! |  |  |  | 139.7 | #DIV/0! | #DIV/0! | #DIV/0! | #DIV/0! | #DIV/0! | #DIV/0! | #DIV/0! | #DIV/0! | #DIV/0! | #DIV/0! | #DIV/0! | #DIV/0! | #DIV/0! |  |  |  | 139.7 | #DIV/0! | #DIV/0! | #DIV/0! | #DIV/0! | #DIV/0! | #DIV/0! | #DIV/0! | #DIV/0! | #DIV/0! | #DIV/0! | #DIV/0! | #DIV/0! | #DIV/0! |  |  |  | 139.7 | #DIV/0! | #DIV/0! | #DIV/0! | #DIV/0! | #DIV/0! | #DIV/0! | #DIV/0! | #DIV/0! | #DIV/0! | #DIV/0! | #DIV/0! | #DIV/0! | #DIV/0! |  |  |  | 139.7 | #DIV/0! | #DIV/0! | #DIV/0! | #DIV/0! | #DIV/0! | #DIV/0! | #DIV/0! | #DIV/0! | #DIV/0! | #DIV/0! | #DIV/0! | #DIV/0! | #DIV/0! |  |  |  | 139.7 | #DIV/0! | #DIV/0! | #DIV/0! | #DIV/0! | #DIV/0! | #DIV/0! | #DIV/0! | #DIV/0! | #DIV/0! | #DIV/0! | #DIV/0! | #DIV/0! | #DIV/0! |  |  |  | 139.7 | #DIV/0! | #DIV/0! | #DIV/0! | #DIV/0! | #DIV/0! | #DIV/0! | #DIV/0! | #DIV/0! | #DIV/0! | #DIV/0! | #DIV/0! | #DIV/0! | #DIV/0!
[15 empty] | 139.8 | 58.9046 | -69.7042 | 4150.1216 | 3530.7636 | 4150.1216 | 3530.7636 | 24.2755 | 15.4895 | 1 | 1 | 4150.1216 | 3530.7636 |  |  |  |  | 139.8 | #DIV/0! | #DIV/0! | #DIV/0! | #DIV/0! | #DIV/0! | #DIV/0! | #DIV/0! | #DIV/0! | #DIV/0! | #DIV/0! | #DIV/0! | #DIV/0! | #DIV/0! |  |  |  | 139.8 | #DIV/0! | #DIV/0! | #DIV/0! | #DIV/0! | #DIV/0! | #DIV/0! | #DIV/0! | #DIV/0! | #DIV/0! | #DIV/0! | #DIV/0! | #DIV/0! | #DIV/0! |  |  |  | 139.8 | #DIV/0! | #DIV/0! | #DIV/0! | #DIV/0! | #DIV/0! | #DIV/0! | #DIV/0! | #DIV/0! | #DIV/0! | #DIV/0! | #DIV/0! | #DIV/0! | #DIV/0! |  |  |  | 139.8 | #DIV/0! | #DIV/0! | #DIV/0! | #DIV/0! | #DIV/0! | #DIV/0! | #DIV/0! | #DIV/0! | #DIV/0! | #DIV/0! | #DIV/0! | #DIV/0! | #DIV/0! |  |  |  | 139.8 | #DIV/0! | #DIV/0! | #DIV/0! | #DIV/0! | #DIV/0! | #DIV/0! | #DIV/0! | #DIV/0! | #DIV/0! | #DIV/0! | #DIV/0! | #DIV/0! | #DIV/0! |  |  |  | 139.8 | #DIV/0! | #DIV/0! | #DIV/0! | #DIV/0! | #DIV/0! | #DIV/0! | #DIV/0! | #DIV/0! | #DIV/0! | #DIV/0! | #DIV/0! | #DIV/0! | #DIV/0! |  |  |  | 139.8 | #DIV/0! | #DIV/0! | #DIV/0! | #DIV/0! | #DIV/0! | #DIV/0! | #DIV/0! | #DIV/0! | #DIV/0! | #DIV/0! | #DIV/0! | #DIV/0! | #DIV/0!
[15 empty] | 139.9 | 58.7829 | -69.8069 | 4151.136 | 3530.0536 | 4151.136 | 3530.0536 | 24.2312 | 15.4544 | 1 | 1 | 4151.136 | 3530.0536 |  |  |  |  | 139.9 | #DIV/0! | #DIV/0! | #DIV/0! | #DIV/0! | #DIV/0! | #DIV/0! | #DIV/0! | #DIV/0! | #DIV/0! | #DIV/0! | #DIV/0! | #DIV/0! | #DIV/0! |  |  |  | 139.9 | #DIV/0! | #DIV/0! | #DIV/0! | #DIV/0! | #DIV/0! | #DIV/0! | #DIV/0! | #DIV/0! | #DIV/0! | #DIV/0! | #DIV/0! | #DIV/0! | #DIV/0! |  |  |  | 139.9 | #DIV/0! | #DIV/0! | #DIV/0! | #DIV/0! | #DIV/0! | #DIV/0! | #DIV/0! | #DIV/0! | #DIV/0! | #DIV/0! | #DIV/0! | #DIV/0! | #DIV/0! |  |  |  | 139.9 | #DIV/0! | #DIV/0! | #DIV/0! | #DIV/0! | #DIV/0! | #DIV/0! | #DIV/0! | #DIV/0! | #DIV/0! | #DIV/0! | #DIV/0! | #DIV/0! | #DIV/0! |  |  |  | 139.9 | #DIV/0! | #DIV/0! | #DIV/0! | #DIV/0! | #DIV/0! | #DIV/0! | #DIV/0! | #DIV/0! | #DIV/0! | #DIV/0! | #DIV/0! | #DIV/0! | #DIV/0! |  |  |  | 139.9 | #DIV/0! | #DIV/0! | #DIV/0! | #DIV/0! | #DIV/0! | #DIV/0! | #DIV/0! | #DIV/0! | #DIV/0! | #DIV/0! | #DIV/0! | #DIV/0! | #DIV/0! |  |  |  | 139.9 | #DIV/0! | #DIV/0! | #DIV/0! | #DIV/0! | #DIV/0! | #DIV/0! | #DIV/0! | #DIV/0! | #DIV/0! | #DIV/0! | #DIV/0! | #DIV/0! | #DIV/0!
[15 empty] | 140 | 58.661 | -69.9094 | 4152.1485 | 3529.3452 | 4152.1485 | 3529.3452 | 24.1869 | 15.4192 | 1 | 1 | 4152.1485 | 3529.3452 |  |  |  |  | 140 | #DIV/0! | #DIV/0! | #DIV/0! | #DIV/0! | #DIV/0! | #DIV/0! | #DIV/0! | #DIV/0! | #DIV/0! | #DIV/0! | #DIV/0! | #DIV/0! | #DIV/0! |  |  |  | 140 | #DIV/0! | #DIV/0! | #DIV/0! | #DIV/0! | #DIV/0! | #DIV/0! | #DIV/0! | #DIV/0! | #DIV/0! | #DIV/0! | #DIV/0! | #DIV/0! | #DIV/0! |  |  |  | 140 | #DIV/0! | #DIV/0! | #DIV/0! | #DIV/0! | #DIV/0! | #DIV/0! | #DIV/0! | #DIV/0! | #DIV/0! | #DIV/0! | #DIV/0! | #DIV/0! | #DIV/0! |  |  |  | 140 | #DIV/0! | #DIV/0! | #DIV/0! | #DIV/0! | #DIV/0! | #DIV/0! | #DIV/0! | #DIV/0! | #DIV/0! | #DIV/0! | #DIV/0! | #DIV/0! | #DIV/0! |  |  |  | 140 | #DIV/0! | #DIV/0! | #DIV/0! | #DIV/0! | #DIV/0! | #DIV/0! | #DIV/0! | #DIV/0! | #DIV/0! | #DIV/0! | #DIV/0! | #DIV/0! | #DIV/0! |  |  |  | 140 | #DIV/0! | #DIV/0! | #DIV/0! | #DIV/0! | #DIV/0! | #DIV/0! | #DIV/0! | #DIV/0! | #DIV/0! | #DIV/0! | #DIV/0! | #DIV/0! | #DIV/0! |  |  |  | 140 | #DIV/0! | #DIV/0! | #DIV/0! | #DIV/0! | #DIV/0! | #DIV/0! | #DIV/0! | #DIV/0! | #DIV/0! | #DIV/0! | #DIV/0! | #DIV/0! | #DIV/0!
[15 empty] | 140.1 | 58.5389 | -70.0117 | 4153.1591 | 3528.6386 | 4153.1591 | 3528.6386 | 24.1424 | 15.384 | 1 | 1 | 4153.1591 | 3528.6386 |  |  |  |  | 140.1 | #DIV/0! | #DIV/0! | #DIV/0! | #DIV/0! | #DIV/0! | #DIV/0! | #DIV/0! | #DIV/0! | #DIV/0! | #DIV/0! | #DIV/0! | #DIV/0! | #DIV/0! |  |  |  | 140.1 | #DIV/0! | #DIV/0! | #DIV/0! | #DIV/0! | #DIV/0! | #DIV/0! | #DIV/0! | #DIV/0! | #DIV/0! | #DIV/0! | #DIV/0! | #DIV/0! | #DIV/0! |  |  |  | 140.1 | #DIV/0! | #DIV/0! | #DIV/0! | #DIV/0! | #DIV/0! | #DIV/0! | #DIV/0! | #DIV/0! | #DIV/0! | #DIV/0! | #DIV/0! | #DIV/0! | #DIV/0! |  |  |  | 140.1 | #DIV/0! | #DIV/0! | #DIV/0! | #DIV/0! | #DIV/0! | #DIV/0! | #DIV/0! | #DIV/0! | #DIV/0! | #DIV/0! | #DIV/0! | #DIV/0! | #DIV/0! |  |  |  | 140.1 | #DIV/0! | #DIV/0! | #DIV/0! | #DIV/0! | #DIV/0! | #DIV/0! | #DIV/0! | #DIV/0! | #DIV/0! | #DIV/0! | #DIV/0! | #DIV/0! | #DIV/0! |  |  |  | 140.1 | #DIV/0! | #DIV/0! | #DIV/0! | #DIV/0! | #DIV/0! | #DIV/0! | #DIV/0! | #DIV/0! | #DIV/0! | #DIV/0! | #DIV/0! | #DIV/0! | #DIV/0! |  |  |  | 140.1 | #DIV/0! | #DIV/0! | #DIV/0! | #DIV/0! | #DIV/0! | #DIV/0! | #DIV/0! | #DIV/0! | #DIV/0! | #DIV/0! | #DIV/0! | #DIV/0! | #DIV/0!
[15 empty] | 140.2 | 58.4166 | -70.1138 | 4154.1678 | 3527.9336 | 4154.1678 | 3527.9336 | 24.0978 | 15.3488 | 1 | 1 | 4154.1678 | 3527.9336 |  |  |  |  | 140.2 | #DIV/0! | #DIV/0! | #DIV/0! | #DIV/0! | #DIV/0! | #DIV/0! | #DIV/0! | #DIV/0! | #DIV/0! | #DIV/0! | #DIV/0! | #DIV/0! | #DIV/0! |  |  |  | 140.2 | #DIV/0! | #DIV/0! | #DIV/0! | #DIV/0! | #DIV/0! | #DIV/0! | #DIV/0! | #DIV/0! | #DIV/0! | #DIV/0! | #DIV/0! | #DIV/0! | #DIV/0! |  |  |  | 140.2 | #DIV/0! | #DIV/0! | #DIV/0! | #DIV/0! | #DIV/0! | #DIV/0! | #DIV/0! | #DIV/0! | #DIV/0! | #DIV/0! | #DIV/0! | #DIV/0! | #DIV/0! |  |  |  | 140.2 | #DIV/0! | #DIV/0! | #DIV/0! | #DIV/0! | #DIV/0! | #DIV/0! | #DIV/0! | #DIV/0! | #DIV/0! | #DIV/0! | #DIV/0! | #DIV/0! | #DIV/0! |  |  |  | 140.2 | #DIV/0! | #DIV/0! | #DIV/0! | #DIV/0! | #DIV/0! | #DIV/0! | #DIV/0! | #DIV/0! | #DIV/0! | #DIV/0! | #DIV/0! | #DIV/0! | #DIV/0! |  |  |  | 140.2 | #DIV/0! | #DIV/0! | #DIV/0! | #DIV/0! | #DIV/0! | #DIV/0! | #DIV/0! | #DIV/0! | #DIV/0! | #DIV/0! | #DIV/0! | #DIV/0! | #DIV/0! |  |  |  | 140.2 | #DIV/0! | #DIV/0! | #DIV/0! | #DIV/0! | #DIV/0! | #DIV/0! | #DIV/0! | #DIV/0! | #DIV/0! | #DIV/0! | #DIV/0! | #DIV/0! | #DIV/0!
[15 empty] | 140.3 | 58.2941 | -70.2156 | 4155.1747 | 3527.2303 | 4155.1747 | 3527.2303 | 24.0531 | 15.3136 | 1 | 1 | 4155.1747 | 3527.2303 |  |  |  |  | 140.3 | #DIV/0! | #DIV/0! | #DIV/0! | #DIV/0! | #DIV/0! | #DIV/0! | #DIV/0! | #DIV/0! | #DIV/0! | #DIV/0! | #DIV/0! | #DIV/0! | #DIV/0! |  |  |  | 140.3 | #DIV/0! | #DIV/0! | #DIV/0! | #DIV/0! | #DIV/0! | #DIV/0! | #DIV/0! | #DIV/0! | #DIV/0! | #DIV/0! | #DIV/0! | #DIV/0! | #DIV/0! |  |  |  | 140.3 | #DIV/0! | #DIV/0! | #DIV/0! | #DIV/0! | #DIV/0! | #DIV/0! | #DIV/0! | #DIV/0! | #DIV/0! | #DIV/0! | #DIV/0! | #DIV/0! | #DIV/0! |  |  |  | 140.3 | #DIV/0! | #DIV/0! | #DIV/0! | #DIV/0! | #DIV/0! | #DIV/0! | #DIV/0! | #DIV/0! | #DIV/0! | #DIV/0! | #DIV/0! | #DIV/0! | #DIV/0! |  |  |  | 140.3 | #DIV/0! | #DIV/0! | #DIV/0! | #DIV/0! | #DIV/0! | #DIV/0! | #DIV/0! | #DIV/0! | #DIV/0! | #DIV/0! | #DIV/0! | #DIV/0! | #DIV/0! |  |  |  | 140.3 | #DIV/0! | #DIV/0! | #DIV/0! | #DIV/0! | #DIV/0! | #DIV/0! | #DIV/0! | #DIV/0! | #DIV/0! | #DIV/0! | #DIV/0! | #DIV/0! | #DIV/0! |  |  |  | 140.3 | #DIV/0! | #DIV/0! | #DIV/0! | #DIV/0! | #DIV/0! | #DIV/0! | #DIV/0! | #DIV/0! | #DIV/0! | #DIV/0! | #DIV/0! | #DIV/0! | #DIV/0!
[15 empty] | 140.4 | 58.1715 | -70.3172 | 4156.1797 | 3526.5287 | 4156.1797 | 3526.5287 | 24.0084 | 15.2784 | 1 | 1 | 4156.1797 | 3526.5287 |  |  |  |  | 140.4 | #DIV/0! | #DIV/0! | #DIV/0! | #DIV/0! | #DIV/0! | #DIV/0! | #DIV/0! | #DIV/0! | #DIV/0! | #DIV/0! | #DIV/0! | #DIV/0! | #DIV/0! |  |  |  | 140.4 | #DIV/0! | #DIV/0! | #DIV/0! | #DIV/0! | #DIV/0! | #DIV/0! | #DIV/0! | #DIV/0! | #DIV/0! | #DIV/0! | #DIV/0! | #DIV/0! | #DIV/0! |  |  |  | 140.4 | #DIV/0! | #DIV/0! | #DIV/0! | #DIV/0! | #DIV/0! | #DIV/0! | #DIV/0! | #DIV/0! | #DIV/0! | #DIV/0! | #DIV/0! | #DIV/0! | #DIV/0! |  |  |  | 140.4 | #DIV/0! | #DIV/0! | #DIV/0! | #DIV/0! | #DIV/0! | #DIV/0! | #DIV/0! | #DIV/0! | #DIV/0! | #DIV/0! | #DIV/0! | #DIV/0! | #DIV/0! |  |  |  | 140.4 | #DIV/0! | #DIV/0! | #DIV/0! | #DIV/0! | #DIV/0! | #DIV/0! | #DIV/0! | #DIV/0! | #DIV/0! | #DIV/0! | #DIV/0! | #DIV/0! | #DIV/0! |  |  |  | 140.4 | #DIV/0! | #DIV/0! | #DIV/0! | #DIV/0! | #DIV/0! | #DIV/0! | #DIV/0! | #DIV/0! | #DIV/0! | #DIV/0! | #DIV/0! | #DIV/0! | #DIV/0! |  |  |  | 140.4 | #DIV/0! | #DIV/0! | #DIV/0! | #DIV/0! | #DIV/0! | #DIV/0! | #DIV/0! | #DIV/0! | #DIV/0! | #DIV/0! | #DIV/0! | #DIV/0! | #DIV/0!
[15 empty] | 140.5 | 58.0487 | -70.4187 | 4157.1827 | 3525.8287 | 4157.1827 | 3525.8287 | 23.9634 | 15.2431 | 1 | 1 | 4157.1827 | 3525.8287 |  |  |  |  | 140.5 | #DIV/0! | #DIV/0! | #DIV/0! | #DIV/0! | #DIV/0! | #DIV/0! | #DIV/0! | #DIV/0! | #DIV/0! | #DIV/0! | #DIV/0! | #DIV/0! | #DIV/0! |  |  |  | 140.5 | #DIV/0! | #DIV/0! | #DIV/0! | #DIV/0! | #DIV/0! | #DIV/0! | #DIV/0! | #DIV/0! | #DIV/0! | #DIV/0! | #DIV/0! | #DIV/0! | #DIV/0! |  |  |  | 140.5 | #DIV/0! | #DIV/0! | #DIV/0! | #DIV/0! | #DIV/0! | #DIV/0! | #DIV/0! | #DIV/0! | #DIV/0! | #DIV/0! | #DIV/0! | #DIV/0! | #DIV/0! |  |  |  | 140.5 | #DIV/0! | #DIV/0! | #DIV/0! | #DIV/0! | #DIV/0! | #DIV/0! | #DIV/0! | #DIV/0! | #DIV/0! | #DIV/0! | #DIV/0! | #DIV/0! | #DIV/0! |  |  |  | 140.5 | #DIV/0! | #DIV/0! | #DIV/0! | #DIV/0! | #DIV/0! | #DIV/0! | #DIV/0! | #DIV/0! | #DIV/0! | #DIV/0! | #DIV/0! | #DIV/0! | #DIV/0! |  |  |  | 140.5 | #DIV/0! | #DIV/0! | #DIV/0! | #DIV/0! | #DIV/0! | #DIV/0! | #DIV/0! | #DIV/0! | #DIV/0! | #DIV/0! | #DIV/0! | #DIV/0! | #DIV/0! |  |  |  | 140.5 | #DIV/0! | #DIV/0! | #DIV/0! | #DIV/0! | #DIV/0! | #DIV/0! | #DIV/0! | #DIV/0! | #DIV/0! | #DIV/0! | #DIV/0! | #DIV/0! | #DIV/0!
[15 empty] | 140.6 | 57.9257 | -70.5199 | 4158.1839 | 3525.1305 | 4158.1839 | 3525.1305 | 23.9184 | 15.2078 | 1 | 1 | 4158.1839 | 3525.1305 |  |  |  |  | 140.6 | #DIV/0! | #DIV/0! | #DIV/0! | #DIV/0! | #DIV/0! | #DIV/0! | #DIV/0! | #DIV/0! | #DIV/0! | #DIV/0! | #DIV/0! | #DIV/0! | #DIV/0! |  |  |  | 140.6 | #DIV/0! | #DIV/0! | #DIV/0! | #DIV/0! | #DIV/0! | #DIV/0! | #DIV/0! | #DIV/0! | #DIV/0! | #DIV/0! | #DIV/0! | #DIV/0! | #DIV/0! |  |  |  | 140.6 | #DIV/0! | #DIV/0! | #DIV/0! | #DIV/0! | #DIV/0! | #DIV/0! | #DIV/0! | #DIV/0! | #DIV/0! | #DIV/0! | #DIV/0! | #DIV/0! | #DIV/0! |  |  |  | 140.6 | #DIV/0! | #DIV/0! | #DIV/0! | #DIV/0! | #DIV/0! | #DIV/0! | #DIV/0! | #DIV/0! | #DIV/0! | #DIV/0! | #DIV/0! | #DIV/0! | #DIV/0! |  |  |  | 140.6 | #DIV/0! | #DIV/0! | #DIV/0! | #DIV/0! | #DIV/0! | #DIV/0! | #DIV/0! | #DIV/0! | #DIV/0! | #DIV/0! | #DIV/0! | #DIV/0! | #DIV/0! |  |  |  | 140.6 | #DIV/0! | #DIV/0! | #DIV/0! | #DIV/0! | #DIV/0! | #DIV/0! | #DIV/0! | #DIV/0! | #DIV/0! | #DIV/0! | #DIV/0! | #DIV/0! | #DIV/0! |  |  |  | 140.6 | #DIV/0! | #DIV/0! | #DIV/0! | #DIV/0! | #DIV/0! | #DIV/0! | #DIV/0! | #DIV/0! | #DIV/0! | #DIV/0! | #DIV/0! | #DIV/0! | #DIV/0!
[15 empty] | 140.7 | 57.8025 | -70.6209 | 4159.1832 | 3524.4339 | 4159.1832 | 3524.4339 | 23.8733 | 15.1724 | 1 | 1 | 4159.1832 | 3524.4339 |  |  |  |  | 140.7 | #DIV/0! | #DIV/0! | #DIV/0! | #DIV/0! | #DIV/0! | #DIV/0! | #DIV/0! | #DIV/0! | #DIV/0! | #DIV/0! | #DIV/0! | #DIV/0! | #DIV/0! |  |  |  | 140.7 | #DIV/0! | #DIV/0! | #DIV/0! | #DIV/0! | #DIV/0! | #DIV/0! | #DIV/0! | #DIV/0! | #DIV/0! | #DIV/0! | #DIV/0! | #DIV/0! | #DIV/0! |  |  |  | 140.7 | #DIV/0! | #DIV/0! | #DIV/0! | #DIV/0! | #DIV/0! | #DIV/0! | #DIV/0! | #DIV/0! | #DIV/0! | #DIV/0! | #DIV/0! | #DIV/0! | #DIV/0! |  |  |  | 140.7 | #DIV/0! | #DIV/0! | #DIV/0! | #DIV/0! | #DIV/0! | #DIV/0! | #DIV/0! | #DIV/0! | #DIV/0! | #DIV/0! | #DIV/0! | #DIV/0! | #DIV/0! |  |  |  | 140.7 | #DIV/0! | #DIV/0! | #DIV/0! | #DIV/0! | #DIV/0! | #DIV/0! | #DIV/0! | #DIV/0! | #DIV/0! | #DIV/0! | #DIV/0! | #DIV/0! | #DIV/0! |  |  |  | 140.7 | #DIV/0! | #DIV/0! | #DIV/0! | #DIV/0! | #DIV/0! | #DIV/0! | #DIV/0! | #DIV/0! | #DIV/0! | #DIV/0! | #DIV/0! | #DIV/0! | #DIV/0! |  |  |  | 140.7 | #DIV/0! | #DIV/0! | #DIV/0! | #DIV/0! | #DIV/0! | #DIV/0! | #DIV/0! | #DIV/0! | #DIV/0! | #DIV/0! | #DIV/0! | #DIV/0! | #DIV/0!
[15 empty] | 140.8 | 57.6792 | -70.7216 | 4160.1806 | 3523.7389 | 4160.1806 | 3523.7389 | 23.8281 | 15.1371 | 1 | 1 | 4160.1806 | 3523.7389 |  |  |  |  | 140.8 | #DIV/0! | #DIV/0! | #DIV/0! | #DIV/0! | #DIV/0! | #DIV/0! | #DIV/0! | #DIV/0! | #DIV/0! | #DIV/0! | #DIV/0! | #DIV/0! | #DIV/0! |  |  |  | 140.8 | #DIV/0! | #DIV/0! | #DIV/0! | #DIV/0! | #DIV/0! | #DIV/0! | #DIV/0! | #DIV/0! | #DIV/0! | #DIV/0! | #DIV/0! | #DIV/0! | #DIV/0! |  |  |  | 140.8 | #DIV/0! | #DIV/0! | #DIV/0! | #DIV/0! | #DIV/0! | #DIV/0! | #DIV/0! | #DIV/0! | #DIV/0! | #DIV/0! | #DIV/0! | #DIV/0! | #DIV/0! |  |  |  | 140.8 | #DIV/0! | #DIV/0! | #DIV/0! | #DIV/0! | #DIV/0! | #DIV/0! | #DIV/0! | #DIV/0! | #DIV/0! | #DIV/0! | #DIV/0! | #DIV/0! | #DIV/0! |  |  |  | 140.8 | #DIV/0! | #DIV/0! | #DIV/0! | #DIV/0! | #DIV/0! | #DIV/0! | #DIV/0! | #DIV/0! | #DIV/0! | #DIV/0! | #DIV/0! | #DIV/0! | #DIV/0! |  |  |  | 140.8 | #DIV/0! | #DIV/0! | #DIV/0! | #DIV/0! | #DIV/0! | #DIV/0! | #DIV/0! | #DIV/0! | #DIV/0! | #DIV/0! | #DIV/0! | #DIV/0! | #DIV/0! |  |  |  | 140.8 | #DIV/0! | #DIV/0! | #DIV/0! | #DIV/0! | #DIV/0! | #DIV/0! | #DIV/0! | #DIV/0! | #DIV/0! | #DIV/0! | #DIV/0! | #DIV/0! | #DIV/0!
[15 empty] | 140.9 | 57.5556 | -70.8222 | 4161.176 | 3523.0457 | 4161.176 | 3523.0457 | 23.7827 | 15.1017 | 1 | 1 | 4161.176 | 3523.0457 |  |  |  |  | 140.9 | #DIV/0! | #DIV/0! | #DIV/0! | #DIV/0! | #DIV/0! | #DIV/0! | #DIV/0! | #DIV/0! | #DIV/0! | #DIV/0! | #DIV/0! | #DIV/0! | #DIV/0! |  |  |  | 140.9 | #DIV/0! | #DIV/0! | #DIV/0! | #DIV/0! | #DIV/0! | #DIV/0! | #DIV/0! | #DIV/0! | #DIV/0! | #DIV/0! | #DIV/0! | #DIV/0! | #DIV/0! |  |  |  | 140.9 | #DIV/0! | #DIV/0! | #DIV/0! | #DIV/0! | #DIV/0! | #DIV/0! | #DIV/0! | #DIV/0! | #DIV/0! | #DIV/0! | #DIV/0! | #DIV/0! | #DIV/0! |  |  |  | 140.9 | #DIV/0! | #DIV/0! | #DIV/0! | #DIV/0! | #DIV/0! | #DIV/0! | #DIV/0! | #DIV/0! | #DIV/0! | #DIV/0! | #DIV/0! | #DIV/0! | #DIV/0! |  |  |  | 140.9 | #DIV/0! | #DIV/0! | #DIV/0! | #DIV/0! | #DIV/0! | #DIV/0! | #DIV/0! | #DIV/0! | #DIV/0! | #DIV/0! | #DIV/0! | #DIV/0! | #DIV/0! |  |  |  | 140.9 | #DIV/0! | #DIV/0! | #DIV/0! | #DIV/0! | #DIV/0! | #DIV/0! | #DIV/0! | #DIV/0! | #DIV/0! | #DIV/0! | #DIV/0! | #DIV/0! | #DIV/0! |  |  |  | 140.9 | #DIV/0! | #DIV/0! | #DIV/0! | #DIV/0! | #DIV/0! | #DIV/0! | #DIV/0! | #DIV/0! | #DIV/0! | #DIV/0! | #DIV/0! | #DIV/0! | #DIV/0!
[15 empty] | 141 | 57.4319 | -70.9225 | 4162.1696 | 3522.3541 | 4162.1696 | 3522.3541 | 23.7373 | 15.0663 | 1 | 1 | 4162.1696 | 3522.3541 |  |  |  |  | 141 | #DIV/0! | #DIV/0! | #DIV/0! | #DIV/0! | #DIV/0! | #DIV/0! | #DIV/0! | #DIV/0! | #DIV/0! | #DIV/0! | #DIV/0! | #DIV/0! | #DIV/0! |  |  |  | 141 | #DIV/0! | #DIV/0! | #DIV/0! | #DIV/0! | #DIV/0! | #DIV/0! | #DIV/0! | #DIV/0! | #DIV/0! | #DIV/0! | #DIV/0! | #DIV/0! | #DIV/0! |  |  |  | 141 | #DIV/0! | #DIV/0! | #DIV/0! | #DIV/0! | #DIV/0! | #DIV/0! | #DIV/0! | #DIV/0! | #DIV/0! | #DIV/0! | #DIV/0! | #DIV/0! | #DIV/0! |  |  |  | 141 | #DIV/0! | #DIV/0! | #DIV/0! | #DIV/0! | #DIV/0! | #DIV/0! | #DIV/0! | #DIV/0! | #DIV/0! | #DIV/0! | #DIV/0! | #DIV/0! | #DIV/0! |  |  |  | 141 | #DIV/0! | #DIV/0! | #DIV/0! | #DIV/0! | #DIV/0! | #DIV/0! | #DIV/0! | #DIV/0! | #DIV/0! | #DIV/0! | #DIV/0! | #DIV/0! | #DIV/0! |  |  |  | 141 | #DIV/0! | #DIV/0! | #DIV/0! | #DIV/0! | #DIV/0! | #DIV/0! | #DIV/0! | #DIV/0! | #DIV/0! | #DIV/0! | #DIV/0! | #DIV/0! | #DIV/0! |  |  |  | 141 | #DIV/0! | #DIV/0! | #DIV/0! | #DIV/0! | #DIV/0! | #DIV/0! | #DIV/0! | #DIV/0! | #DIV/0! | #DIV/0! | #DIV/0! | #DIV/0! | #DIV/0!
[15 empty] | 141.1 | 57.3081 | -71.0227 | 4163.1612 | 3521.6643 | 4163.1612 | 3521.6643 | 23.6917 | 15.0308 | 1 | 1 | 4163.1612 | 3521.6643 |  |  |  |  | 141.1 | #DIV/0! | #DIV/0! | #DIV/0! | #DIV/0! | #DIV/0! | #DIV/0! | #DIV/0! | #DIV/0! | #DIV/0! | #DIV/0! | #DIV/0! | #DIV/0! | #DIV/0! |  |  |  | 141.1 | #DIV/0! | #DIV/0! | #DIV/0! | #DIV/0! | #DIV/0! | #DIV/0! | #DIV/0! | #DIV/0! | #DIV/0! | #DIV/0! | #DIV/0! | #DIV/0! | #DIV/0! |  |  |  | 141.1 | #DIV/0! | #DIV/0! | #DIV/0! | #DIV/0! | #DIV/0! | #DIV/0! | #DIV/0! | #DIV/0! | #DIV/0! | #DIV/0! | #DIV/0! | #DIV/0! | #DIV/0! |  |  |  | 141.1 | #DIV/0! | #DIV/0! | #DIV/0! | #DIV/0! | #DIV/0! | #DIV/0! | #DIV/0! | #DIV/0! | #DIV/0! | #DIV/0! | #DIV/0! | #DIV/0! | #DIV/0! |  |  |  | 141.1 | #DIV/0! | #DIV/0! | #DIV/0! | #DIV/0! | #DIV/0! | #DIV/0! | #DIV/0! | #DIV/0! | #DIV/0! | #DIV/0! | #DIV/0! | #DIV/0! | #DIV/0! |  |  |  | 141.1 | #DIV/0! | #DIV/0! | #DIV/0! | #DIV/0! | #DIV/0! | #DIV/0! | #DIV/0! | #DIV/0! | #DIV/0! | #DIV/0! | #DIV/0! | #DIV/0! | #DIV/0! |  |  |  | 141.1 | #DIV/0! | #DIV/0! | #DIV/0! | #DIV/0! | #DIV/0! | #DIV/0! | #DIV/0! | #DIV/0! | #DIV/0! | #DIV/0! | #DIV/0! | #DIV/0! | #DIV/0!
[15 empty] | 141.2 | 57.184 | -71.1226 | 4164.1509 | 3520.9761 | 4164.1509 | 3520.9761 | 23.6461 | 14.9954 | 1 | 1 | 4164.1509 | 3520.9761 |  |  |  |  | 141.2 | #DIV/0! | #DIV/0! | #DIV/0! | #DIV/0! | #DIV/0! | #DIV/0! | #DIV/0! | #DIV/0! | #DIV/0! | #DIV/0! | #DIV/0! | #DIV/0! | #DIV/0! |  |  |  | 141.2 | #DIV/0! | #DIV/0! | #DIV/0! | #DIV/0! | #DIV/0! | #DIV/0! | #DIV/0! | #DIV/0! | #DIV/0! | #DIV/0! | #DIV/0! | #DIV/0! | #DIV/0! |  |  |  | 141.2 | #DIV/0! | #DIV/0! | #DIV/0! | #DIV/0! | #DIV/0! | #DIV/0! | #DIV/0! | #DIV/0! | #DIV/0! | #DIV/0! | #DIV/0! | #DIV/0! | #DIV/0! |  |  |  | 141.2 | #DIV/0! | #DIV/0! | #DIV/0! | #DIV/0! | #DIV/0! | #DIV/0! | #DIV/0! | #DIV/0! | #DIV/0! | #DIV/0! | #DIV/0! | #DIV/0! | #DIV/0! |  |  |  | 141.2 | #DIV/0! | #DIV/0! | #DIV/0! | #DIV/0! | #DIV/0! | #DIV/0! | #DIV/0! | #DIV/0! | #DIV/0! | #DIV/0! | #DIV/0! | #DIV/0! | #DIV/0! |  |  |  | 141.2 | #DIV/0! | #DIV/0! | #DIV/0! | #DIV/0! | #DIV/0! | #DIV/0! | #DIV/0! | #DIV/0! | #DIV/0! | #DIV/0! | #DIV/0! | #DIV/0! | #DIV/0! |  |  |  | 141.2 | #DIV/0! | #DIV/0! | #DIV/0! | #DIV/0! | #DIV/0! | #DIV/0! | #DIV/0! | #DIV/0! | #DIV/0! | #DIV/0! | #DIV/0! | #DIV/0! | #DIV/0!
[15 empty] | 141.3 | 57.0598 | -71.2223 | 4165.1386 | 3520.2896 | 4165.1386 | 3520.2896 | 23.6003 | 14.9599 | 1 | 1 | 4165.1386 | 3520.2896 |  |  |  |  | 141.3 | #DIV/0! | #DIV/0! | #DIV/0! | #DIV/0! | #DIV/0! | #DIV/0! | #DIV/0! | #DIV/0! | #DIV/0! | #DIV/0! | #DIV/0! | #DIV/0! | #DIV/0! |  |  |  | 141.3 | #DIV/0! | #DIV/0! | #DIV/0! | #DIV/0! | #DIV/0! | #DIV/0! | #DIV/0! | #DIV/0! | #DIV/0! | #DIV/0! | #DIV/0! | #DIV/0! | #DIV/0! |  |  |  | 141.3 | #DIV/0! | #DIV/0! | #DIV/0! | #DIV/0! | #DIV/0! | #DIV/0! | #DIV/0! | #DIV/0! | #DIV/0! | #DIV/0! | #DIV/0! | #DIV/0! | #DIV/0! |  |  |  | 141.3 | #DIV/0! | #DIV/0! | #DIV/0! | #DIV/0! | #DIV/0! | #DIV/0! | #DIV/0! | #DIV/0! | #DIV/0! | #DIV/0! | #DIV/0! | #DIV/0! | #DIV/0! |  |  |  | 141.3 | #DIV/0! | #DIV/0! | #DIV/0! | #DIV/0! | #DIV/0! | #DIV/0! | #DIV/0! | #DIV/0! | #DIV/0! | #DIV/0! | #DIV/0! | #DIV/0! | #DIV/0! |  |  |  | 141.3 | #DIV/0! | #DIV/0! | #DIV/0! | #DIV/0! | #DIV/0! | #DIV/0! | #DIV/0! | #DIV/0! | #DIV/0! | #DIV/0! | #DIV/0! | #DIV/0! | #DIV/0! |  |  |  | 141.3 | #DIV/0! | #DIV/0! | #DIV/0! | #DIV/0! | #DIV/0! | #DIV/0! | #DIV/0! | #DIV/0! | #DIV/0! | #DIV/0! | #DIV/0! | #DIV/0! | #DIV/0!
[15 empty] | 141.4 | 56.9354 | -71.3218 | 4166.1245 | 3519.6047 | 4166.1245 | 3519.6047 | 23.5544 | 14.9244 | 1 | 1 | 4166.1245 | 3519.6047 |  |  |  |  | 141.4 | #DIV/0! | #DIV/0! | #DIV/0! | #DIV/0! | #DIV/0! | #DIV/0! | #DIV/0! | #DIV/0! | #DIV/0! | #DIV/0! | #DIV/0! | #DIV/0! | #DIV/0! |  |  |  | 141.4 | #DIV/0! | #DIV/0! | #DIV/0! | #DIV/0! | #DIV/0! | #DIV/0! | #DIV/0! | #DIV/0! | #DIV/0! | #DIV/0! | #DIV/0! | #DIV/0! | #DIV/0! |  |  |  | 141.4 | #DIV/0! | #DIV/0! | #DIV/0! | #DIV/0! | #DIV/0! | #DIV/0! | #DIV/0! | #DIV/0! | #DIV/0! | #DIV/0! | #DIV/0! | #DIV/0! | #DIV/0! |  |  |  | 141.4 | #DIV/0! | #DIV/0! | #DIV/0! | #DIV/0! | #DIV/0! | #DIV/0! | #DIV/0! | #DIV/0! | #DIV/0! | #DIV/0! | #DIV/0! | #DIV/0! | #DIV/0! |  |  |  | 141.4 | #DIV/0! | #DIV/0! | #DIV/0! | #DIV/0! | #DIV/0! | #DIV/0! | #DIV/0! | #DIV/0! | #DIV/0! | #DIV/0! | #DIV/0! | #DIV/0! | #DIV/0! |  |  |  | 141.4 | #DIV/0! | #DIV/0! | #DIV/0! | #DIV/0! | #DIV/0! | #DIV/0! | #DIV/0! | #DIV/0! | #DIV/0! | #DIV/0! | #DIV/0! | #DIV/0! | #DIV/0! |  |  |  | 141.4 | #DIV/0! | #DIV/0! | #DIV/0! | #DIV/0! | #DIV/0! | #DIV/0! | #DIV/0! | #DIV/0! | #DIV/0! | #DIV/0! | #DIV/0! | #DIV/0! | #DIV/0!
[15 empty] | 141.5 | 56.8108 | -71.421 | 4167.1084 | 3518.9216 | 4167.1084 | 3518.9216 | 23.5084 | 14.8888 | 1 | 1 | 4167.1084 | 3518.9216 |  |  |  |  | 141.5 | #DIV/0! | #DIV/0! | #DIV/0! | #DIV/0! | #DIV/0! | #DIV/0! | #DIV/0! | #DIV/0! | #DIV/0! | #DIV/0! | #DIV/0! | #DIV/0! | #DIV/0! |  |  |  | 141.5 | #DIV/0! | #DIV/0! | #DIV/0! | #DIV/0! | #DIV/0! | #DIV/0! | #DIV/0! | #DIV/0! | #DIV/0! | #DIV/0! | #DIV/0! | #DIV/0! | #DIV/0! |  |  |  | 141.5 | #DIV/0! | #DIV/0! | #DIV/0! | #DIV/0! | #DIV/0! | #DIV/0! | #DIV/0! | #DIV/0! | #DIV/0! | #DIV/0! | #DIV/0! | #DIV/0! | #DIV/0! |  |  |  | 141.5 | #DIV/0! | #DIV/0! | #DIV/0! | #DIV/0! | #DIV/0! | #DIV/0! | #DIV/0! | #DIV/0! | #DIV/0! | #DIV/0! | #DIV/0! | #DIV/0! | #DIV/0! |  |  |  | 141.5 | #DIV/0! | #DIV/0! | #DIV/0! | #DIV/0! | #DIV/0! | #DIV/0! | #DIV/0! | #DIV/0! | #DIV/0! | #DIV/0! | #DIV/0! | #DIV/0! | #DIV/0! |  |  |  | 141.5 | #DIV/0! | #DIV/0! | #DIV/0! | #DIV/0! | #DIV/0! | #DIV/0! | #DIV/0! | #DIV/0! | #DIV/0! | #DIV/0! | #DIV/0! | #DIV/0! | #DIV/0! |  |  |  | 141.5 | #DIV/0! | #DIV/0! | #DIV/0! | #DIV/0! | #DIV/0! | #DIV/0! | #DIV/0! | #DIV/0! | #DIV/0! | #DIV/0! | #DIV/0! | #DIV/0! | #DIV/0!
[15 empty] | 141.6 | 56.6861 | -71.5201 | 4168.0903 | 3518.2401 | 4168.0903 | 3518.2401 | 23.4624 | 14.8532 | 1 | 1 | 4168.0903 | 3518.2401 |  |  |  |  | 141.6 | #DIV/0! | #DIV/0! | #DIV/0! | #DIV/0! | #DIV/0! | #DIV/0! | #DIV/0! | #DIV/0! | #DIV/0! | #DIV/0! | #DIV/0! | #DIV/0! | #DIV/0! |  |  |  | 141.6 | #DIV/0! | #DIV/0! | #DIV/0! | #DIV/0! | #DIV/0! | #DIV/0! | #DIV/0! | #DIV/0! | #DIV/0! | #DIV/0! | #DIV/0! | #DIV/0! | #DIV/0! |  |  |  | 141.6 | #DIV/0! | #DIV/0! | #DIV/0! | #DIV/0! | #DIV/0! | #DIV/0! | #DIV/0! | #DIV/0! | #DIV/0! | #DIV/0! | #DIV/0! | #DIV/0! | #DIV/0! |  |  |  | 141.6 | #DIV/0! | #DIV/0! | #DIV/0! | #DIV/0! | #DIV/0! | #DIV/0! | #DIV/0! | #DIV/0! | #DIV/0! | #DIV/0! | #DIV/0! | #DIV/0! | #DIV/0! |  |  |  | 141.6 | #DIV/0! | #DIV/0! | #DIV/0! | #DIV/0! | #DIV/0! | #DIV/0! | #DIV/0! | #DIV/0! | #DIV/0! | #DIV/0! | #DIV/0! | #DIV/0! | #DIV/0! |  |  |  | 141.6 | #DIV/0! | #DIV/0! | #DIV/0! | #DIV/0! | #DIV/0! | #DIV/0! | #DIV/0! | #DIV/0! | #DIV/0! | #DIV/0! | #DIV/0! | #DIV/0! | #DIV/0! |  |  |  | 141.6 | #DIV/0! | #DIV/0! | #DIV/0! | #DIV/0! | #DIV/0! | #DIV/0! | #DIV/0! | #DIV/0! | #DIV/0! | #DIV/0! | #DIV/0! | #DIV/0! | #DIV/0!
[15 empty] | 141.7 | 56.5612 | -71.6189 | 4169.0703 | 3517.5604 | 4169.0703 | 3517.5604 | 23.4162 | 14.8176 | 1 | 1 | 4169.0703 | 3517.5604 |  |  |  |  | 141.7 | #DIV/0! | #DIV/0! | #DIV/0! | #DIV/0! | #DIV/0! | #DIV/0! | #DIV/0! | #DIV/0! | #DIV/0! | #DIV/0! | #DIV/0! | #DIV/0! | #DIV/0! |  |  |  | 141.7 | #DIV/0! | #DIV/0! | #DIV/0! | #DIV/0! | #DIV/0! | #DIV/0! | #DIV/0! | #DIV/0! | #DIV/0! | #DIV/0! | #DIV/0! | #DIV/0! | #DIV/0! |  |  |  | 141.7 | #DIV/0! | #DIV/0! | #DIV/0! | #DIV/0! | #DIV/0! | #DIV/0! | #DIV/0! | #DIV/0! | #DIV/0! | #DIV/0! | #DIV/0! | #DIV/0! | #DIV/0! |  |  |  | 141.7 | #DIV/0! | #DIV/0! | #DIV/0! | #DIV/0! | #DIV/0! | #DIV/0! | #DIV/0! | #DIV/0! | #DIV/0! | #DIV/0! | #DIV/0! | #DIV/0! | #DIV/0! |  |  |  | 141.7 | #DIV/0! | #DIV/0! | #DIV/0! | #DIV/0! | #DIV/0! | #DIV/0! | #DIV/0! | #DIV/0! | #DIV/0! | #DIV/0! | #DIV/0! | #DIV/0! | #DIV/0! |  |  |  | 141.7 | #DIV/0! | #DIV/0! | #DIV/0! | #DIV/0! | #DIV/0! | #DIV/0! | #DIV/0! | #DIV/0! | #DIV/0! | #DIV/0! | #DIV/0! | #DIV/0! | #DIV/0! |  |  |  | 141.7 | #DIV/0! | #DIV/0! | #DIV/0! | #DIV/0! | #DIV/0! | #DIV/0! | #DIV/0! | #DIV/0! | #DIV/0! | #DIV/0! | #DIV/0! | #DIV/0! | #DIV/0!
[15 empty] | 141.8 | 56.4361 | -71.7175 | 4170.0484 | 3516.8823 | 4170.0484 | 3516.8823 | 23.3699 | 14.782 | 1 | 1 | 4170.0484 | 3516.8823 |  |  |  |  | 141.8 | #DIV/0! | #DIV/0! | #DIV/0! | #DIV/0! | #DIV/0! | #DIV/0! | #DIV/0! | #DIV/0! | #DIV/0! | #DIV/0! | #DIV/0! | #DIV/0! | #DIV/0! |  |  |  | 141.8 | #DIV/0! | #DIV/0! | #DIV/0! | #DIV/0! | #DIV/0! | #DIV/0! | #DIV/0! | #DIV/0! | #DIV/0! | #DIV/0! | #DIV/0! | #DIV/0! | #DIV/0! |  |  |  | 141.8 | #DIV/0! | #DIV/0! | #DIV/0! | #DIV/0! | #DIV/0! | #DIV/0! | #DIV/0! | #DIV/0! | #DIV/0! | #DIV/0! | #DIV/0! | #DIV/0! | #DIV/0! |  |  |  | 141.8 | #DIV/0! | #DIV/0! | #DIV/0! | #DIV/0! | #DIV/0! | #DIV/0! | #DIV/0! | #DIV/0! | #DIV/0! | #DIV/0! | #DIV/0! | #DIV/0! | #DIV/0! |  |  |  | 141.8 | #DIV/0! | #DIV/0! | #DIV/0! | #DIV/0! | #DIV/0! | #DIV/0! | #DIV/0! | #DIV/0! | #DIV/0! | #DIV/0! | #DIV/0! | #DIV/0! | #DIV/0! |  |  |  | 141.8 | #DIV/0! | #DIV/0! | #DIV/0! | #DIV/0! | #DIV/0! | #DIV/0! | #DIV/0! | #DIV/0! | #DIV/0! | #DIV/0! | #DIV/0! | #DIV/0! | #DIV/0! |  |  |  | 141.8 | #DIV/0! | #DIV/0! | #DIV/0! | #DIV/0! | #DIV/0! | #DIV/0! | #DIV/0! | #DIV/0! | #DIV/0! | #DIV/0! | #DIV/0! | #DIV/0! | #DIV/0!
[15 empty] | 141.9 | 56.3109 | -71.8159 | 4171.0245 | 3516.2059 | 4171.0245 | 3516.2059 | 23.3234 | 14.7464 | 1 | 1 | 4171.0245 | 3516.2059 |  |  |  |  | 141.9 | #DIV/0! | #DIV/0! | #DIV/0! | #DIV/0! | #DIV/0! | #DIV/0! | #DIV/0! | #DIV/0! | #DIV/0! | #DIV/0! | #DIV/0! | #DIV/0! | #DIV/0! |  |  |  | 141.9 | #DIV/0! | #DIV/0! | #DIV/0! | #DIV/0! | #DIV/0! | #DIV/0! | #DIV/0! | #DIV/0! | #DIV/0! | #DIV/0! | #DIV/0! | #DIV/0! | #DIV/0! |  |  |  | 141.9 | #DIV/0! | #DIV/0! | #DIV/0! | #DIV/0! | #DIV/0! | #DIV/0! | #DIV/0! | #DIV/0! | #DIV/0! | #DIV/0! | #DIV/0! | #DIV/0! | #DIV/0! |  |  |  | 141.9 | #DIV/0! | #DIV/0! | #DIV/0! | #DIV/0! | #DIV/0! | #DIV/0! | #DIV/0! | #DIV/0! | #DIV/0! | #DIV/0! | #DIV/0! | #DIV/0! | #DIV/0! |  |  |  | 141.9 | #DIV/0! | #DIV/0! | #DIV/0! | #DIV/0! | #DIV/0! | #DIV/0! | #DIV/0! | #DIV/0! | #DIV/0! | #DIV/0! | #DIV/0! | #DIV/0! | #DIV/0! |  |  |  | 141.9 | #DIV/0! | #DIV/0! | #DIV/0! | #DIV/0! | #DIV/0! | #DIV/0! | #DIV/0! | #DIV/0! | #DIV/0! | #DIV/0! | #DIV/0! | #DIV/0! | #DIV/0! |  |  |  | 141.9 | #DIV/0! | #DIV/0! | #DIV/0! | #DIV/0! | #DIV/0! | #DIV/0! | #DIV/0! | #DIV/0! | #DIV/0! | #DIV/0! | #DIV/0! | #DIV/0! | #DIV/0!
[15 empty] | 142 | 56.1854 | -71.9141 | 4171.9986 | 3515.5312 | 4171.9986 | 3515.5312 | 23.2769 | 14.7107 | 1 | 1 | 4171.9986 | 3515.5312 |  |  |  |  | 142 | #DIV/0! | #DIV/0! | #DIV/0! | #DIV/0! | #DIV/0! | #DIV/0! | #DIV/0! | #DIV/0! | #DIV/0! | #DIV/0! | #DIV/0! | #DIV/0! | #DIV/0! |  |  |  | 142 | #DIV/0! | #DIV/0! | #DIV/0! | #DIV/0! | #DIV/0! | #DIV/0! | #DIV/0! | #DIV/0! | #DIV/0! | #DIV/0! | #DIV/0! | #DIV/0! | #DIV/0! |  |  |  | 142 | #DIV/0! | #DIV/0! | #DIV/0! | #DIV/0! | #DIV/0! | #DIV/0! | #DIV/0! | #DIV/0! | #DIV/0! | #DIV/0! | #DIV/0! | #DIV/0! | #DIV/0! |  |  |  | 142 | #DIV/0! | #DIV/0! | #DIV/0! | #DIV/0! | #DIV/0! | #DIV/0! | #DIV/0! | #DIV/0! | #DIV/0! | #DIV/0! | #DIV/0! | #DIV/0! | #DIV/0! |  |  |  | 142 | #DIV/0! | #DIV/0! | #DIV/0! | #DIV/0! | #DIV/0! | #DIV/0! | #DIV/0! | #DIV/0! | #DIV/0! | #DIV/0! | #DIV/0! | #DIV/0! | #DIV/0! |  |  |  | 142 | #DIV/0! | #DIV/0! | #DIV/0! | #DIV/0! | #DIV/0! | #DIV/0! | #DIV/0! | #DIV/0! | #DIV/0! | #DIV/0! | #DIV/0! | #DIV/0! | #DIV/0! |  |  |  | 142 | #DIV/0! | #DIV/0! | #DIV/0! | #DIV/0! | #DIV/0! | #DIV/0! | #DIV/0! | #DIV/0! | #DIV/0! | #DIV/0! | #DIV/0! | #DIV/0! | #DIV/0!
[15 empty] | 142.1 | 56.0598 | -72.012 | 4172.9708 | 3514.8581 | 4172.9708 | 3514.8581 | 23.2303 | 14.675 | 1 | 1 | 4172.9708 | 3514.8581 |  |  |  |  | 142.1 | #DIV/0! | #DIV/0! | #DIV/0! | #DIV/0! | #DIV/0! | #DIV/0! | #DIV/0! | #DIV/0! | #DIV/0! | #DIV/0! | #DIV/0! | #DIV/0! | #DIV/0! |  |  |  | 142.1 | #DIV/0! | #DIV/0! | #DIV/0! | #DIV/0! | #DIV/0! | #DIV/0! | #DIV/0! | #DIV/0! | #DIV/0! | #DIV/0! | #DIV/0! | #DIV/0! | #DIV/0! |  |  |  | 142.1 | #DIV/0! | #DIV/0! | #DIV/0! | #DIV/0! | #DIV/0! | #DIV/0! | #DIV/0! | #DIV/0! | #DIV/0! | #DIV/0! | #DIV/0! | #DIV/0! | #DIV/0! |  |  |  | 142.1 | #DIV/0! | #DIV/0! | #DIV/0! | #DIV/0! | #DIV/0! | #DIV/0! | #DIV/0! | #DIV/0! | #DIV/0! | #DIV/0! | #DIV/0! | #DIV/0! | #DIV/0! |  |  |  | 142.1 | #DIV/0! | #DIV/0! | #DIV/0! | #DIV/0! | #DIV/0! | #DIV/0! | #DIV/0! | #DIV/0! | #DIV/0! | #DIV/0! | #DIV/0! | #DIV/0! | #DIV/0! |  |  |  | 142.1 | #DIV/0! | #DIV/0! | #DIV/0! | #DIV/0! | #DIV/0! | #DIV/0! | #DIV/0! | #DIV/0! | #DIV/0! | #DIV/0! | #DIV/0! | #DIV/0! | #DIV/0! |  |  |  | 142.1 | #DIV/0! | #DIV/0! | #DIV/0! | #DIV/0! | #DIV/0! | #DIV/0! | #DIV/0! | #DIV/0! | #DIV/0! | #DIV/0! | #DIV/0! | #DIV/0! | #DIV/0!
[15 empty] | 142.2 | 55.9341 | -72.1098 | 4173.941 | 3514.1868 | 4173.941 | 3514.1868 | 23.1836 | 14.6393 | 1 | 1 | 4173.941 | 3514.1868 |  |  |  |  | 142.2 | #DIV/0! | #DIV/0! | #DIV/0! | #DIV/0! | #DIV/0! | #DIV/0! | #DIV/0! | #DIV/0! | #DIV/0! | #DIV/0! | #DIV/0! | #DIV/0! | #DIV/0! |  |  |  | 142.2 | #DIV/0! | #DIV/0! | #DIV/0! | #DIV/0! | #DIV/0! | #DIV/0! | #DIV/0! | #DIV/0! | #DIV/0! | #DIV/0! | #DIV/0! | #DIV/0! | #DIV/0! |  |  |  | 142.2 | #DIV/0! | #DIV/0! | #DIV/0! | #DIV/0! | #DIV/0! | #DIV/0! | #DIV/0! | #DIV/0! | #DIV/0! | #DIV/0! | #DIV/0! | #DIV/0! | #DIV/0! |  |  |  | 142.2 | #DIV/0! | #DIV/0! | #DIV/0! | #DIV/0! | #DIV/0! | #DIV/0! | #DIV/0! | #DIV/0! | #DIV/0! | #DIV/0! | #DIV/0! | #DIV/0! | #DIV/0! |  |  |  | 142.2 | #DIV/0! | #DIV/0! | #DIV/0! | #DIV/0! | #DIV/0! | #DIV/0! | #DIV/0! | #DIV/0! | #DIV/0! | #DIV/0! | #DIV/0! | #DIV/0! | #DIV/0! |  |  |  | 142.2 | #DIV/0! | #DIV/0! | #DIV/0! | #DIV/0! | #DIV/0! | #DIV/0! | #DIV/0! | #DIV/0! | #DIV/0! | #DIV/0! | #DIV/0! | #DIV/0! | #DIV/0! |  |  |  | 142.2 | #DIV/0! | #DIV/0! | #DIV/0! | #DIV/0! | #DIV/0! | #DIV/0! | #DIV/0! | #DIV/0! | #DIV/0! | #DIV/0! | #DIV/0! | #DIV/0! | #DIV/0!
[15 empty] | 142.3 | 55.8081 | -72.2073 | 4174.9092 | 3513.5172 | 4174.9092 | 3513.5172 | 23.1367 | 14.6036 | 1 | 1 | 4174.9092 | 3513.5172 |  |  |  |  | 142.3 | #DIV/0! | #DIV/0! | #DIV/0! | #DIV/0! | #DIV/0! | #DIV/0! | #DIV/0! | #DIV/0! | #DIV/0! | #DIV/0! | #DIV/0! | #DIV/0! | #DIV/0! |  |  |  | 142.3 | #DIV/0! | #DIV/0! | #DIV/0! | #DIV/0! | #DIV/0! | #DIV/0! | #DIV/0! | #DIV/0! | #DIV/0! | #DIV/0! | #DIV/0! | #DIV/0! | #DIV/0! |  |  |  | 142.3 | #DIV/0! | #DIV/0! | #DIV/0! | #DIV/0! | #DIV/0! | #DIV/0! | #DIV/0! | #DIV/0! | #DIV/0! | #DIV/0! | #DIV/0! | #DIV/0! | #DIV/0! |  |  |  | 142.3 | #DIV/0! | #DIV/0! | #DIV/0! | #DIV/0! | #DIV/0! | #DIV/0! | #DIV/0! | #DIV/0! | #DIV/0! | #DIV/0! | #DIV/0! | #DIV/0! | #DIV/0! |  |  |  | 142.3 | #DIV/0! | #DIV/0! | #DIV/0! | #DIV/0! | #DIV/0! | #DIV/0! | #DIV/0! | #DIV/0! | #DIV/0! | #DIV/0! | #DIV/0! | #DIV/0! | #DIV/0! |  |  |  | 142.3 | #DIV/0! | #DIV/0! | #DIV/0! | #DIV/0! | #DIV/0! | #DIV/0! | #DIV/0! | #DIV/0! | #DIV/0! | #DIV/0! | #DIV/0! | #DIV/0! | #DIV/0! |  |  |  | 142.3 | #DIV/0! | #DIV/0! | #DIV/0! | #DIV/0! | #DIV/0! | #DIV/0! | #DIV/0! | #DIV/0! | #DIV/0! | #DIV/0! | #DIV/0! | #DIV/0! | #DIV/0!
[15 empty] | 142.4 | 55.682 | -72.3046 | 4175.8755 | 3512.8492 | 4175.8755 | 3512.8492 | 23.0898 | 14.5678 | 1 | 1 | 4175.8755 | 3512.8492 |  |  |  |  | 142.4 | #DIV/0! | #DIV/0! | #DIV/0! | #DIV/0! | #DIV/0! | #DIV/0! | #DIV/0! | #DIV/0! | #DIV/0! | #DIV/0! | #DIV/0! | #DIV/0! | #DIV/0! |  |  |  | 142.4 | #DIV/0! | #DIV/0! | #DIV/0! | #DIV/0! | #DIV/0! | #DIV/0! | #DIV/0! | #DIV/0! | #DIV/0! | #DIV/0! | #DIV/0! | #DIV/0! | #DIV/0! |  |  |  | 142.4 | #DIV/0! | #DIV/0! | #DIV/0! | #DIV/0! | #DIV/0! | #DIV/0! | #DIV/0! | #DIV/0! | #DIV/0! | #DIV/0! | #DIV/0! | #DIV/0! | #DIV/0! |  |  |  | 142.4 | #DIV/0! | #DIV/0! | #DIV/0! | #DIV/0! | #DIV/0! | #DIV/0! | #DIV/0! | #DIV/0! | #DIV/0! | #DIV/0! | #DIV/0! | #DIV/0! | #DIV/0! |  |  |  | 142.4 | #DIV/0! | #DIV/0! | #DIV/0! | #DIV/0! | #DIV/0! | #DIV/0! | #DIV/0! | #DIV/0! | #DIV/0! | #DIV/0! | #DIV/0! | #DIV/0! | #DIV/0! |  |  |  | 142.4 | #DIV/0! | #DIV/0! | #DIV/0! | #DIV/0! | #DIV/0! | #DIV/0! | #DIV/0! | #DIV/0! | #DIV/0! | #DIV/0! | #DIV/0! | #DIV/0! | #DIV/0! |  |  |  | 142.4 | #DIV/0! | #DIV/0! | #DIV/0! | #DIV/0! | #DIV/0! | #DIV/0! | #DIV/0! | #DIV/0! | #DIV/0! | #DIV/0! | #DIV/0! | #DIV/0! | #DIV/0!
[15 empty] | 142.5 | 55.5557 | -72.4016 | 4176.8397 | 3512.183 | 4176.8397 | 3512.183 | 23.0428 | 14.532 | 1 | 1 | 4176.8397 | 3512.183 |  |  |  |  | 142.5 | #DIV/0! | #DIV/0! | #DIV/0! | #DIV/0! | #DIV/0! | #DIV/0! | #DIV/0! | #DIV/0! | #DIV/0! | #DIV/0! | #DIV/0! | #DIV/0! | #DIV/0! |  |  |  | 142.5 | #DIV/0! | #DIV/0! | #DIV/0! | #DIV/0! | #DIV/0! | #DIV/0! | #DIV/0! | #DIV/0! | #DIV/0! | #DIV/0! | #DIV/0! | #DIV/0! | #DIV/0! |  |  |  | 142.5 | #DIV/0! | #DIV/0! | #DIV/0! | #DIV/0! | #DIV/0! | #DIV/0! | #DIV/0! | #DIV/0! | #DIV/0! | #DIV/0! | #DIV/0! | #DIV/0! | #DIV/0! |  |  |  | 142.5 | #DIV/0! | #DIV/0! | #DIV/0! | #DIV/0! | #DIV/0! | #DIV/0! | #DIV/0! | #DIV/0! | #DIV/0! | #DIV/0! | #DIV/0! | #DIV/0! | #DIV/0! |  |  |  | 142.5 | #DIV/0! | #DIV/0! | #DIV/0! | #DIV/0! | #DIV/0! | #DIV/0! | #DIV/0! | #DIV/0! | #DIV/0! | #DIV/0! | #DIV/0! | #DIV/0! | #DIV/0! |  |  |  | 142.5 | #DIV/0! | #DIV/0! | #DIV/0! | #DIV/0! | #DIV/0! | #DIV/0! | #DIV/0! | #DIV/0! | #DIV/0! | #DIV/0! | #DIV/0! | #DIV/0! | #DIV/0! |  |  |  | 142.5 | #DIV/0! | #DIV/0! | #DIV/0! | #DIV/0! | #DIV/0! | #DIV/0! | #DIV/0! | #DIV/0! | #DIV/0! | #DIV/0! | #DIV/0! | #DIV/0! | #DIV/0!
[15 empty] | 142.6 | 55.4293 | -72.4985 | 4177.802 | 3511.5184 | 4177.802 | 3511.5184 | 22.9956 | 14.4962 | 1 | 1 | 4177.802 | 3511.5184 |  |  |  |  | 142.6 | #DIV/0! | #DIV/0! | #DIV/0! | #DIV/0! | #DIV/0! | #DIV/0! | #DIV/0! | #DIV/0! | #DIV/0! | #DIV/0! | #DIV/0! | #DIV/0! | #DIV/0! |  |  |  | 142.6 | #DIV/0! | #DIV/0! | #DIV/0! | #DIV/0! | #DIV/0! | #DIV/0! | #DIV/0! | #DIV/0! | #DIV/0! | #DIV/0! | #DIV/0! | #DIV/0! | #DIV/0! |  |  |  | 142.6 | #DIV/0! | #DIV/0! | #DIV/0! | #DIV/0! | #DIV/0! | #DIV/0! | #DIV/0! | #DIV/0! | #DIV/0! | #DIV/0! | #DIV/0! | #DIV/0! | #DIV/0! |  |  |  | 142.6 | #DIV/0! | #DIV/0! | #DIV/0! | #DIV/0! | #DIV/0! | #DIV/0! | #DIV/0! | #DIV/0! | #DIV/0! | #DIV/0! | #DIV/0! | #DIV/0! | #DIV/0! |  |  |  | 142.6 | #DIV/0! | #DIV/0! | #DIV/0! | #DIV/0! | #DIV/0! | #DIV/0! | #DIV/0! | #DIV/0! | #DIV/0! | #DIV/0! | #DIV/0! | #DIV/0! | #DIV/0! |  |  |  | 142.6 | #DIV/0! | #DIV/0! | #DIV/0! | #DIV/0! | #DIV/0! | #DIV/0! | #DIV/0! | #DIV/0! | #DIV/0! | #DIV/0! | #DIV/0! | #DIV/0! | #DIV/0! |  |  |  | 142.6 | #DIV/0! | #DIV/0! | #DIV/0! | #DIV/0! | #DIV/0! | #DIV/0! | #DIV/0! | #DIV/0! | #DIV/0! | #DIV/0! | #DIV/0! | #DIV/0! | #DIV/0!
[15 empty] | 142.7 | 55.3027 | -72.5951 | 4178.7623 | 3510.8555 | 4178.7623 | 3510.8555 | 22.9484 | 14.4603 | 1 | 1 | 4178.7623 | 3510.8555 |  |  |  |  | 142.7 | #DIV/0! | #DIV/0! | #DIV/0! | #DIV/0! | #DIV/0! | #DIV/0! | #DIV/0! | #DIV/0! | #DIV/0! | #DIV/0! | #DIV/0! | #DIV/0! | #DIV/0! |  |  |  | 142.7 | #DIV/0! | #DIV/0! | #DIV/0! | #DIV/0! | #DIV/0! | #DIV/0! | #DIV/0! | #DIV/0! | #DIV/0! | #DIV/0! | #DIV/0! | #DIV/0! | #DIV/0! |  |  |  | 142.7 | #DIV/0! | #DIV/0! | #DIV/0! | #DIV/0! | #DIV/0! | #DIV/0! | #DIV/0! | #DIV/0! | #DIV/0! | #DIV/0! | #DIV/0! | #DIV/0! | #DIV/0! |  |  |  | 142.7 | #DIV/0! | #DIV/0! | #DIV/0! | #DIV/0! | #DIV/0! | #DIV/0! | #DIV/0! | #DIV/0! | #DIV/0! | #DIV/0! | #DIV/0! | #DIV/0! | #DIV/0! |  |  |  | 142.7 | #DIV/0! | #DIV/0! | #DIV/0! | #DIV/0! | #DIV/0! | #DIV/0! | #DIV/0! | #DIV/0! | #DIV/0! | #DIV/0! | #DIV/0! | #DIV/0! | #DIV/0! |  |  |  | 142.7 | #DIV/0! | #DIV/0! | #DIV/0! | #DIV/0! | #DIV/0! | #DIV/0! | #DIV/0! | #DIV/0! | #DIV/0! | #DIV/0! | #DIV/0! | #DIV/0! | #DIV/0! |  |  |  | 142.7 | #DIV/0! | #DIV/0! | #DIV/0! | #DIV/0! | #DIV/0! | #DIV/0! | #DIV/0! | #DIV/0! | #DIV/0! | #DIV/0! | #DIV/0! | #DIV/0! | #DIV/0!
[15 empty] | 142.8 | 55.1759 | -72.6915 | 4179.7206 | 3510.1944 | 4179.7206 | 3510.1944 | 22.901 | 14.4245 | 1 | 1 | 4179.7206 | 3510.1944 |  |  |  |  | 142.8 | #DIV/0! | #DIV/0! | #DIV/0! | #DIV/0! | #DIV/0! | #DIV/0! | #DIV/0! | #DIV/0! | #DIV/0! | #DIV/0! | #DIV/0! | #DIV/0! | #DIV/0! |  |  |  | 142.8 | #DIV/0! | #DIV/0! | #DIV/0! | #DIV/0! | #DIV/0! | #DIV/0! | #DIV/0! | #DIV/0! | #DIV/0! | #DIV/0! | #DIV/0! | #DIV/0! | #DIV/0! |  |  |  | 142.8 | #DIV/0! | #DIV/0! | #DIV/0! | #DIV/0! | #DIV/0! | #DIV/0! | #DIV/0! | #DIV/0! | #DIV/0! | #DIV/0! | #DIV/0! | #DIV/0! | #DIV/0! |  |  |  | 142.8 | #DIV/0! | #DIV/0! | #DIV/0! | #DIV/0! | #DIV/0! | #DIV/0! | #DIV/0! | #DIV/0! | #DIV/0! | #DIV/0! | #DIV/0! | #DIV/0! | #DIV/0! |  |  |  | 142.8 | #DIV/0! | #DIV/0! | #DIV/0! | #DIV/0! | #DIV/0! | #DIV/0! | #DIV/0! | #DIV/0! | #DIV/0! | #DIV/0! | #DIV/0! | #DIV/0! | #DIV/0! |  |  |  | 142.8 | #DIV/0! | #DIV/0! | #DIV/0! | #DIV/0! | #DIV/0! | #DIV/0! | #DIV/0! | #DIV/0! | #DIV/0! | #DIV/0! | #DIV/0! | #DIV/0! | #DIV/0! |  |  |  | 142.8 | #DIV/0! | #DIV/0! | #DIV/0! | #DIV/0! | #DIV/0! | #DIV/0! | #DIV/0! | #DIV/0! | #DIV/0! | #DIV/0! | #DIV/0! | #DIV/0! | #DIV/0!
[15 empty] | 142.9 | 55.0489 | -72.7877 | 4180.6769 | 3509.5349 | 4180.6769 | 3509.5349 | 22.8535 | 14.3886 | 1 | 1 | 4180.6769 | 3509.5349 |  |  |  |  | 142.9 | #DIV/0! | #DIV/0! | #DIV/0! | #DIV/0! | #DIV/0! | #DIV/0! | #DIV/0! | #DIV/0! | #DIV/0! | #DIV/0! | #DIV/0! | #DIV/0! | #DIV/0! |  |  |  | 142.9 | #DIV/0! | #DIV/0! | #DIV/0! | #DIV/0! | #DIV/0! | #DIV/0! | #DIV/0! | #DIV/0! | #DIV/0! | #DIV/0! | #DIV/0! | #DIV/0! | #DIV/0! |  |  |  | 142.9 | #DIV/0! | #DIV/0! | #DIV/0! | #DIV/0! | #DIV/0! | #DIV/0! | #DIV/0! | #DIV/0! | #DIV/0! | #DIV/0! | #DIV/0! | #DIV/0! | #DIV/0! |  |  |  | 142.9 | #DIV/0! | #DIV/0! | #DIV/0! | #DIV/0! | #DIV/0! | #DIV/0! | #DIV/0! | #DIV/0! | #DIV/0! | #DIV/0! | #DIV/0! | #DIV/0! | #DIV/0! |  |  |  | 142.9 | #DIV/0! | #DIV/0! | #DIV/0! | #DIV/0! | #DIV/0! | #DIV/0! | #DIV/0! | #DIV/0! | #DIV/0! | #DIV/0! | #DIV/0! | #DIV/0! | #DIV/0! |  |  |  | 142.9 | #DIV/0! | #DIV/0! | #DIV/0! | #DIV/0! | #DIV/0! | #DIV/0! | #DIV/0! | #DIV/0! | #DIV/0! | #DIV/0! | #DIV/0! | #DIV/0! | #DIV/0! |  |  |  | 142.9 | #DIV/0! | #DIV/0! | #DIV/0! | #DIV/0! | #DIV/0! | #DIV/0! | #DIV/0! | #DIV/0! | #DIV/0! | #DIV/0! | #DIV/0! | #DIV/0! | #DIV/0!
[15 empty] | 143 | 54.9218 | -72.8837 | 4181.6312 | 3508.8771 | 4181.6312 | 3508.8771 | 22.806 | 14.3526 | 1 | 1 | 4181.6312 | 3508.8771 |  |  |  |  | 143 | #DIV/0! | #DIV/0! | #DIV/0! | #DIV/0! | #DIV/0! | #DIV/0! | #DIV/0! | #DIV/0! | #DIV/0! | #DIV/0! | #DIV/0! | #DIV/0! | #DIV/0! |  |  |  | 143 | #DIV/0! | #DIV/0! | #DIV/0! | #DIV/0! | #DIV/0! | #DIV/0! | #DIV/0! | #DIV/0! | #DIV/0! | #DIV/0! | #DIV/0! | #DIV/0! | #DIV/0! |  |  |  | 143 | #DIV/0! | #DIV/0! | #DIV/0! | #DIV/0! | #DIV/0! | #DIV/0! | #DIV/0! | #DIV/0! | #DIV/0! | #DIV/0! | #DIV/0! | #DIV/0! | #DIV/0! |  |  |  | 143 | #DIV/0! | #DIV/0! | #DIV/0! | #DIV/0! | #DIV/0! | #DIV/0! | #DIV/0! | #DIV/0! | #DIV/0! | #DIV/0! | #DIV/0! | #DIV/0! | #DIV/0! |  |  |  | 143 | #DIV/0! | #DIV/0! | #DIV/0! | #DIV/0! | #DIV/0! | #DIV/0! | #DIV/0! | #DIV/0! | #DIV/0! | #DIV/0! | #DIV/0! | #DIV/0! | #DIV/0! |  |  |  | 143 | #DIV/0! | #DIV/0! | #DIV/0! | #DIV/0! | #DIV/0! | #DIV/0! | #DIV/0! | #DIV/0! | #DIV/0! | #DIV/0! | #DIV/0! | #DIV/0! | #DIV/0! |  |  |  | 143 | #DIV/0! | #DIV/0! | #DIV/0! | #DIV/0! | #DIV/0! | #DIV/0! | #DIV/0! | #DIV/0! | #DIV/0! | #DIV/0! | #DIV/0! | #DIV/0! | #DIV/0!
[15 empty] | 143.1 | 54.7945 | -72.9794 | 4182.5835 | 3508.221 | 4182.5835 | 3508.221 | 22.7583 | 14.3167 | 1 | 1 | 4182.5835 | 3508.221 |  |  |  |  | 143.1 | #DIV/0! | #DIV/0! | #DIV/0! | #DIV/0! | #DIV/0! | #DIV/0! | #DIV/0! | #DIV/0! | #DIV/0! | #DIV/0! | #DIV/0! | #DIV/0! | #DIV/0! |  |  |  | 143.1 | #DIV/0! | #DIV/0! | #DIV/0! | #DIV/0! | #DIV/0! | #DIV/0! | #DIV/0! | #DIV/0! | #DIV/0! | #DIV/0! | #DIV/0! | #DIV/0! | #DIV/0! |  |  |  | 143.1 | #DIV/0! | #DIV/0! | #DIV/0! | #DIV/0! | #DIV/0! | #DIV/0! | #DIV/0! | #DIV/0! | #DIV/0! | #DIV/0! | #DIV/0! | #DIV/0! | #DIV/0! |  |  |  | 143.1 | #DIV/0! | #DIV/0! | #DIV/0! | #DIV/0! | #DIV/0! | #DIV/0! | #DIV/0! | #DIV/0! | #DIV/0! | #DIV/0! | #DIV/0! | #DIV/0! | #DIV/0! |  |  |  | 143.1 | #DIV/0! | #DIV/0! | #DIV/0! | #DIV/0! | #DIV/0! | #DIV/0! | #DIV/0! | #DIV/0! | #DIV/0! | #DIV/0! | #DIV/0! | #DIV/0! | #DIV/0! |  |  |  | 143.1 | #DIV/0! | #DIV/0! | #DIV/0! | #DIV/0! | #DIV/0! | #DIV/0! | #DIV/0! | #DIV/0! | #DIV/0! | #DIV/0! | #DIV/0! | #DIV/0! | #DIV/0! |  |  |  | 143.1 | #DIV/0! | #DIV/0! | #DIV/0! | #DIV/0! | #DIV/0! | #DIV/0! | #DIV/0! | #DIV/0! | #DIV/0! | #DIV/0! | #DIV/0! | #DIV/0! | #DIV/0!
[15 empty] | 143.2 | 54.667 | -73.075 | 4183.5338 | 3507.5667 | 4183.5338 | 3507.5667 | 22.7105 | 14.2807 | 1 | 1 | 4183.5338 | 3507.5667 |  |  |  |  | 143.2 | #DIV/0! | #DIV/0! | #DIV/0! | #DIV/0! | #DIV/0! | #DIV/0! | #DIV/0! | #DIV/0! | #DIV/0! | #DIV/0! | #DIV/0! | #DIV/0! | #DIV/0! |  |  |  | 143.2 | #DIV/0! | #DIV/0! | #DIV/0! | #DIV/0! | #DIV/0! | #DIV/0! | #DIV/0! | #DIV/0! | #DIV/0! | #DIV/0! | #DIV/0! | #DIV/0! | #DIV/0! |  |  |  | 143.2 | #DIV/0! | #DIV/0! | #DIV/0! | #DIV/0! | #DIV/0! | #DIV/0! | #DIV/0! | #DIV/0! | #DIV/0! | #DIV/0! | #DIV/0! | #DIV/0! | #DIV/0! |  |  |  | 143.2 | #DIV/0! | #DIV/0! | #DIV/0! | #DIV/0! | #DIV/0! | #DIV/0! | #DIV/0! | #DIV/0! | #DIV/0! | #DIV/0! | #DIV/0! | #DIV/0! | #DIV/0! |  |  |  | 143.2 | #DIV/0! | #DIV/0! | #DIV/0! | #DIV/0! | #DIV/0! | #DIV/0! | #DIV/0! | #DIV/0! | #DIV/0! | #DIV/0! | #DIV/0! | #DIV/0! | #DIV/0! |  |  |  | 143.2 | #DIV/0! | #DIV/0! | #DIV/0! | #DIV/0! | #DIV/0! | #DIV/0! | #DIV/0! | #DIV/0! | #DIV/0! | #DIV/0! | #DIV/0! | #DIV/0! | #DIV/0! |  |  |  | 143.2 | #DIV/0! | #DIV/0! | #DIV/0! | #DIV/0! | #DIV/0! | #DIV/0! | #DIV/0! | #DIV/0! | #DIV/0! | #DIV/0! | #DIV/0! | #DIV/0! | #DIV/0!
[15 empty] | 143.3 | 54.5394 | -73.1703 | 4184.482 | 3506.914 | 4184.482 | 3506.914 | 22.6626 | 14.2448 | 1 | 1 | 4184.482 | 3506.914 |  |  |  |  | 143.3 | #DIV/0! | #DIV/0! | #DIV/0! | #DIV/0! | #DIV/0! | #DIV/0! | #DIV/0! | #DIV/0! | #DIV/0! | #DIV/0! | #DIV/0! | #DIV/0! | #DIV/0! |  |  |  | 143.3 | #DIV/0! | #DIV/0! | #DIV/0! | #DIV/0! | #DIV/0! | #DIV/0! | #DIV/0! | #DIV/0! | #DIV/0! | #DIV/0! | #DIV/0! | #DIV/0! | #DIV/0! |  |  |  | 143.3 | #DIV/0! | #DIV/0! | #DIV/0! | #DIV/0! | #DIV/0! | #DIV/0! | #DIV/0! | #DIV/0! | #DIV/0! | #DIV/0! | #DIV/0! | #DIV/0! | #DIV/0! |  |  |  | 143.3 | #DIV/0! | #DIV/0! | #DIV/0! | #DIV/0! | #DIV/0! | #DIV/0! | #DIV/0! | #DIV/0! | #DIV/0! | #DIV/0! | #DIV/0! | #DIV/0! | #DIV/0! |  |  |  | 143.3 | #DIV/0! | #DIV/0! | #DIV/0! | #DIV/0! | #DIV/0! | #DIV/0! | #DIV/0! | #DIV/0! | #DIV/0! | #DIV/0! | #DIV/0! | #DIV/0! | #DIV/0! |  |  |  | 143.3 | #DIV/0! | #DIV/0! | #DIV/0! | #DIV/0! | #DIV/0! | #DIV/0! | #DIV/0! | #DIV/0! | #DIV/0! | #DIV/0! | #DIV/0! | #DIV/0! | #DIV/0! |  |  |  | 143.3 | #DIV/0! | #DIV/0! | #DIV/0! | #DIV/0! | #DIV/0! | #DIV/0! | #DIV/0! | #DIV/0! | #DIV/0! | #DIV/0! | #DIV/0! | #DIV/0! | #DIV/0!
[15 empty] | 143.4 | 54.4116 | -73.2653 | 4185.4283 | 3506.263 | 4185.4283 | 3506.263 | 22.6146 | 14.2087 | 1 | 1 | 4185.4283 | 3506.263 |  |  |  |  | 143.4 | #DIV/0! | #DIV/0! | #DIV/0! | #DIV/0! | #DIV/0! | #DIV/0! | #DIV/0! | #DIV/0! | #DIV/0! | #DIV/0! | #DIV/0! | #DIV/0! | #DIV/0! |  |  |  | 143.4 | #DIV/0! | #DIV/0! | #DIV/0! | #DIV/0! | #DIV/0! | #DIV/0! | #DIV/0! | #DIV/0! | #DIV/0! | #DIV/0! | #DIV/0! | #DIV/0! | #DIV/0! |  |  |  | 143.4 | #DIV/0! | #DIV/0! | #DIV/0! | #DIV/0! | #DIV/0! | #DIV/0! | #DIV/0! | #DIV/0! | #DIV/0! | #DIV/0! | #DIV/0! | #DIV/0! | #DIV/0! |  |  |  | 143.4 | #DIV/0! | #DIV/0! | #DIV/0! | #DIV/0! | #DIV/0! | #DIV/0! | #DIV/0! | #DIV/0! | #DIV/0! | #DIV/0! | #DIV/0! | #DIV/0! | #DIV/0! |  |  |  | 143.4 | #DIV/0! | #DIV/0! | #DIV/0! | #DIV/0! | #DIV/0! | #DIV/0! | #DIV/0! | #DIV/0! | #DIV/0! | #DIV/0! | #DIV/0! | #DIV/0! | #DIV/0! |  |  |  | 143.4 | #DIV/0! | #DIV/0! | #DIV/0! | #DIV/0! | #DIV/0! | #DIV/0! | #DIV/0! | #DIV/0! | #DIV/0! | #DIV/0! | #DIV/0! | #DIV/0! | #DIV/0! |  |  |  | 143.4 | #DIV/0! | #DIV/0! | #DIV/0! | #DIV/0! | #DIV/0! | #DIV/0! | #DIV/0! | #DIV/0! | #DIV/0! | #DIV/0! | #DIV/0! | #DIV/0! | #DIV/0!
[15 empty] | 143.5 | 54.2837 | -73.3602 | 4186.3725 | 3505.6137 | 4186.3725 | 3505.6137 | 22.5665 | 14.1727 | 1 | 1 | 4186.3725 | 3505.6137 |  |  |  |  | 143.5 | #DIV/0! | #DIV/0! | #DIV/0! | #DIV/0! | #DIV/0! | #DIV/0! | #DIV/0! | #DIV/0! | #DIV/0! | #DIV/0! | #DIV/0! | #DIV/0! | #DIV/0! |  |  |  | 143.5 | #DIV/0! | #DIV/0! | #DIV/0! | #DIV/0! | #DIV/0! | #DIV/0! | #DIV/0! | #DIV/0! | #DIV/0! | #DIV/0! | #DIV/0! | #DIV/0! | #DIV/0! |  |  |  | 143.5 | #DIV/0! | #DIV/0! | #DIV/0! | #DIV/0! | #DIV/0! | #DIV/0! | #DIV/0! | #DIV/0! | #DIV/0! | #DIV/0! | #DIV/0! | #DIV/0! | #DIV/0! |  |  |  | 143.5 | #DIV/0! | #DIV/0! | #DIV/0! | #DIV/0! | #DIV/0! | #DIV/0! | #DIV/0! | #DIV/0! | #DIV/0! | #DIV/0! | #DIV/0! | #DIV/0! | #DIV/0! |  |  |  | 143.5 | #DIV/0! | #DIV/0! | #DIV/0! | #DIV/0! | #DIV/0! | #DIV/0! | #DIV/0! | #DIV/0! | #DIV/0! | #DIV/0! | #DIV/0! | #DIV/0! | #DIV/0! |  |  |  | 143.5 | #DIV/0! | #DIV/0! | #DIV/0! | #DIV/0! | #DIV/0! | #DIV/0! | #DIV/0! | #DIV/0! | #DIV/0! | #DIV/0! | #DIV/0! | #DIV/0! | #DIV/0! |  |  |  | 143.5 | #DIV/0! | #DIV/0! | #DIV/0! | #DIV/0! | #DIV/0! | #DIV/0! | #DIV/0! | #DIV/0! | #DIV/0! | #DIV/0! | #DIV/0! | #DIV/0! | #DIV/0!
[15 empty] | 143.6 | 54.1556 | -73.4548 | 4187.3146 | 3504.9661 | 4187.3146 | 3504.9661 | 22.5184 | 14.1366 | 1 | 1 | 4187.3146 | 3504.9661 |  |  |  |  | 143.6 | #DIV/0! | #DIV/0! | #DIV/0! | #DIV/0! | #DIV/0! | #DIV/0! | #DIV/0! | #DIV/0! | #DIV/0! | #DIV/0! | #DIV/0! | #DIV/0! | #DIV/0! |  |  |  | 143.6 | #DIV/0! | #DIV/0! | #DIV/0! | #DIV/0! | #DIV/0! | #DIV/0! | #DIV/0! | #DIV/0! | #DIV/0! | #DIV/0! | #DIV/0! | #DIV/0! | #DIV/0! |  |  |  | 143.6 | #DIV/0! | #DIV/0! | #DIV/0! | #DIV/0! | #DIV/0! | #DIV/0! | #DIV/0! | #DIV/0! | #DIV/0! | #DIV/0! | #DIV/0! | #DIV/0! | #DIV/0! |  |  |  | 143.6 | #DIV/0! | #DIV/0! | #DIV/0! | #DIV/0! | #DIV/0! | #DIV/0! | #DIV/0! | #DIV/0! | #DIV/0! | #DIV/0! | #DIV/0! | #DIV/0! | #DIV/0! |  |  |  | 143.6 | #DIV/0! | #DIV/0! | #DIV/0! | #DIV/0! | #DIV/0! | #DIV/0! | #DIV/0! | #DIV/0! | #DIV/0! | #DIV/0! | #DIV/0! | #DIV/0! | #DIV/0! |  |  |  | 143.6 | #DIV/0! | #DIV/0! | #DIV/0! | #DIV/0! | #DIV/0! | #DIV/0! | #DIV/0! | #DIV/0! | #DIV/0! | #DIV/0! | #DIV/0! | #DIV/0! | #DIV/0! |  |  |  | 143.6 | #DIV/0! | #DIV/0! | #DIV/0! | #DIV/0! | #DIV/0! | #DIV/0! | #DIV/0! | #DIV/0! | #DIV/0! | #DIV/0! | #DIV/0! | #DIV/0! | #DIV/0!
[15 empty] | 143.7 | 54.0273 | -73.5492 | 4188.2548 | 3504.3202 | 4188.2548 | 3504.3202 | 22.4701 | 14.1005 | 1 | 1 | 4188.2548 | 3504.3202 |  |  |  |  | 143.7 | #DIV/0! | #DIV/0! | #DIV/0! | #DIV/0! | #DIV/0! | #DIV/0! | #DIV/0! | #DIV/0! | #DIV/0! | #DIV/0! | #DIV/0! | #DIV/0! | #DIV/0! |  |  |  | 143.7 | #DIV/0! | #DIV/0! | #DIV/0! | #DIV/0! | #DIV/0! | #DIV/0! | #DIV/0! | #DIV/0! | #DIV/0! | #DIV/0! | #DIV/0! | #DIV/0! | #DIV/0! |  |  |  | 143.7 | #DIV/0! | #DIV/0! | #DIV/0! | #DIV/0! | #DIV/0! | #DIV/0! | #DIV/0! | #DIV/0! | #DIV/0! | #DIV/0! | #DIV/0! | #DIV/0! | #DIV/0! |  |  |  | 143.7 | #DIV/0! | #DIV/0! | #DIV/0! | #DIV/0! | #DIV/0! | #DIV/0! | #DIV/0! | #DIV/0! | #DIV/0! | #DIV/0! | #DIV/0! | #DIV/0! | #DIV/0! |  |  |  | 143.7 | #DIV/0! | #DIV/0! | #DIV/0! | #DIV/0! | #DIV/0! | #DIV/0! | #DIV/0! | #DIV/0! | #DIV/0! | #DIV/0! | #DIV/0! | #DIV/0! | #DIV/0! |  |  |  | 143.7 | #DIV/0! | #DIV/0! | #DIV/0! | #DIV/0! | #DIV/0! | #DIV/0! | #DIV/0! | #DIV/0! | #DIV/0! | #DIV/0! | #DIV/0! | #DIV/0! | #DIV/0! |  |  |  | 143.7 | #DIV/0! | #DIV/0! | #DIV/0! | #DIV/0! | #DIV/0! | #DIV/0! | #DIV/0! | #DIV/0! | #DIV/0! | #DIV/0! | #DIV/0! | #DIV/0! | #DIV/0!
[15 empty] | 143.8 | 53.8988 | -73.6434 | 4189.1929 | 3503.6761 | 4189.1929 | 3503.6761 | 22.4217 | 14.0644 | 1 | 1 | 4189.1929 | 3503.6761 |  |  |  |  | 143.8 | #DIV/0! | #DIV/0! | #DIV/0! | #DIV/0! | #DIV/0! | #DIV/0! | #DIV/0! | #DIV/0! | #DIV/0! | #DIV/0! | #DIV/0! | #DIV/0! | #DIV/0! |  |  |  | 143.8 | #DIV/0! | #DIV/0! | #DIV/0! | #DIV/0! | #DIV/0! | #DIV/0! | #DIV/0! | #DIV/0! | #DIV/0! | #DIV/0! | #DIV/0! | #DIV/0! | #DIV/0! |  |  |  | 143.8 | #DIV/0! | #DIV/0! | #DIV/0! | #DIV/0! | #DIV/0! | #DIV/0! | #DIV/0! | #DIV/0! | #DIV/0! | #DIV/0! | #DIV/0! | #DIV/0! | #DIV/0! |  |  |  | 143.8 | #DIV/0! | #DIV/0! | #DIV/0! | #DIV/0! | #DIV/0! | #DIV/0! | #DIV/0! | #DIV/0! | #DIV/0! | #DIV/0! | #DIV/0! | #DIV/0! | #DIV/0! |  |  |  | 143.8 | #DIV/0! | #DIV/0! | #DIV/0! | #DIV/0! | #DIV/0! | #DIV/0! | #DIV/0! | #DIV/0! | #DIV/0! | #DIV/0! | #DIV/0! | #DIV/0! | #DIV/0! |  |  |  | 143.8 | #DIV/0! | #DIV/0! | #DIV/0! | #DIV/0! | #DIV/0! | #DIV/0! | #DIV/0! | #DIV/0! | #DIV/0! | #DIV/0! | #DIV/0! | #DIV/0! | #DIV/0! |  |  |  | 143.8 | #DIV/0! | #DIV/0! | #DIV/0! | #DIV/0! | #DIV/0! | #DIV/0! | #DIV/0! | #DIV/0! | #DIV/0! | #DIV/0! | #DIV/0! | #DIV/0! | #DIV/0!
[15 empty] | 143.9 | 53.7702 | -73.7374 | 4190.129 | 3503.0336 | 4190.129 | 3503.0336 | 22.3731 | 14.0283 | 1 | 1 | 4190.129 | 3503.0336 |  |  |  |  | 143.9 | #DIV/0! | #DIV/0! | #DIV/0! | #DIV/0! | #DIV/0! | #DIV/0! | #DIV/0! | #DIV/0! | #DIV/0! | #DIV/0! | #DIV/0! | #DIV/0! | #DIV/0! |  |  |  | 143.9 | #DIV/0! | #DIV/0! | #DIV/0! | #DIV/0! | #DIV/0! | #DIV/0! | #DIV/0! | #DIV/0! | #DIV/0! | #DIV/0! | #DIV/0! | #DIV/0! | #DIV/0! |  |  |  | 143.9 | #DIV/0! | #DIV/0! | #DIV/0! | #DIV/0! | #DIV/0! | #DIV/0! | #DIV/0! | #DIV/0! | #DIV/0! | #DIV/0! | #DIV/0! | #DIV/0! | #DIV/0! |  |  |  | 143.9 | #DIV/0! | #DIV/0! | #DIV/0! | #DIV/0! | #DIV/0! | #DIV/0! | #DIV/0! | #DIV/0! | #DIV/0! | #DIV/0! | #DIV/0! | #DIV/0! | #DIV/0! |  |  |  | 143.9 | #DIV/0! | #DIV/0! | #DIV/0! | #DIV/0! | #DIV/0! | #DIV/0! | #DIV/0! | #DIV/0! | #DIV/0! | #DIV/0! | #DIV/0! | #DIV/0! | #DIV/0! |  |  |  | 143.9 | #DIV/0! | #DIV/0! | #DIV/0! | #DIV/0! | #DIV/0! | #DIV/0! | #DIV/0! | #DIV/0! | #DIV/0! | #DIV/0! | #DIV/0! | #DIV/0! | #DIV/0! |  |  |  | 143.9 | #DIV/0! | #DIV/0! | #DIV/0! | #DIV/0! | #DIV/0! | #DIV/0! | #DIV/0! | #DIV/0! | #DIV/0! | #DIV/0! | #DIV/0! | #DIV/0! | #DIV/0!
[15 empty] | 144 | 53.6414 | -73.8311 | 4191.063 | 3502.3928 | 4191.063 | 3502.3928 | 22.3245 | 13.9921 | 1 | 1 | 4191.063 | 3502.3928 |  |  |  |  | 144 | #DIV/0! | #DIV/0! | #DIV/0! | #DIV/0! | #DIV/0! | #DIV/0! | #DIV/0! | #DIV/0! | #DIV/0! | #DIV/0! | #DIV/0! | #DIV/0! | #DIV/0! |  |  |  | 144 | #DIV/0! | #DIV/0! | #DIV/0! | #DIV/0! | #DIV/0! | #DIV/0! | #DIV/0! | #DIV/0! | #DIV/0! | #DIV/0! | #DIV/0! | #DIV/0! | #DIV/0! |  |  |  | 144 | #DIV/0! | #DIV/0! | #DIV/0! | #DIV/0! | #DIV/0! | #DIV/0! | #DIV/0! | #DIV/0! | #DIV/0! | #DIV/0! | #DIV/0! | #DIV/0! | #DIV/0! |  |  |  | 144 | #DIV/0! | #DIV/0! | #DIV/0! | #DIV/0! | #DIV/0! | #DIV/0! | #DIV/0! | #DIV/0! | #DIV/0! | #DIV/0! | #DIV/0! | #DIV/0! | #DIV/0! |  |  |  | 144 | #DIV/0! | #DIV/0! | #DIV/0! | #DIV/0! | #DIV/0! | #DIV/0! | #DIV/0! | #DIV/0! | #DIV/0! | #DIV/0! | #DIV/0! | #DIV/0! | #DIV/0! |  |  |  | 144 | #DIV/0! | #DIV/0! | #DIV/0! | #DIV/0! | #DIV/0! | #DIV/0! | #DIV/0! | #DIV/0! | #DIV/0! | #DIV/0! | #DIV/0! | #DIV/0! | #DIV/0! |  |  |  | 144 | #DIV/0! | #DIV/0! | #DIV/0! | #DIV/0! | #DIV/0! | #DIV/0! | #DIV/0! | #DIV/0! | #DIV/0! | #DIV/0! | #DIV/0! | #DIV/0! | #DIV/0!
[15 empty] | 144.1 | 53.5125 | -73.9246 | 4191.9949 | 3501.7537 | 4191.9949 | 3501.7537 | 22.2758 | 13.956 | 1 | 1 | 4191.9949 | 3501.7537 |  |  |  |  | 144.1 | #DIV/0! | #DIV/0! | #DIV/0! | #DIV/0! | #DIV/0! | #DIV/0! | #DIV/0! | #DIV/0! | #DIV/0! | #DIV/0! | #DIV/0! | #DIV/0! | #DIV/0! |  |  |  | 144.1 | #DIV/0! | #DIV/0! | #DIV/0! | #DIV/0! | #DIV/0! | #DIV/0! | #DIV/0! | #DIV/0! | #DIV/0! | #DIV/0! | #DIV/0! | #DIV/0! | #DIV/0! |  |  |  | 144.1 | #DIV/0! | #DIV/0! | #DIV/0! | #DIV/0! | #DIV/0! | #DIV/0! | #DIV/0! | #DIV/0! | #DIV/0! | #DIV/0! | #DIV/0! | #DIV/0! | #DIV/0! |  |  |  | 144.1 | #DIV/0! | #DIV/0! | #DIV/0! | #DIV/0! | #DIV/0! | #DIV/0! | #DIV/0! | #DIV/0! | #DIV/0! | #DIV/0! | #DIV/0! | #DIV/0! | #DIV/0! |  |  |  | 144.1 | #DIV/0! | #DIV/0! | #DIV/0! | #DIV/0! | #DIV/0! | #DIV/0! | #DIV/0! | #DIV/0! | #DIV/0! | #DIV/0! | #DIV/0! | #DIV/0! | #DIV/0! |  |  |  | 144.1 | #DIV/0! | #DIV/0! | #DIV/0! | #DIV/0! | #DIV/0! | #DIV/0! | #DIV/0! | #DIV/0! | #DIV/0! | #DIV/0! | #DIV/0! | #DIV/0! | #DIV/0! |  |  |  | 144.1 | #DIV/0! | #DIV/0! | #DIV/0! | #DIV/0! | #DIV/0! | #DIV/0! | #DIV/0! | #DIV/0! | #DIV/0! | #DIV/0! | #DIV/0! | #DIV/0! | #DIV/0!
[15 empty] | 144.2 | 53.3834 | -74.0179 | 4192.9249 | 3501.1164 | 4192.9249 | 3501.1164 | 22.227 | 13.9198 | 1 | 1 | 4192.9249 | 3501.1164 |  |  |  |  | 144.2 | #DIV/0! | #DIV/0! | #DIV/0! | #DIV/0! | #DIV/0! | #DIV/0! | #DIV/0! | #DIV/0! | #DIV/0! | #DIV/0! | #DIV/0! | #DIV/0! | #DIV/0! |  |  |  | 144.2 | #DIV/0! | #DIV/0! | #DIV/0! | #DIV/0! | #DIV/0! | #DIV/0! | #DIV/0! | #DIV/0! | #DIV/0! | #DIV/0! | #DIV/0! | #DIV/0! | #DIV/0! |  |  |  | 144.2 | #DIV/0! | #DIV/0! | #DIV/0! | #DIV/0! | #DIV/0! | #DIV/0! | #DIV/0! | #DIV/0! | #DIV/0! | #DIV/0! | #DIV/0! | #DIV/0! | #DIV/0! |  |  |  | 144.2 | #DIV/0! | #DIV/0! | #DIV/0! | #DIV/0! | #DIV/0! | #DIV/0! | #DIV/0! | #DIV/0! | #DIV/0! | #DIV/0! | #DIV/0! | #DIV/0! | #DIV/0! |  |  |  | 144.2 | #DIV/0! | #DIV/0! | #DIV/0! | #DIV/0! | #DIV/0! | #DIV/0! | #DIV/0! | #DIV/0! | #DIV/0! | #DIV/0! | #DIV/0! | #DIV/0! | #DIV/0! |  |  |  | 144.2 | #DIV/0! | #DIV/0! | #DIV/0! | #DIV/0! | #DIV/0! | #DIV/0! | #DIV/0! | #DIV/0! | #DIV/0! | #DIV/0! | #DIV/0! | #DIV/0! | #DIV/0! |  |  |  | 144.2 | #DIV/0! | #DIV/0! | #DIV/0! | #DIV/0! | #DIV/0! | #DIV/0! | #DIV/0! | #DIV/0! | #DIV/0! | #DIV/0! | #DIV/0! | #DIV/0! | #DIV/0!
[15 empty] | 144.3 | 53.2541 | -74.111 | 4193.8527 | 3500.4807 | 4193.8527 | 3500.4807 | 22.1781 | 13.8835 | 1 | 1 | 4193.8527 | 3500.4807 |  |  |  |  | 144.3 | #DIV/0! | #DIV/0! | #DIV/0! | #DIV/0! | #DIV/0! | #DIV/0! | #DIV/0! | #DIV/0! | #DIV/0! | #DIV/0! | #DIV/0! | #DIV/0! | #DIV/0! |  |  |  | 144.3 | #DIV/0! | #DIV/0! | #DIV/0! | #DIV/0! | #DIV/0! | #DIV/0! | #DIV/0! | #DIV/0! | #DIV/0! | #DIV/0! | #DIV/0! | #DIV/0! | #DIV/0! |  |  |  | 144.3 | #DIV/0! | #DIV/0! | #DIV/0! | #DIV/0! | #DIV/0! | #DIV/0! | #DIV/0! | #DIV/0! | #DIV/0! | #DIV/0! | #DIV/0! | #DIV/0! | #DIV/0! |  |  |  | 144.3 | #DIV/0! | #DIV/0! | #DIV/0! | #DIV/0! | #DIV/0! | #DIV/0! | #DIV/0! | #DIV/0! | #DIV/0! | #DIV/0! | #DIV/0! | #DIV/0! | #DIV/0! |  |  |  | 144.3 | #DIV/0! | #DIV/0! | #DIV/0! | #DIV/0! | #DIV/0! | #DIV/0! | #DIV/0! | #DIV/0! | #DIV/0! | #DIV/0! | #DIV/0! | #DIV/0! | #DIV/0! |  |  |  | 144.3 | #DIV/0! | #DIV/0! | #DIV/0! | #DIV/0! | #DIV/0! | #DIV/0! | #DIV/0! | #DIV/0! | #DIV/0! | #DIV/0! | #DIV/0! | #DIV/0! | #DIV/0! |  |  |  | 144.3 | #DIV/0! | #DIV/0! | #DIV/0! | #DIV/0! | #DIV/0! | #DIV/0! | #DIV/0! | #DIV/0! | #DIV/0! | #DIV/0! | #DIV/0! | #DIV/0! | #DIV/0!
[15 empty] | 144.4 | 53.1247 | -74.2038 | 4194.7785 | 3499.8468 | 4194.7785 | 3499.8468 | 22.1291 | 13.8473 | 1 | 1 | 4194.7785 | 3499.8468 |  |  |  |  | 144.4 | #DIV/0! | #DIV/0! | #DIV/0! | #DIV/0! | #DIV/0! | #DIV/0! | #DIV/0! | #DIV/0! | #DIV/0! | #DIV/0! | #DIV/0! | #DIV/0! | #DIV/0! |  |  |  | 144.4 | #DIV/0! | #DIV/0! | #DIV/0! | #DIV/0! | #DIV/0! | #DIV/0! | #DIV/0! | #DIV/0! | #DIV/0! | #DIV/0! | #DIV/0! | #DIV/0! | #DIV/0! |  |  |  | 144.4 | #DIV/0! | #DIV/0! | #DIV/0! | #DIV/0! | #DIV/0! | #DIV/0! | #DIV/0! | #DIV/0! | #DIV/0! | #DIV/0! | #DIV/0! | #DIV/0! | #DIV/0! |  |  |  | 144.4 | #DIV/0! | #DIV/0! | #DIV/0! | #DIV/0! | #DIV/0! | #DIV/0! | #DIV/0! | #DIV/0! | #DIV/0! | #DIV/0! | #DIV/0! | #DIV/0! | #DIV/0! |  |  |  | 144.4 | #DIV/0! | #DIV/0! | #DIV/0! | #DIV/0! | #DIV/0! | #DIV/0! | #DIV/0! | #DIV/0! | #DIV/0! | #DIV/0! | #DIV/0! | #DIV/0! | #DIV/0! |  |  |  | 144.4 | #DIV/0! | #DIV/0! | #DIV/0! | #DIV/0! | #DIV/0! | #DIV/0! | #DIV/0! | #DIV/0! | #DIV/0! | #DIV/0! | #DIV/0! | #DIV/0! | #DIV/0! |  |  |  | 144.4 | #DIV/0! | #DIV/0! | #DIV/0! | #DIV/0! | #DIV/0! | #DIV/0! | #DIV/0! | #DIV/0! | #DIV/0! | #DIV/0! | #DIV/0! | #DIV/0! | #DIV/0!
[15 empty] | 144.5 | 52.9951 | -74.2964 | 4195.7022 | 3499.2145 | 4195.7022 | 3499.2145 | 22.08 | 13.811 | 1 | 1 | 4195.7022 | 3499.2145 |  |  |  |  | 144.5 | #DIV/0! | #DIV/0! | #DIV/0! | #DIV/0! | #DIV/0! | #DIV/0! | #DIV/0! | #DIV/0! | #DIV/0! | #DIV/0! | #DIV/0! | #DIV/0! | #DIV/0! |  |  |  | 144.5 | #DIV/0! | #DIV/0! | #DIV/0! | #DIV/0! | #DIV/0! | #DIV/0! | #DIV/0! | #DIV/0! | #DIV/0! | #DIV/0! | #DIV/0! | #DIV/0! | #DIV/0! |  |  |  | 144.5 | #DIV/0! | #DIV/0! | #DIV/0! | #DIV/0! | #DIV/0! | #DIV/0! | #DIV/0! | #DIV/0! | #DIV/0! | #DIV/0! | #DIV/0! | #DIV/0! | #DIV/0! |  |  |  | 144.5 | #DIV/0! | #DIV/0! | #DIV/0! | #DIV/0! | #DIV/0! | #DIV/0! | #DIV/0! | #DIV/0! | #DIV/0! | #DIV/0! | #DIV/0! | #DIV/0! | #DIV/0! |  |  |  | 144.5 | #DIV/0! | #DIV/0! | #DIV/0! | #DIV/0! | #DIV/0! | #DIV/0! | #DIV/0! | #DIV/0! | #DIV/0! | #DIV/0! | #DIV/0! | #DIV/0! | #DIV/0! |  |  |  | 144.5 | #DIV/0! | #DIV/0! | #DIV/0! | #DIV/0! | #DIV/0! | #DIV/0! | #DIV/0! | #DIV/0! | #DIV/0! | #DIV/0! | #DIV/0! | #DIV/0! | #DIV/0! |  |  |  | 144.5 | #DIV/0! | #DIV/0! | #DIV/0! | #DIV/0! | #DIV/0! | #DIV/0! | #DIV/0! | #DIV/0! | #DIV/0! | #DIV/0! | #DIV/0! | #DIV/0! | #DIV/0!
[15 empty] | 144.6 | 52.8654 | -74.3888 | 4196.6239 | 3498.584 | 4196.6239 | 3498.584 | 22.0307 | 13.7747 | 1 | 1 | 4196.6239 | 3498.584 |  |  |  |  | 144.6 | #DIV/0! | #DIV/0! | #DIV/0! | #DIV/0! | #DIV/0! | #DIV/0! | #DIV/0! | #DIV/0! | #DIV/0! | #DIV/0! | #DIV/0! | #DIV/0! | #DIV/0! |  |  |  | 144.6 | #DIV/0! | #DIV/0! | #DIV/0! | #DIV/0! | #DIV/0! | #DIV/0! | #DIV/0! | #DIV/0! | #DIV/0! | #DIV/0! | #DIV/0! | #DIV/0! | #DIV/0! |  |  |  | 144.6 | #DIV/0! | #DIV/0! | #DIV/0! | #DIV/0! | #DIV/0! | #DIV/0! | #DIV/0! | #DIV/0! | #DIV/0! | #DIV/0! | #DIV/0! | #DIV/0! | #DIV/0! |  |  |  | 144.6 | #DIV/0! | #DIV/0! | #DIV/0! | #DIV/0! | #DIV/0! | #DIV/0! | #DIV/0! | #DIV/0! | #DIV/0! | #DIV/0! | #DIV/0! | #DIV/0! | #DIV/0! |  |  |  | 144.6 | #DIV/0! | #DIV/0! | #DIV/0! | #DIV/0! | #DIV/0! | #DIV/0! | #DIV/0! | #DIV/0! | #DIV/0! | #DIV/0! | #DIV/0! | #DIV/0! | #DIV/0! |  |  |  | 144.6 | #DIV/0! | #DIV/0! | #DIV/0! | #DIV/0! | #DIV/0! | #DIV/0! | #DIV/0! | #DIV/0! | #DIV/0! | #DIV/0! | #DIV/0! | #DIV/0! | #DIV/0! |  |  |  | 144.6 | #DIV/0! | #DIV/0! | #DIV/0! | #DIV/0! | #DIV/0! | #DIV/0! | #DIV/0! | #DIV/0! | #DIV/0! | #DIV/0! | #DIV/0! | #DIV/0! | #DIV/0!
[15 empty] | 144.7 | 52.7354 | -74.4809 | 4197.5434 | 3497.9552 | 4197.5434 | 3497.9552 | 21.9814 | 13.7384 | 1 | 1 | 4197.5434 | 3497.9552 |  |  |  |  | 144.7 | #DIV/0! | #DIV/0! | #DIV/0! | #DIV/0! | #DIV/0! | #DIV/0! | #DIV/0! | #DIV/0! | #DIV/0! | #DIV/0! | #DIV/0! | #DIV/0! | #DIV/0! |  |  |  | 144.7 | #DIV/0! | #DIV/0! | #DIV/0! | #DIV/0! | #DIV/0! | #DIV/0! | #DIV/0! | #DIV/0! | #DIV/0! | #DIV/0! | #DIV/0! | #DIV/0! | #DIV/0! |  |  |  | 144.7 | #DIV/0! | #DIV/0! | #DIV/0! | #DIV/0! | #DIV/0! | #DIV/0! | #DIV/0! | #DIV/0! | #DIV/0! | #DIV/0! | #DIV/0! | #DIV/0! | #DIV/0! |  |  |  | 144.7 | #DIV/0! | #DIV/0! | #DIV/0! | #DIV/0! | #DIV/0! | #DIV/0! | #DIV/0! | #DIV/0! | #DIV/0! | #DIV/0! | #DIV/0! | #DIV/0! | #DIV/0! |  |  |  | 144.7 | #DIV/0! | #DIV/0! | #DIV/0! | #DIV/0! | #DIV/0! | #DIV/0! | #DIV/0! | #DIV/0! | #DIV/0! | #DIV/0! | #DIV/0! | #DIV/0! | #DIV/0! |  |  |  | 144.7 | #DIV/0! | #DIV/0! | #DIV/0! | #DIV/0! | #DIV/0! | #DIV/0! | #DIV/0! | #DIV/0! | #DIV/0! | #DIV/0! | #DIV/0! | #DIV/0! | #DIV/0! |  |  |  | 144.7 | #DIV/0! | #DIV/0! | #DIV/0! | #DIV/0! | #DIV/0! | #DIV/0! | #DIV/0! | #DIV/0! | #DIV/0! | #DIV/0! | #DIV/0! | #DIV/0! | #DIV/0!
[15 empty] | 144.8 | 52.6054 | -74.5729 | 4198.4609 | 3497.328 | 4198.4609 | 3497.328 | 21.932 | 13.7021 | 1 | 1 | 4198.4609 | 3497.328 |  |  |  |  | 144.8 | #DIV/0! | #DIV/0! | #DIV/0! | #DIV/0! | #DIV/0! | #DIV/0! | #DIV/0! | #DIV/0! | #DIV/0! | #DIV/0! | #DIV/0! | #DIV/0! | #DIV/0! |  |  |  | 144.8 | #DIV/0! | #DIV/0! | #DIV/0! | #DIV/0! | #DIV/0! | #DIV/0! | #DIV/0! | #DIV/0! | #DIV/0! | #DIV/0! | #DIV/0! | #DIV/0! | #DIV/0! |  |  |  | 144.8 | #DIV/0! | #DIV/0! | #DIV/0! | #DIV/0! | #DIV/0! | #DIV/0! | #DIV/0! | #DIV/0! | #DIV/0! | #DIV/0! | #DIV/0! | #DIV/0! | #DIV/0! |  |  |  | 144.8 | #DIV/0! | #DIV/0! | #DIV/0! | #DIV/0! | #DIV/0! | #DIV/0! | #DIV/0! | #DIV/0! | #DIV/0! | #DIV/0! | #DIV/0! | #DIV/0! | #DIV/0! |  |  |  | 144.8 | #DIV/0! | #DIV/0! | #DIV/0! | #DIV/0! | #DIV/0! | #DIV/0! | #DIV/0! | #DIV/0! | #DIV/0! | #DIV/0! | #DIV/0! | #DIV/0! | #DIV/0! |  |  |  | 144.8 | #DIV/0! | #DIV/0! | #DIV/0! | #DIV/0! | #DIV/0! | #DIV/0! | #DIV/0! | #DIV/0! | #DIV/0! | #DIV/0! | #DIV/0! | #DIV/0! | #DIV/0! |  |  |  | 144.8 | #DIV/0! | #DIV/0! | #DIV/0! | #DIV/0! | #DIV/0! | #DIV/0! | #DIV/0! | #DIV/0! | #DIV/0! | #DIV/0! | #DIV/0! | #DIV/0! | #DIV/0!
[15 empty] | 144.9 | 52.4751 | -74.6646 | 4199.3763 | 3496.7026 | 4199.3763 | 3496.7026 | 21.8825 | 13.6657 | 1 | 1 | 4199.3763 | 3496.7026 |  |  |  |  | 144.9 | #DIV/0! | #DIV/0! | #DIV/0! | #DIV/0! | #DIV/0! | #DIV/0! | #DIV/0! | #DIV/0! | #DIV/0! | #DIV/0! | #DIV/0! | #DIV/0! | #DIV/0! |  |  |  | 144.9 | #DIV/0! | #DIV/0! | #DIV/0! | #DIV/0! | #DIV/0! | #DIV/0! | #DIV/0! | #DIV/0! | #DIV/0! | #DIV/0! | #DIV/0! | #DIV/0! | #DIV/0! |  |  |  | 144.9 | #DIV/0! | #DIV/0! | #DIV/0! | #DIV/0! | #DIV/0! | #DIV/0! | #DIV/0! | #DIV/0! | #DIV/0! | #DIV/0! | #DIV/0! | #DIV/0! | #DIV/0! |  |  |  | 144.9 | #DIV/0! | #DIV/0! | #DIV/0! | #DIV/0! | #DIV/0! | #DIV/0! | #DIV/0! | #DIV/0! | #DIV/0! | #DIV/0! | #DIV/0! | #DIV/0! | #DIV/0! |  |  |  | 144.9 | #DIV/0! | #DIV/0! | #DIV/0! | #DIV/0! | #DIV/0! | #DIV/0! | #DIV/0! | #DIV/0! | #DIV/0! | #DIV/0! | #DIV/0! | #DIV/0! | #DIV/0! |  |  |  | 144.9 | #DIV/0! | #DIV/0! | #DIV/0! | #DIV/0! | #DIV/0! | #DIV/0! | #DIV/0! | #DIV/0! | #DIV/0! | #DIV/0! | #DIV/0! | #DIV/0! | #DIV/0! |  |  |  | 144.9 | #DIV/0! | #DIV/0! | #DIV/0! | #DIV/0! | #DIV/0! | #DIV/0! | #DIV/0! | #DIV/0! | #DIV/0! | #DIV/0! | #DIV/0! | #DIV/0! | #DIV/0!
[15 empty] | 145 | 52.3447 | -74.756 | 4200.2896 | 3496.0789 | 4200.2896 | 3496.0789 | 21.8328 | 13.6293 | 1 | 1 | 4200.2896 | 3496.0789 |  |  |  |  | 145 | #DIV/0! | #DIV/0! | #DIV/0! | #DIV/0! | #DIV/0! | #DIV/0! | #DIV/0! | #DIV/0! | #DIV/0! | #DIV/0! | #DIV/0! | #DIV/0! | #DIV/0! |  |  |  | 145 | #DIV/0! | #DIV/0! | #DIV/0! | #DIV/0! | #DIV/0! | #DIV/0! | #DIV/0! | #DIV/0! | #DIV/0! | #DIV/0! | #DIV/0! | #DIV/0! | #DIV/0! |  |  |  | 145 | #DIV/0! | #DIV/0! | #DIV/0! | #DIV/0! | #DIV/0! | #DIV/0! | #DIV/0! | #DIV/0! | #DIV/0! | #DIV/0! | #DIV/0! | #DIV/0! | #DIV/0! |  |  |  | 145 | #DIV/0! | #DIV/0! | #DIV/0! | #DIV/0! | #DIV/0! | #DIV/0! | #DIV/0! | #DIV/0! | #DIV/0! | #DIV/0! | #DIV/0! | #DIV/0! | #DIV/0! |  |  |  | 145 | #DIV/0! | #DIV/0! | #DIV/0! | #DIV/0! | #DIV/0! | #DIV/0! | #DIV/0! | #DIV/0! | #DIV/0! | #DIV/0! | #DIV/0! | #DIV/0! | #DIV/0! |  |  |  | 145 | #DIV/0! | #DIV/0! | #DIV/0! | #DIV/0! | #DIV/0! | #DIV/0! | #DIV/0! | #DIV/0! | #DIV/0! | #DIV/0! | #DIV/0! | #DIV/0! | #DIV/0! |  |  |  | 145 | #DIV/0! | #DIV/0! | #DIV/0! | #DIV/0! | #DIV/0! | #DIV/0! | #DIV/0! | #DIV/0! | #DIV/0! | #DIV/0! | #DIV/0! | #DIV/0! | #DIV/0!
[15 empty] | 145.1 | 52.2142 | -74.8473 | 4201.2009 | 3495.457 | 4201.2009 | 3495.457 | 21.7831 | 13.5929 | 1 | 1 | 4201.2009 | 3495.457 |  |  |  |  | 145.1 | #DIV/0! | #DIV/0! | #DIV/0! | #DIV/0! | #DIV/0! | #DIV/0! | #DIV/0! | #DIV/0! | #DIV/0! | #DIV/0! | #DIV/0! | #DIV/0! | #DIV/0! |  |  |  | 145.1 | #DIV/0! | #DIV/0! | #DIV/0! | #DIV/0! | #DIV/0! | #DIV/0! | #DIV/0! | #DIV/0! | #DIV/0! | #DIV/0! | #DIV/0! | #DIV/0! | #DIV/0! |  |  |  | 145.1 | #DIV/0! | #DIV/0! | #DIV/0! | #DIV/0! | #DIV/0! | #DIV/0! | #DIV/0! | #DIV/0! | #DIV/0! | #DIV/0! | #DIV/0! | #DIV/0! | #DIV/0! |  |  |  | 145.1 | #DIV/0! | #DIV/0! | #DIV/0! | #DIV/0! | #DIV/0! | #DIV/0! | #DIV/0! | #DIV/0! | #DIV/0! | #DIV/0! | #DIV/0! | #DIV/0! | #DIV/0! |  |  |  | 145.1 | #DIV/0! | #DIV/0! | #DIV/0! | #DIV/0! | #DIV/0! | #DIV/0! | #DIV/0! | #DIV/0! | #DIV/0! | #DIV/0! | #DIV/0! | #DIV/0! | #DIV/0! |  |  |  | 145.1 | #DIV/0! | #DIV/0! | #DIV/0! | #DIV/0! | #DIV/0! | #DIV/0! | #DIV/0! | #DIV/0! | #DIV/0! | #DIV/0! | #DIV/0! | #DIV/0! | #DIV/0! |  |  |  | 145.1 | #DIV/0! | #DIV/0! | #DIV/0! | #DIV/0! | #DIV/0! | #DIV/0! | #DIV/0! | #DIV/0! | #DIV/0! | #DIV/0! | #DIV/0! | #DIV/0! | #DIV/0!
[15 empty] | 145.2 | 52.0835 | -74.9383 | 4202.11 | 3494.8367 | 4202.11 | 3494.8367 | 21.7333 | 13.5564 | 1 | 1 | 4202.11 | 3494.8367 |  |  |  |  | 145.2 | #DIV/0! | #DIV/0! | #DIV/0! | #DIV/0! | #DIV/0! | #DIV/0! | #DIV/0! | #DIV/0! | #DIV/0! | #DIV/0! | #DIV/0! | #DIV/0! | #DIV/0! |  |  |  | 145.2 | #DIV/0! | #DIV/0! | #DIV/0! | #DIV/0! | #DIV/0! | #DIV/0! | #DIV/0! | #DIV/0! | #DIV/0! | #DIV/0! | #DIV/0! | #DIV/0! | #DIV/0! |  |  |  | 145.2 | #DIV/0! | #DIV/0! | #DIV/0! | #DIV/0! | #DIV/0! | #DIV/0! | #DIV/0! | #DIV/0! | #DIV/0! | #DIV/0! | #DIV/0! | #DIV/0! | #DIV/0! |  |  |  | 145.2 | #DIV/0! | #DIV/0! | #DIV/0! | #DIV/0! | #DIV/0! | #DIV/0! | #DIV/0! | #DIV/0! | #DIV/0! | #DIV/0! | #DIV/0! | #DIV/0! | #DIV/0! |  |  |  | 145.2 | #DIV/0! | #DIV/0! | #DIV/0! | #DIV/0! | #DIV/0! | #DIV/0! | #DIV/0! | #DIV/0! | #DIV/0! | #DIV/0! | #DIV/0! | #DIV/0! | #DIV/0! |  |  |  | 145.2 | #DIV/0! | #DIV/0! | #DIV/0! | #DIV/0! | #DIV/0! | #DIV/0! | #DIV/0! | #DIV/0! | #DIV/0! | #DIV/0! | #DIV/0! | #DIV/0! | #DIV/0! |  |  |  | 145.2 | #DIV/0! | #DIV/0! | #DIV/0! | #DIV/0! | #DIV/0! | #DIV/0! | #DIV/0! | #DIV/0! | #DIV/0! | #DIV/0! | #DIV/0! | #DIV/0! | #DIV/0!
[15 empty] | 145.3 | 51.9526 | -75.0291 | 4203.017 | 3494.2181 | 4203.017 | 3494.2181 | 21.6833 | 13.52 | 1 | 1 | 4203.017 | 3494.2181 |  |  |  |  | 145.3 | #DIV/0! | #DIV/0! | #DIV/0! | #DIV/0! | #DIV/0! | #DIV/0! | #DIV/0! | #DIV/0! | #DIV/0! | #DIV/0! | #DIV/0! | #DIV/0! | #DIV/0! |  |  |  | 145.3 | #DIV/0! | #DIV/0! | #DIV/0! | #DIV/0! | #DIV/0! | #DIV/0! | #DIV/0! | #DIV/0! | #DIV/0! | #DIV/0! | #DIV/0! | #DIV/0! | #DIV/0! |  |  |  | 145.3 | #DIV/0! | #DIV/0! | #DIV/0! | #DIV/0! | #DIV/0! | #DIV/0! | #DIV/0! | #DIV/0! | #DIV/0! | #DIV/0! | #DIV/0! | #DIV/0! | #DIV/0! |  |  |  | 145.3 | #DIV/0! | #DIV/0! | #DIV/0! | #DIV/0! | #DIV/0! | #DIV/0! | #DIV/0! | #DIV/0! | #DIV/0! | #DIV/0! | #DIV/0! | #DIV/0! | #DIV/0! |  |  |  | 145.3 | #DIV/0! | #DIV/0! | #DIV/0! | #DIV/0! | #DIV/0! | #DIV/0! | #DIV/0! | #DIV/0! | #DIV/0! | #DIV/0! | #DIV/0! | #DIV/0! | #DIV/0! |  |  |  | 145.3 | #DIV/0! | #DIV/0! | #DIV/0! | #DIV/0! | #DIV/0! | #DIV/0! | #DIV/0! | #DIV/0! | #DIV/0! | #DIV/0! | #DIV/0! | #DIV/0! | #DIV/0! |  |  |  | 145.3 | #DIV/0! | #DIV/0! | #DIV/0! | #DIV/0! | #DIV/0! | #DIV/0! | #DIV/0! | #DIV/0! | #DIV/0! | #DIV/0! | #DIV/0! | #DIV/0! | #DIV/0!
[15 empty] | 145.4 | 51.8216 | -75.1196 | 4203.9219 | 3493.6013 | 4203.9219 | 3493.6013 | 21.6333 | 13.4835 | 1 | 1 | 4203.9219 | 3493.6013 |  |  |  |  | 145.4 | #DIV/0! | #DIV/0! | #DIV/0! | #DIV/0! | #DIV/0! | #DIV/0! | #DIV/0! | #DIV/0! | #DIV/0! | #DIV/0! | #DIV/0! | #DIV/0! | #DIV/0! |  |  |  | 145.4 | #DIV/0! | #DIV/0! | #DIV/0! | #DIV/0! | #DIV/0! | #DIV/0! | #DIV/0! | #DIV/0! | #DIV/0! | #DIV/0! | #DIV/0! | #DIV/0! | #DIV/0! |  |  |  | 145.4 | #DIV/0! | #DIV/0! | #DIV/0! | #DIV/0! | #DIV/0! | #DIV/0! | #DIV/0! | #DIV/0! | #DIV/0! | #DIV/0! | #DIV/0! | #DIV/0! | #DIV/0! |  |  |  | 145.4 | #DIV/0! | #DIV/0! | #DIV/0! | #DIV/0! | #DIV/0! | #DIV/0! | #DIV/0! | #DIV/0! | #DIV/0! | #DIV/0! | #DIV/0! | #DIV/0! | #DIV/0! |  |  |  | 145.4 | #DIV/0! | #DIV/0! | #DIV/0! | #DIV/0! | #DIV/0! | #DIV/0! | #DIV/0! | #DIV/0! | #DIV/0! | #DIV/0! | #DIV/0! | #DIV/0! | #DIV/0! |  |  |  | 145.4 | #DIV/0! | #DIV/0! | #DIV/0! | #DIV/0! | #DIV/0! | #DIV/0! | #DIV/0! | #DIV/0! | #DIV/0! | #DIV/0! | #DIV/0! | #DIV/0! | #DIV/0! |  |  |  | 145.4 | #DIV/0! | #DIV/0! | #DIV/0! | #DIV/0! | #DIV/0! | #DIV/0! | #DIV/0! | #DIV/0! | #DIV/0! | #DIV/0! | #DIV/0! | #DIV/0! | #DIV/0!
[15 empty] | 145.5 | 51.6904 | -75.21 | 4204.8248 | 3492.9861 | 4204.8248 | 3492.9861 | 21.5832 | 13.447 | 1 | 1 | 4204.8248 | 3492.9861 |  |  |  |  | 145.5 | #DIV/0! | #DIV/0! | #DIV/0! | #DIV/0! | #DIV/0! | #DIV/0! | #DIV/0! | #DIV/0! | #DIV/0! | #DIV/0! | #DIV/0! | #DIV/0! | #DIV/0! |  |  |  | 145.5 | #DIV/0! | #DIV/0! | #DIV/0! | #DIV/0! | #DIV/0! | #DIV/0! | #DIV/0! | #DIV/0! | #DIV/0! | #DIV/0! | #DIV/0! | #DIV/0! | #DIV/0! |  |  |  | 145.5 | #DIV/0! | #DIV/0! | #DIV/0! | #DIV/0! | #DIV/0! | #DIV/0! | #DIV/0! | #DIV/0! | #DIV/0! | #DIV/0! | #DIV/0! | #DIV/0! | #DIV/0! |  |  |  | 145.5 | #DIV/0! | #DIV/0! | #DIV/0! | #DIV/0! | #DIV/0! | #DIV/0! | #DIV/0! | #DIV/0! | #DIV/0! | #DIV/0! | #DIV/0! | #DIV/0! | #DIV/0! |  |  |  | 145.5 | #DIV/0! | #DIV/0! | #DIV/0! | #DIV/0! | #DIV/0! | #DIV/0! | #DIV/0! | #DIV/0! | #DIV/0! | #DIV/0! | #DIV/0! | #DIV/0! | #DIV/0! |  |  |  | 145.5 | #DIV/0! | #DIV/0! | #DIV/0! | #DIV/0! | #DIV/0! | #DIV/0! | #DIV/0! | #DIV/0! | #DIV/0! | #DIV/0! | #DIV/0! | #DIV/0! | #DIV/0! |  |  |  | 145.5 | #DIV/0! | #DIV/0! | #DIV/0! | #DIV/0! | #DIV/0! | #DIV/0! | #DIV/0! | #DIV/0! | #DIV/0! | #DIV/0! | #DIV/0! | #DIV/0! | #DIV/0!
[15 empty] | 145.6 | 51.559 | -75.3001 | 4205.7255 | 3492.3727 | 4205.7255 | 3492.3727 | 21.533 | 13.4105 | 1 | 1 | 4205.7255 | 3492.3727 |  |  |  |  | 145.6 | #DIV/0! | #DIV/0! | #DIV/0! | #DIV/0! | #DIV/0! | #DIV/0! | #DIV/0! | #DIV/0! | #DIV/0! | #DIV/0! | #DIV/0! | #DIV/0! | #DIV/0! |  |  |  | 145.6 | #DIV/0! | #DIV/0! | #DIV/0! | #DIV/0! | #DIV/0! | #DIV/0! | #DIV/0! | #DIV/0! | #DIV/0! | #DIV/0! | #DIV/0! | #DIV/0! | #DIV/0! |  |  |  | 145.6 | #DIV/0! | #DIV/0! | #DIV/0! | #DIV/0! | #DIV/0! | #DIV/0! | #DIV/0! | #DIV/0! | #DIV/0! | #DIV/0! | #DIV/0! | #DIV/0! | #DIV/0! |  |  |  | 145.6 | #DIV/0! | #DIV/0! | #DIV/0! | #DIV/0! | #DIV/0! | #DIV/0! | #DIV/0! | #DIV/0! | #DIV/0! | #DIV/0! | #DIV/0! | #DIV/0! | #DIV/0! |  |  |  | 145.6 | #DIV/0! | #DIV/0! | #DIV/0! | #DIV/0! | #DIV/0! | #DIV/0! | #DIV/0! | #DIV/0! | #DIV/0! | #DIV/0! | #DIV/0! | #DIV/0! | #DIV/0! |  |  |  | 145.6 | #DIV/0! | #DIV/0! | #DIV/0! | #DIV/0! | #DIV/0! | #DIV/0! | #DIV/0! | #DIV/0! | #DIV/0! | #DIV/0! | #DIV/0! | #DIV/0! | #DIV/0! |  |  |  | 145.6 | #DIV/0! | #DIV/0! | #DIV/0! | #DIV/0! | #DIV/0! | #DIV/0! | #DIV/0! | #DIV/0! | #DIV/0! | #DIV/0! | #DIV/0! | #DIV/0! | #DIV/0!
[15 empty] | 145.7 | 51.4275 | -75.3899 | 4206.624 | 3491.761 | 4206.624 | 3491.761 | 21.4826 | 13.3739 | 1 | 1 | 4206.624 | 3491.761 |  |  |  |  | 145.7 | #DIV/0! | #DIV/0! | #DIV/0! | #DIV/0! | #DIV/0! | #DIV/0! | #DIV/0! | #DIV/0! | #DIV/0! | #DIV/0! | #DIV/0! | #DIV/0! | #DIV/0! |  |  |  | 145.7 | #DIV/0! | #DIV/0! | #DIV/0! | #DIV/0! | #DIV/0! | #DIV/0! | #DIV/0! | #DIV/0! | #DIV/0! | #DIV/0! | #DIV/0! | #DIV/0! | #DIV/0! |  |  |  | 145.7 | #DIV/0! | #DIV/0! | #DIV/0! | #DIV/0! | #DIV/0! | #DIV/0! | #DIV/0! | #DIV/0! | #DIV/0! | #DIV/0! | #DIV/0! | #DIV/0! | #DIV/0! |  |  |  | 145.7 | #DIV/0! | #DIV/0! | #DIV/0! | #DIV/0! | #DIV/0! | #DIV/0! | #DIV/0! | #DIV/0! | #DIV/0! | #DIV/0! | #DIV/0! | #DIV/0! | #DIV/0! |  |  |  | 145.7 | #DIV/0! | #DIV/0! | #DIV/0! | #DIV/0! | #DIV/0! | #DIV/0! | #DIV/0! | #DIV/0! | #DIV/0! | #DIV/0! | #DIV/0! | #DIV/0! | #DIV/0! |  |  |  | 145.7 | #DIV/0! | #DIV/0! | #DIV/0! | #DIV/0! | #DIV/0! | #DIV/0! | #DIV/0! | #DIV/0! | #DIV/0! | #DIV/0! | #DIV/0! | #DIV/0! | #DIV/0! |  |  |  | 145.7 | #DIV/0! | #DIV/0! | #DIV/0! | #DIV/0! | #DIV/0! | #DIV/0! | #DIV/0! | #DIV/0! | #DIV/0! | #DIV/0! | #DIV/0! | #DIV/0! | #DIV/0!
[15 empty] | 145.8 | 51.2959 | -75.4796 | 4207.5205 | 3491.1511 | 4207.5205 | 3491.1511 | 21.4322 | 13.3374 | 1 | 1 | 4207.5205 | 3491.1511 |  |  |  |  | 145.8 | #DIV/0! | #DIV/0! | #DIV/0! | #DIV/0! | #DIV/0! | #DIV/0! | #DIV/0! | #DIV/0! | #DIV/0! | #DIV/0! | #DIV/0! | #DIV/0! | #DIV/0! |  |  |  | 145.8 | #DIV/0! | #DIV/0! | #DIV/0! | #DIV/0! | #DIV/0! | #DIV/0! | #DIV/0! | #DIV/0! | #DIV/0! | #DIV/0! | #DIV/0! | #DIV/0! | #DIV/0! |  |  |  | 145.8 | #DIV/0! | #DIV/0! | #DIV/0! | #DIV/0! | #DIV/0! | #DIV/0! | #DIV/0! | #DIV/0! | #DIV/0! | #DIV/0! | #DIV/0! | #DIV/0! | #DIV/0! |  |  |  | 145.8 | #DIV/0! | #DIV/0! | #DIV/0! | #DIV/0! | #DIV/0! | #DIV/0! | #DIV/0! | #DIV/0! | #DIV/0! | #DIV/0! | #DIV/0! | #DIV/0! | #DIV/0! |  |  |  | 145.8 | #DIV/0! | #DIV/0! | #DIV/0! | #DIV/0! | #DIV/0! | #DIV/0! | #DIV/0! | #DIV/0! | #DIV/0! | #DIV/0! | #DIV/0! | #DIV/0! | #DIV/0! |  |  |  | 145.8 | #DIV/0! | #DIV/0! | #DIV/0! | #DIV/0! | #DIV/0! | #DIV/0! | #DIV/0! | #DIV/0! | #DIV/0! | #DIV/0! | #DIV/0! | #DIV/0! | #DIV/0! |  |  |  | 145.8 | #DIV/0! | #DIV/0! | #DIV/0! | #DIV/0! | #DIV/0! | #DIV/0! | #DIV/0! | #DIV/0! | #DIV/0! | #DIV/0! | #DIV/0! | #DIV/0! | #DIV/0!
[15 empty] | 145.9 | 51.1641 | -75.569 | 4208.4148 | 3490.5428 | 4208.4148 | 3490.5428 | 21.3817 | 13.3008 | 1 | 1 | 4208.4148 | 3490.5428 |  |  |  |  | 145.9 | #DIV/0! | #DIV/0! | #DIV/0! | #DIV/0! | #DIV/0! | #DIV/0! | #DIV/0! | #DIV/0! | #DIV/0! | #DIV/0! | #DIV/0! | #DIV/0! | #DIV/0! |  |  |  | 145.9 | #DIV/0! | #DIV/0! | #DIV/0! | #DIV/0! | #DIV/0! | #DIV/0! | #DIV/0! | #DIV/0! | #DIV/0! | #DIV/0! | #DIV/0! | #DIV/0! | #DIV/0! |  |  |  | 145.9 | #DIV/0! | #DIV/0! | #DIV/0! | #DIV/0! | #DIV/0! | #DIV/0! | #DIV/0! | #DIV/0! | #DIV/0! | #DIV/0! | #DIV/0! | #DIV/0! | #DIV/0! |  |  |  | 145.9 | #DIV/0! | #DIV/0! | #DIV/0! | #DIV/0! | #DIV/0! | #DIV/0! | #DIV/0! | #DIV/0! | #DIV/0! | #DIV/0! | #DIV/0! | #DIV/0! | #DIV/0! |  |  |  | 145.9 | #DIV/0! | #DIV/0! | #DIV/0! | #DIV/0! | #DIV/0! | #DIV/0! | #DIV/0! | #DIV/0! | #DIV/0! | #DIV/0! | #DIV/0! | #DIV/0! | #DIV/0! |  |  |  | 145.9 | #DIV/0! | #DIV/0! | #DIV/0! | #DIV/0! | #DIV/0! | #DIV/0! | #DIV/0! | #DIV/0! | #DIV/0! | #DIV/0! | #DIV/0! | #DIV/0! | #DIV/0! |  |  |  | 145.9 | #DIV/0! | #DIV/0! | #DIV/0! | #DIV/0! | #DIV/0! | #DIV/0! | #DIV/0! | #DIV/0! | #DIV/0! | #DIV/0! | #DIV/0! | #DIV/0! | #DIV/0!
[15 empty] | 146 | 51.0321 | -75.6582 | 4209.307 | 3489.9362 | 4209.307 | 3489.9362 | 21.331 | 13.2642 | 1 | 1 | 4209.307 | 3489.9362 |  |  |  |  | 146 | #DIV/0! | #DIV/0! | #DIV/0! | #DIV/0! | #DIV/0! | #DIV/0! | #DIV/0! | #DIV/0! | #DIV/0! | #DIV/0! | #DIV/0! | #DIV/0! | #DIV/0! |  |  |  | 146 | #DIV/0! | #DIV/0! | #DIV/0! | #DIV/0! | #DIV/0! | #DIV/0! | #DIV/0! | #DIV/0! | #DIV/0! | #DIV/0! | #DIV/0! | #DIV/0! | #DIV/0! |  |  |  | 146 | #DIV/0! | #DIV/0! | #DIV/0! | #DIV/0! | #DIV/0! | #DIV/0! | #DIV/0! | #DIV/0! | #DIV/0! | #DIV/0! | #DIV/0! | #DIV/0! | #DIV/0! |  |  |  | 146 | #DIV/0! | #DIV/0! | #DIV/0! | #DIV/0! | #DIV/0! | #DIV/0! | #DIV/0! | #DIV/0! | #DIV/0! | #DIV/0! | #DIV/0! | #DIV/0! | #DIV/0! |  |  |  | 146 | #DIV/0! | #DIV/0! | #DIV/0! | #DIV/0! | #DIV/0! | #DIV/0! | #DIV/0! | #DIV/0! | #DIV/0! | #DIV/0! | #DIV/0! | #DIV/0! | #DIV/0! |  |  |  | 146 | #DIV/0! | #DIV/0! | #DIV/0! | #DIV/0! | #DIV/0! | #DIV/0! | #DIV/0! | #DIV/0! | #DIV/0! | #DIV/0! | #DIV/0! | #DIV/0! | #DIV/0! |  |  |  | 146 | #DIV/0! | #DIV/0! | #DIV/0! | #DIV/0! | #DIV/0! | #DIV/0! | #DIV/0! | #DIV/0! | #DIV/0! | #DIV/0! | #DIV/0! | #DIV/0! | #DIV/0!
[15 empty] | 146.1 | 50.9 | -75.7471 | 4210.1971 | 3489.3314 | 4210.1971 | 3489.3314 | 21.2803 | 13.2275 | 1 | 1 | 4210.1971 | 3489.3314 |  |  |  |  | 146.1 | #DIV/0! | #DIV/0! | #DIV/0! | #DIV/0! | #DIV/0! | #DIV/0! | #DIV/0! | #DIV/0! | #DIV/0! | #DIV/0! | #DIV/0! | #DIV/0! | #DIV/0! |  |  |  | 146.1 | #DIV/0! | #DIV/0! | #DIV/0! | #DIV/0! | #DIV/0! | #DIV/0! | #DIV/0! | #DIV/0! | #DIV/0! | #DIV/0! | #DIV/0! | #DIV/0! | #DIV/0! |  |  |  | 146.1 | #DIV/0! | #DIV/0! | #DIV/0! | #DIV/0! | #DIV/0! | #DIV/0! | #DIV/0! | #DIV/0! | #DIV/0! | #DIV/0! | #DIV/0! | #DIV/0! | #DIV/0! |  |  |  | 146.1 | #DIV/0! | #DIV/0! | #DIV/0! | #DIV/0! | #DIV/0! | #DIV/0! | #DIV/0! | #DIV/0! | #DIV/0! | #DIV/0! | #DIV/0! | #DIV/0! | #DIV/0! |  |  |  | 146.1 | #DIV/0! | #DIV/0! | #DIV/0! | #DIV/0! | #DIV/0! | #DIV/0! | #DIV/0! | #DIV/0! | #DIV/0! | #DIV/0! | #DIV/0! | #DIV/0! | #DIV/0! |  |  |  | 146.1 | #DIV/0! | #DIV/0! | #DIV/0! | #DIV/0! | #DIV/0! | #DIV/0! | #DIV/0! | #DIV/0! | #DIV/0! | #DIV/0! | #DIV/0! | #DIV/0! | #DIV/0! |  |  |  | 146.1 | #DIV/0! | #DIV/0! | #DIV/0! | #DIV/0! | #DIV/0! | #DIV/0! | #DIV/0! | #DIV/0! | #DIV/0! | #DIV/0! | #DIV/0! | #DIV/0! | #DIV/0!
[15 empty] | 146.2 | 50.7677 | -75.8359 | 4211.085 | 3488.7283 | 4211.085 | 3488.7283 | 21.2295 | 13.1909 | 1 | 1 | 4211.085 | 3488.7283 |  |  |  |  | 146.2 | #DIV/0! | #DIV/0! | #DIV/0! | #DIV/0! | #DIV/0! | #DIV/0! | #DIV/0! | #DIV/0! | #DIV/0! | #DIV/0! | #DIV/0! | #DIV/0! | #DIV/0! |  |  |  | 146.2 | #DIV/0! | #DIV/0! | #DIV/0! | #DIV/0! | #DIV/0! | #DIV/0! | #DIV/0! | #DIV/0! | #DIV/0! | #DIV/0! | #DIV/0! | #DIV/0! | #DIV/0! |  |  |  | 146.2 | #DIV/0! | #DIV/0! | #DIV/0! | #DIV/0! | #DIV/0! | #DIV/0! | #DIV/0! | #DIV/0! | #DIV/0! | #DIV/0! | #DIV/0! | #DIV/0! | #DIV/0! |  |  |  | 146.2 | #DIV/0! | #DIV/0! | #DIV/0! | #DIV/0! | #DIV/0! | #DIV/0! | #DIV/0! | #DIV/0! | #DIV/0! | #DIV/0! | #DIV/0! | #DIV/0! | #DIV/0! |  |  |  | 146.2 | #DIV/0! | #DIV/0! | #DIV/0! | #DIV/0! | #DIV/0! | #DIV/0! | #DIV/0! | #DIV/0! | #DIV/0! | #DIV/0! | #DIV/0! | #DIV/0! | #DIV/0! |  |  |  | 146.2 | #DIV/0! | #DIV/0! | #DIV/0! | #DIV/0! | #DIV/0! | #DIV/0! | #DIV/0! | #DIV/0! | #DIV/0! | #DIV/0! | #DIV/0! | #DIV/0! | #DIV/0! |  |  |  | 146.2 | #DIV/0! | #DIV/0! | #DIV/0! | #DIV/0! | #DIV/0! | #DIV/0! | #DIV/0! | #DIV/0! | #DIV/0! | #DIV/0! | #DIV/0! | #DIV/0! | #DIV/0!
[15 empty] | 146.3 | 50.6352 | -75.9243 | 4211.9708 | 3488.1269 | 4211.9708 | 3488.1269 | 21.1785 | 13.1542 | 1 | 1 | 4211.9708 | 3488.1269 |  |  |  |  | 146.3 | #DIV/0! | #DIV/0! | #DIV/0! | #DIV/0! | #DIV/0! | #DIV/0! | #DIV/0! | #DIV/0! | #DIV/0! | #DIV/0! | #DIV/0! | #DIV/0! | #DIV/0! |  |  |  | 146.3 | #DIV/0! | #DIV/0! | #DIV/0! | #DIV/0! | #DIV/0! | #DIV/0! | #DIV/0! | #DIV/0! | #DIV/0! | #DIV/0! | #DIV/0! | #DIV/0! | #DIV/0! |  |  |  | 146.3 | #DIV/0! | #DIV/0! | #DIV/0! | #DIV/0! | #DIV/0! | #DIV/0! | #DIV/0! | #DIV/0! | #DIV/0! | #DIV/0! | #DIV/0! | #DIV/0! | #DIV/0! |  |  |  | 146.3 | #DIV/0! | #DIV/0! | #DIV/0! | #DIV/0! | #DIV/0! | #DIV/0! | #DIV/0! | #DIV/0! | #DIV/0! | #DIV/0! | #DIV/0! | #DIV/0! | #DIV/0! |  |  |  | 146.3 | #DIV/0! | #DIV/0! | #DIV/0! | #DIV/0! | #DIV/0! | #DIV/0! | #DIV/0! | #DIV/0! | #DIV/0! | #DIV/0! | #DIV/0! | #DIV/0! | #DIV/0! |  |  |  | 146.3 | #DIV/0! | #DIV/0! | #DIV/0! | #DIV/0! | #DIV/0! | #DIV/0! | #DIV/0! | #DIV/0! | #DIV/0! | #DIV/0! | #DIV/0! | #DIV/0! | #DIV/0! |  |  |  | 146.3 | #DIV/0! | #DIV/0! | #DIV/0! | #DIV/0! | #DIV/0! | #DIV/0! | #DIV/0! | #DIV/0! | #DIV/0! | #DIV/0! | #DIV/0! | #DIV/0! | #DIV/0!
[15 empty] | 146.4 | 50.5027 | -76.0126 | 4212.8544 | 3487.5272 | 4212.8544 | 3487.5272 | 21.1275 | 13.1175 | 1 | 1 | 4212.8544 | 3487.5272 |  |  |  |  | 146.4 | #DIV/0! | #DIV/0! | #DIV/0! | #DIV/0! | #DIV/0! | #DIV/0! | #DIV/0! | #DIV/0! | #DIV/0! | #DIV/0! | #DIV/0! | #DIV/0! | #DIV/0! |  |  |  | 146.4 | #DIV/0! | #DIV/0! | #DIV/0! | #DIV/0! | #DIV/0! | #DIV/0! | #DIV/0! | #DIV/0! | #DIV/0! | #DIV/0! | #DIV/0! | #DIV/0! | #DIV/0! |  |  |  | 146.4 | #DIV/0! | #DIV/0! | #DIV/0! | #DIV/0! | #DIV/0! | #DIV/0! | #DIV/0! | #DIV/0! | #DIV/0! | #DIV/0! | #DIV/0! | #DIV/0! | #DIV/0! |  |  |  | 146.4 | #DIV/0! | #DIV/0! | #DIV/0! | #DIV/0! | #DIV/0! | #DIV/0! | #DIV/0! | #DIV/0! | #DIV/0! | #DIV/0! | #DIV/0! | #DIV/0! | #DIV/0! |  |  |  | 146.4 | #DIV/0! | #DIV/0! | #DIV/0! | #DIV/0! | #DIV/0! | #DIV/0! | #DIV/0! | #DIV/0! | #DIV/0! | #DIV/0! | #DIV/0! | #DIV/0! | #DIV/0! |  |  |  | 146.4 | #DIV/0! | #DIV/0! | #DIV/0! | #DIV/0! | #DIV/0! | #DIV/0! | #DIV/0! | #DIV/0! | #DIV/0! | #DIV/0! | #DIV/0! | #DIV/0! | #DIV/0! |  |  |  | 146.4 | #DIV/0! | #DIV/0! | #DIV/0! | #DIV/0! | #DIV/0! | #DIV/0! | #DIV/0! | #DIV/0! | #DIV/0! | #DIV/0! | #DIV/0! | #DIV/0! | #DIV/0!
[15 empty] | 146.5 | 50.3699 | -76.1006 | 4213.7359 | 3486.9293 | 4213.7359 | 3486.9293 | 21.0764 | 13.0808 | 1 | 1 | 4213.7359 | 3486.9293 |  |  |  |  | 146.5 | #DIV/0! | #DIV/0! | #DIV/0! | #DIV/0! | #DIV/0! | #DIV/0! | #DIV/0! | #DIV/0! | #DIV/0! | #DIV/0! | #DIV/0! | #DIV/0! | #DIV/0! |  |  |  | 146.5 | #DIV/0! | #DIV/0! | #DIV/0! | #DIV/0! | #DIV/0! | #DIV/0! | #DIV/0! | #DIV/0! | #DIV/0! | #DIV/0! | #DIV/0! | #DIV/0! | #DIV/0! |  |  |  | 146.5 | #DIV/0! | #DIV/0! | #DIV/0! | #DIV/0! | #DIV/0! | #DIV/0! | #DIV/0! | #DIV/0! | #DIV/0! | #DIV/0! | #DIV/0! | #DIV/0! | #DIV/0! |  |  |  | 146.5 | #DIV/0! | #DIV/0! | #DIV/0! | #DIV/0! | #DIV/0! | #DIV/0! | #DIV/0! | #DIV/0! | #DIV/0! | #DIV/0! | #DIV/0! | #DIV/0! | #DIV/0! |  |  |  | 146.5 | #DIV/0! | #DIV/0! | #DIV/0! | #DIV/0! | #DIV/0! | #DIV/0! | #DIV/0! | #DIV/0! | #DIV/0! | #DIV/0! | #DIV/0! | #DIV/0! | #DIV/0! |  |  |  | 146.5 | #DIV/0! | #DIV/0! | #DIV/0! | #DIV/0! | #DIV/0! | #DIV/0! | #DIV/0! | #DIV/0! | #DIV/0! | #DIV/0! | #DIV/0! | #DIV/0! | #DIV/0! |  |  |  | 146.5 | #DIV/0! | #DIV/0! | #DIV/0! | #DIV/0! | #DIV/0! | #DIV/0! | #DIV/0! | #DIV/0! | #DIV/0! | #DIV/0! | #DIV/0! | #DIV/0! | #DIV/0!
[15 empty] | 146.6 | 50.237 | -76.1884 | 4214.6152 | 3486.3331 | 4214.6152 | 3486.3331 | 21.0252 | 13.044 | 1 | 1 | 4214.6152 | 3486.3331 |  |  |  |  | 146.6 | #DIV/0! | #DIV/0! | #DIV/0! | #DIV/0! | #DIV/0! | #DIV/0! | #DIV/0! | #DIV/0! | #DIV/0! | #DIV/0! | #DIV/0! | #DIV/0! | #DIV/0! |  |  |  | 146.6 | #DIV/0! | #DIV/0! | #DIV/0! | #DIV/0! | #DIV/0! | #DIV/0! | #DIV/0! | #DIV/0! | #DIV/0! | #DIV/0! | #DIV/0! | #DIV/0! | #DIV/0! |  |  |  | 146.6 | #DIV/0! | #DIV/0! | #DIV/0! | #DIV/0! | #DIV/0! | #DIV/0! | #DIV/0! | #DIV/0! | #DIV/0! | #DIV/0! | #DIV/0! | #DIV/0! | #DIV/0! |  |  |  | 146.6 | #DIV/0! | #DIV/0! | #DIV/0! | #DIV/0! | #DIV/0! | #DIV/0! | #DIV/0! | #DIV/0! | #DIV/0! | #DIV/0! | #DIV/0! | #DIV/0! | #DIV/0! |  |  |  | 146.6 | #DIV/0! | #DIV/0! | #DIV/0! | #DIV/0! | #DIV/0! | #DIV/0! | #DIV/0! | #DIV/0! | #DIV/0! | #DIV/0! | #DIV/0! | #DIV/0! | #DIV/0! |  |  |  | 146.6 | #DIV/0! | #DIV/0! | #DIV/0! | #DIV/0! | #DIV/0! | #DIV/0! | #DIV/0! | #DIV/0! | #DIV/0! | #DIV/0! | #DIV/0! | #DIV/0! | #DIV/0! |  |  |  | 146.6 | #DIV/0! | #DIV/0! | #DIV/0! | #DIV/0! | #DIV/0! | #DIV/0! | #DIV/0! | #DIV/0! | #DIV/0! | #DIV/0! | #DIV/0! | #DIV/0! | #DIV/0!
[15 empty] | 146.7 | 50.104 | -76.276 | 4215.4924 | 3485.7385 | 4215.4924 | 3485.7385 | 20.9739 | 13.0073 | 1 | 1 | 4215.4924 | 3485.7385 |  |  |  |  | 146.7 | #DIV/0! | #DIV/0! | #DIV/0! | #DIV/0! | #DIV/0! | #DIV/0! | #DIV/0! | #DIV/0! | #DIV/0! | #DIV/0! | #DIV/0! | #DIV/0! | #DIV/0! |  |  |  | 146.7 | #DIV/0! | #DIV/0! | #DIV/0! | #DIV/0! | #DIV/0! | #DIV/0! | #DIV/0! | #DIV/0! | #DIV/0! | #DIV/0! | #DIV/0! | #DIV/0! | #DIV/0! |  |  |  | 146.7 | #DIV/0! | #DIV/0! | #DIV/0! | #DIV/0! | #DIV/0! | #DIV/0! | #DIV/0! | #DIV/0! | #DIV/0! | #DIV/0! | #DIV/0! | #DIV/0! | #DIV/0! |  |  |  | 146.7 | #DIV/0! | #DIV/0! | #DIV/0! | #DIV/0! | #DIV/0! | #DIV/0! | #DIV/0! | #DIV/0! | #DIV/0! | #DIV/0! | #DIV/0! | #DIV/0! | #DIV/0! |  |  |  | 146.7 | #DIV/0! | #DIV/0! | #DIV/0! | #DIV/0! | #DIV/0! | #DIV/0! | #DIV/0! | #DIV/0! | #DIV/0! | #DIV/0! | #DIV/0! | #DIV/0! | #DIV/0! |  |  |  | 146.7 | #DIV/0! | #DIV/0! | #DIV/0! | #DIV/0! | #DIV/0! | #DIV/0! | #DIV/0! | #DIV/0! | #DIV/0! | #DIV/0! | #DIV/0! | #DIV/0! | #DIV/0! |  |  |  | 146.7 | #DIV/0! | #DIV/0! | #DIV/0! | #DIV/0! | #DIV/0! | #DIV/0! | #DIV/0! | #DIV/0! | #DIV/0! | #DIV/0! | #DIV/0! | #DIV/0! | #DIV/0!
[15 empty] | 146.8 | 49.9708 | -76.3633 | 4216.3674 | 3485.1458 | 4216.3674 | 3485.1458 | 20.9224 | 12.9705 | 1 | 1 | 4216.3674 | 3485.1458 |  |  |  |  | 146.8 | #DIV/0! | #DIV/0! | #DIV/0! | #DIV/0! | #DIV/0! | #DIV/0! | #DIV/0! | #DIV/0! | #DIV/0! | #DIV/0! | #DIV/0! | #DIV/0! | #DIV/0! |  |  |  | 146.8 | #DIV/0! | #DIV/0! | #DIV/0! | #DIV/0! | #DIV/0! | #DIV/0! | #DIV/0! | #DIV/0! | #DIV/0! | #DIV/0! | #DIV/0! | #DIV/0! | #DIV/0! |  |  |  | 146.8 | #DIV/0! | #DIV/0! | #DIV/0! | #DIV/0! | #DIV/0! | #DIV/0! | #DIV/0! | #DIV/0! | #DIV/0! | #DIV/0! | #DIV/0! | #DIV/0! | #DIV/0! |  |  |  | 146.8 | #DIV/0! | #DIV/0! | #DIV/0! | #DIV/0! | #DIV/0! | #DIV/0! | #DIV/0! | #DIV/0! | #DIV/0! | #DIV/0! | #DIV/0! | #DIV/0! | #DIV/0! |  |  |  | 146.8 | #DIV/0! | #DIV/0! | #DIV/0! | #DIV/0! | #DIV/0! | #DIV/0! | #DIV/0! | #DIV/0! | #DIV/0! | #DIV/0! | #DIV/0! | #DIV/0! | #DIV/0! |  |  |  | 146.8 | #DIV/0! | #DIV/0! | #DIV/0! | #DIV/0! | #DIV/0! | #DIV/0! | #DIV/0! | #DIV/0! | #DIV/0! | #DIV/0! | #DIV/0! | #DIV/0! | #DIV/0! |  |  |  | 146.8 | #DIV/0! | #DIV/0! | #DIV/0! | #DIV/0! | #DIV/0! | #DIV/0! | #DIV/0! | #DIV/0! | #DIV/0! | #DIV/0! | #DIV/0! | #DIV/0! | #DIV/0!
[15 empty] | 146.9 | 49.8374 | -76.4504 | 4217.2403 | 3484.5547 | 4217.2403 | 3484.5547 | 20.8709 | 12.9337 | 1 | 1 | 4217.2403 | 3484.5547 |  |  |  |  | 146.9 | #DIV/0! | #DIV/0! | #DIV/0! | #DIV/0! | #DIV/0! | #DIV/0! | #DIV/0! | #DIV/0! | #DIV/0! | #DIV/0! | #DIV/0! | #DIV/0! | #DIV/0! |  |  |  | 146.9 | #DIV/0! | #DIV/0! | #DIV/0! | #DIV/0! | #DIV/0! | #DIV/0! | #DIV/0! | #DIV/0! | #DIV/0! | #DIV/0! | #DIV/0! | #DIV/0! | #DIV/0! |  |  |  | 146.9 | #DIV/0! | #DIV/0! | #DIV/0! | #DIV/0! | #DIV/0! | #DIV/0! | #DIV/0! | #DIV/0! | #DIV/0! | #DIV/0! | #DIV/0! | #DIV/0! | #DIV/0! |  |  |  | 146.9 | #DIV/0! | #DIV/0! | #DIV/0! | #DIV/0! | #DIV/0! | #DIV/0! | #DIV/0! | #DIV/0! | #DIV/0! | #DIV/0! | #DIV/0! | #DIV/0! | #DIV/0! |  |  |  | 146.9 | #DIV/0! | #DIV/0! | #DIV/0! | #DIV/0! | #DIV/0! | #DIV/0! | #DIV/0! | #DIV/0! | #DIV/0! | #DIV/0! | #DIV/0! | #DIV/0! | #DIV/0! |  |  |  | 146.9 | #DIV/0! | #DIV/0! | #DIV/0! | #DIV/0! | #DIV/0! | #DIV/0! | #DIV/0! | #DIV/0! | #DIV/0! | #DIV/0! | #DIV/0! | #DIV/0! | #DIV/0! |  |  |  | 146.9 | #DIV/0! | #DIV/0! | #DIV/0! | #DIV/0! | #DIV/0! | #DIV/0! | #DIV/0! | #DIV/0! | #DIV/0! | #DIV/0! | #DIV/0! | #DIV/0! | #DIV/0!
[15 empty] | 147 | 49.7039 | -76.5373 | 4218.111 | 3483.9654 | 4218.111 | 3483.9654 | 20.8193 | 12.8968 | 1 | 1 | 4218.111 | 3483.9654 |  |  |  |  | 147 | #DIV/0! | #DIV/0! | #DIV/0! | #DIV/0! | #DIV/0! | #DIV/0! | #DIV/0! | #DIV/0! | #DIV/0! | #DIV/0! | #DIV/0! | #DIV/0! | #DIV/0! |  |  |  | 147 | #DIV/0! | #DIV/0! | #DIV/0! | #DIV/0! | #DIV/0! | #DIV/0! | #DIV/0! | #DIV/0! | #DIV/0! | #DIV/0! | #DIV/0! | #DIV/0! | #DIV/0! |  |  |  | 147 | #DIV/0! | #DIV/0! | #DIV/0! | #DIV/0! | #DIV/0! | #DIV/0! | #DIV/0! | #DIV/0! | #DIV/0! | #DIV/0! | #DIV/0! | #DIV/0! | #DIV/0! |  |  |  | 147 | #DIV/0! | #DIV/0! | #DIV/0! | #DIV/0! | #DIV/0! | #DIV/0! | #DIV/0! | #DIV/0! | #DIV/0! | #DIV/0! | #DIV/0! | #DIV/0! | #DIV/0! |  |  |  | 147 | #DIV/0! | #DIV/0! | #DIV/0! | #DIV/0! | #DIV/0! | #DIV/0! | #DIV/0! | #DIV/0! | #DIV/0! | #DIV/0! | #DIV/0! | #DIV/0! | #DIV/0! |  |  |  | 147 | #DIV/0! | #DIV/0! | #DIV/0! | #DIV/0! | #DIV/0! | #DIV/0! | #DIV/0! | #DIV/0! | #DIV/0! | #DIV/0! | #DIV/0! | #DIV/0! | #DIV/0! |  |  |  | 147 | #DIV/0! | #DIV/0! | #DIV/0! | #DIV/0! | #DIV/0! | #DIV/0! | #DIV/0! | #DIV/0! | #DIV/0! | #DIV/0! | #DIV/0! | #DIV/0! | #DIV/0!
[15 empty] | 147.1 | 49.5702 | -76.6239 | 4218.9795 | 3483.3778 | 4218.9795 | 3483.3778 | 20.7676 | 12.86 | 1 | 1 | 4218.9795 | 3483.3778 |  |  |  |  | 147.1 | #DIV/0! | #DIV/0! | #DIV/0! | #DIV/0! | #DIV/0! | #DIV/0! | #DIV/0! | #DIV/0! | #DIV/0! | #DIV/0! | #DIV/0! | #DIV/0! | #DIV/0! |  |  |  | 147.1 | #DIV/0! | #DIV/0! | #DIV/0! | #DIV/0! | #DIV/0! | #DIV/0! | #DIV/0! | #DIV/0! | #DIV/0! | #DIV/0! | #DIV/0! | #DIV/0! | #DIV/0! |  |  |  | 147.1 | #DIV/0! | #DIV/0! | #DIV/0! | #DIV/0! | #DIV/0! | #DIV/0! | #DIV/0! | #DIV/0! | #DIV/0! | #DIV/0! | #DIV/0! | #DIV/0! | #DIV/0! |  |  |  | 147.1 | #DIV/0! | #DIV/0! | #DIV/0! | #DIV/0! | #DIV/0! | #DIV/0! | #DIV/0! | #DIV/0! | #DIV/0! | #DIV/0! | #DIV/0! | #DIV/0! | #DIV/0! |  |  |  | 147.1 | #DIV/0! | #DIV/0! | #DIV/0! | #DIV/0! | #DIV/0! | #DIV/0! | #DIV/0! | #DIV/0! | #DIV/0! | #DIV/0! | #DIV/0! | #DIV/0! | #DIV/0! |  |  |  | 147.1 | #DIV/0! | #DIV/0! | #DIV/0! | #DIV/0! | #DIV/0! | #DIV/0! | #DIV/0! | #DIV/0! | #DIV/0! | #DIV/0! | #DIV/0! | #DIV/0! | #DIV/0! |  |  |  | 147.1 | #DIV/0! | #DIV/0! | #DIV/0! | #DIV/0! | #DIV/0! | #DIV/0! | #DIV/0! | #DIV/0! | #DIV/0! | #DIV/0! | #DIV/0! | #DIV/0! | #DIV/0!
[15 empty] | 147.2 | 49.4364 | -76.7103 | 4219.8458 | 3482.7919 | 4219.8458 | 3482.7919 | 20.7158 | 12.8231 | 1 | 1 | 4219.8458 | 3482.7919 |  |  |  |  | 147.2 | #DIV/0! | #DIV/0! | #DIV/0! | #DIV/0! | #DIV/0! | #DIV/0! | #DIV/0! | #DIV/0! | #DIV/0! | #DIV/0! | #DIV/0! | #DIV/0! | #DIV/0! |  |  |  | 147.2 | #DIV/0! | #DIV/0! | #DIV/0! | #DIV/0! | #DIV/0! | #DIV/0! | #DIV/0! | #DIV/0! | #DIV/0! | #DIV/0! | #DIV/0! | #DIV/0! | #DIV/0! |  |  |  | 147.2 | #DIV/0! | #DIV/0! | #DIV/0! | #DIV/0! | #DIV/0! | #DIV/0! | #DIV/0! | #DIV/0! | #DIV/0! | #DIV/0! | #DIV/0! | #DIV/0! | #DIV/0! |  |  |  | 147.2 | #DIV/0! | #DIV/0! | #DIV/0! | #DIV/0! | #DIV/0! | #DIV/0! | #DIV/0! | #DIV/0! | #DIV/0! | #DIV/0! | #DIV/0! | #DIV/0! | #DIV/0! |  |  |  | 147.2 | #DIV/0! | #DIV/0! | #DIV/0! | #DIV/0! | #DIV/0! | #DIV/0! | #DIV/0! | #DIV/0! | #DIV/0! | #DIV/0! | #DIV/0! | #DIV/0! | #DIV/0! |  |  |  | 147.2 | #DIV/0! | #DIV/0! | #DIV/0! | #DIV/0! | #DIV/0! | #DIV/0! | #DIV/0! | #DIV/0! | #DIV/0! | #DIV/0! | #DIV/0! | #DIV/0! | #DIV/0! |  |  |  | 147.2 | #DIV/0! | #DIV/0! | #DIV/0! | #DIV/0! | #DIV/0! | #DIV/0! | #DIV/0! | #DIV/0! | #DIV/0! | #DIV/0! | #DIV/0! | #DIV/0! | #DIV/0!
[15 empty] | 147.3 | 49.3025 | -76.7965 | 4220.7099 | 3482.2077 | 4220.7099 | 3482.2077 | 20.6639 | 12.7862 | 1 | 1 | 4220.7099 | 3482.2077 |  |  |  |  | 147.3 | #DIV/0! | #DIV/0! | #DIV/0! | #DIV/0! | #DIV/0! | #DIV/0! | #DIV/0! | #DIV/0! | #DIV/0! | #DIV/0! | #DIV/0! | #DIV/0! | #DIV/0! |  |  |  | 147.3 | #DIV/0! | #DIV/0! | #DIV/0! | #DIV/0! | #DIV/0! | #DIV/0! | #DIV/0! | #DIV/0! | #DIV/0! | #DIV/0! | #DIV/0! | #DIV/0! | #DIV/0! |  |  |  | 147.3 | #DIV/0! | #DIV/0! | #DIV/0! | #DIV/0! | #DIV/0! | #DIV/0! | #DIV/0! | #DIV/0! | #DIV/0! | #DIV/0! | #DIV/0! | #DIV/0! | #DIV/0! |  |  |  | 147.3 | #DIV/0! | #DIV/0! | #DIV/0! | #DIV/0! | #DIV/0! | #DIV/0! | #DIV/0! | #DIV/0! | #DIV/0! | #DIV/0! | #DIV/0! | #DIV/0! | #DIV/0! |  |  |  | 147.3 | #DIV/0! | #DIV/0! | #DIV/0! | #DIV/0! | #DIV/0! | #DIV/0! | #DIV/0! | #DIV/0! | #DIV/0! | #DIV/0! | #DIV/0! | #DIV/0! | #DIV/0! |  |  |  | 147.3 | #DIV/0! | #DIV/0! | #DIV/0! | #DIV/0! | #DIV/0! | #DIV/0! | #DIV/0! | #DIV/0! | #DIV/0! | #DIV/0! | #DIV/0! | #DIV/0! | #DIV/0! |  |  |  | 147.3 | #DIV/0! | #DIV/0! | #DIV/0! | #DIV/0! | #DIV/0! | #DIV/0! | #DIV/0! | #DIV/0! | #DIV/0! | #DIV/0! | #DIV/0! | #DIV/0! | #DIV/0!
[15 empty] | 147.4 | 49.1684 | -76.8824 | 4221.5719 | 3481.6253 | 4221.5719 | 3481.6253 | 20.6119 | 12.7493 | 1 | 1 | 4221.5719 | 3481.6253 |  |  |  |  | 147.4 | #DIV/0! | #DIV/0! | #DIV/0! | #DIV/0! | #DIV/0! | #DIV/0! | #DIV/0! | #DIV/0! | #DIV/0! | #DIV/0! | #DIV/0! | #DIV/0! | #DIV/0! |  |  |  | 147.4 | #DIV/0! | #DIV/0! | #DIV/0! | #DIV/0! | #DIV/0! | #DIV/0! | #DIV/0! | #DIV/0! | #DIV/0! | #DIV/0! | #DIV/0! | #DIV/0! | #DIV/0! |  |  |  | 147.4 | #DIV/0! | #DIV/0! | #DIV/0! | #DIV/0! | #DIV/0! | #DIV/0! | #DIV/0! | #DIV/0! | #DIV/0! | #DIV/0! | #DIV/0! | #DIV/0! | #DIV/0! |  |  |  | 147.4 | #DIV/0! | #DIV/0! | #DIV/0! | #DIV/0! | #DIV/0! | #DIV/0! | #DIV/0! | #DIV/0! | #DIV/0! | #DIV/0! | #DIV/0! | #DIV/0! | #DIV/0! |  |  |  | 147.4 | #DIV/0! | #DIV/0! | #DIV/0! | #DIV/0! | #DIV/0! | #DIV/0! | #DIV/0! | #DIV/0! | #DIV/0! | #DIV/0! | #DIV/0! | #DIV/0! | #DIV/0! |  |  |  | 147.4 | #DIV/0! | #DIV/0! | #DIV/0! | #DIV/0! | #DIV/0! | #DIV/0! | #DIV/0! | #DIV/0! | #DIV/0! | #DIV/0! | #DIV/0! | #DIV/0! | #DIV/0! |  |  |  | 147.4 | #DIV/0! | #DIV/0! | #DIV/0! | #DIV/0! | #DIV/0! | #DIV/0! | #DIV/0! | #DIV/0! | #DIV/0! | #DIV/0! | #DIV/0! | #DIV/0! | #DIV/0!
[15 empty] | 147.5 | 49.0341 | -76.9681 | 4222.4316 | 3481.0446 | 4222.4316 | 3481.0446 | 20.5598 | 12.7124 | 1 | 1 | 4222.4316 | 3481.0446 |  |  |  |  | 147.5 | #DIV/0! | #DIV/0! | #DIV/0! | #DIV/0! | #DIV/0! | #DIV/0! | #DIV/0! | #DIV/0! | #DIV/0! | #DIV/0! | #DIV/0! | #DIV/0! | #DIV/0! |  |  |  | 147.5 | #DIV/0! | #DIV/0! | #DIV/0! | #DIV/0! | #DIV/0! | #DIV/0! | #DIV/0! | #DIV/0! | #DIV/0! | #DIV/0! | #DIV/0! | #DIV/0! | #DIV/0! |  |  |  | 147.5 | #DIV/0! | #DIV/0! | #DIV/0! | #DIV/0! | #DIV/0! | #DIV/0! | #DIV/0! | #DIV/0! | #DIV/0! | #DIV/0! | #DIV/0! | #DIV/0! | #DIV/0! |  |  |  | 147.5 | #DIV/0! | #DIV/0! | #DIV/0! | #DIV/0! | #DIV/0! | #DIV/0! | #DIV/0! | #DIV/0! | #DIV/0! | #DIV/0! | #DIV/0! | #DIV/0! | #DIV/0! |  |  |  | 147.5 | #DIV/0! | #DIV/0! | #DIV/0! | #DIV/0! | #DIV/0! | #DIV/0! | #DIV/0! | #DIV/0! | #DIV/0! | #DIV/0! | #DIV/0! | #DIV/0! | #DIV/0! |  |  |  | 147.5 | #DIV/0! | #DIV/0! | #DIV/0! | #DIV/0! | #DIV/0! | #DIV/0! | #DIV/0! | #DIV/0! | #DIV/0! | #DIV/0! | #DIV/0! | #DIV/0! | #DIV/0! |  |  |  | 147.5 | #DIV/0! | #DIV/0! | #DIV/0! | #DIV/0! | #DIV/0! | #DIV/0! | #DIV/0! | #DIV/0! | #DIV/0! | #DIV/0! | #DIV/0! | #DIV/0! | #DIV/0!
[15 empty] | 147.6 | 48.8997 | -77.0536 | 4223.2892 | 3480.4656 | 4223.2892 | 3480.4656 | 20.5076 | 12.6754 | 1 | 1 | 4223.2892 | 3480.4656 |  |  |  |  | 147.6 | #DIV/0! | #DIV/0! | #DIV/0! | #DIV/0! | #DIV/0! | #DIV/0! | #DIV/0! | #DIV/0! | #DIV/0! | #DIV/0! | #DIV/0! | #DIV/0! | #DIV/0! |  |  |  | 147.6 | #DIV/0! | #DIV/0! | #DIV/0! | #DIV/0! | #DIV/0! | #DIV/0! | #DIV/0! | #DIV/0! | #DIV/0! | #DIV/0! | #DIV/0! | #DIV/0! | #DIV/0! |  |  |  | 147.6 | #DIV/0! | #DIV/0! | #DIV/0! | #DIV/0! | #DIV/0! | #DIV/0! | #DIV/0! | #DIV/0! | #DIV/0! | #DIV/0! | #DIV/0! | #DIV/0! | #DIV/0! |  |  |  | 147.6 | #DIV/0! | #DIV/0! | #DIV/0! | #DIV/0! | #DIV/0! | #DIV/0! | #DIV/0! | #DIV/0! | #DIV/0! | #DIV/0! | #DIV/0! | #DIV/0! | #DIV/0! |  |  |  | 147.6 | #DIV/0! | #DIV/0! | #DIV/0! | #DIV/0! | #DIV/0! | #DIV/0! | #DIV/0! | #DIV/0! | #DIV/0! | #DIV/0! | #DIV/0! | #DIV/0! | #DIV/0! |  |  |  | 147.6 | #DIV/0! | #DIV/0! | #DIV/0! | #DIV/0! | #DIV/0! | #DIV/0! | #DIV/0! | #DIV/0! | #DIV/0! | #DIV/0! | #DIV/0! | #DIV/0! | #DIV/0! |  |  |  | 147.6 | #DIV/0! | #DIV/0! | #DIV/0! | #DIV/0! | #DIV/0! | #DIV/0! | #DIV/0! | #DIV/0! | #DIV/0! | #DIV/0! | #DIV/0! | #DIV/0! | #DIV/0!
[15 empty] | 147.7 | 48.7651 | -77.1388 | 4224.1446 | 3479.8883 | 4224.1446 | 3479.8883 | 20.4553 | 12.6385 | 1 | 1 | 4224.1446 | 3479.8883 |  |  |  |  | 147.7 | #DIV/0! | #DIV/0! | #DIV/0! | #DIV/0! | #DIV/0! | #DIV/0! | #DIV/0! | #DIV/0! | #DIV/0! | #DIV/0! | #DIV/0! | #DIV/0! | #DIV/0! |  |  |  | 147.7 | #DIV/0! | #DIV/0! | #DIV/0! | #DIV/0! | #DIV/0! | #DIV/0! | #DIV/0! | #DIV/0! | #DIV/0! | #DIV/0! | #DIV/0! | #DIV/0! | #DIV/0! |  |  |  | 147.7 | #DIV/0! | #DIV/0! | #DIV/0! | #DIV/0! | #DIV/0! | #DIV/0! | #DIV/0! | #DIV/0! | #DIV/0! | #DIV/0! | #DIV/0! | #DIV/0! | #DIV/0! |  |  |  | 147.7 | #DIV/0! | #DIV/0! | #DIV/0! | #DIV/0! | #DIV/0! | #DIV/0! | #DIV/0! | #DIV/0! | #DIV/0! | #DIV/0! | #DIV/0! | #DIV/0! | #DIV/0! |  |  |  | 147.7 | #DIV/0! | #DIV/0! | #DIV/0! | #DIV/0! | #DIV/0! | #DIV/0! | #DIV/0! | #DIV/0! | #DIV/0! | #DIV/0! | #DIV/0! | #DIV/0! | #DIV/0! |  |  |  | 147.7 | #DIV/0! | #DIV/0! | #DIV/0! | #DIV/0! | #DIV/0! | #DIV/0! | #DIV/0! | #DIV/0! | #DIV/0! | #DIV/0! | #DIV/0! | #DIV/0! | #DIV/0! |  |  |  | 147.7 | #DIV/0! | #DIV/0! | #DIV/0! | #DIV/0! | #DIV/0! | #DIV/0! | #DIV/0! | #DIV/0! | #DIV/0! | #DIV/0! | #DIV/0! | #DIV/0! | #DIV/0!
[15 empty] | 147.8 | 48.6304 | -77.2238 | 4224.9977 | 3479.3128 | 4224.9977 | 3479.3128 | 20.4029 | 12.6015 | 1 | 1 | 4224.9977 | 3479.3128 |  |  |  |  | 147.8 | #DIV/0! | #DIV/0! | #DIV/0! | #DIV/0! | #DIV/0! | #DIV/0! | #DIV/0! | #DIV/0! | #DIV/0! | #DIV/0! | #DIV/0! | #DIV/0! | #DIV/0! |  |  |  | 147.8 | #DIV/0! | #DIV/0! | #DIV/0! | #DIV/0! | #DIV/0! | #DIV/0! | #DIV/0! | #DIV/0! | #DIV/0! | #DIV/0! | #DIV/0! | #DIV/0! | #DIV/0! |  |  |  | 147.8 | #DIV/0! | #DIV/0! | #DIV/0! | #DIV/0! | #DIV/0! | #DIV/0! | #DIV/0! | #DIV/0! | #DIV/0! | #DIV/0! | #DIV/0! | #DIV/0! | #DIV/0! |  |  |  | 147.8 | #DIV/0! | #DIV/0! | #DIV/0! | #DIV/0! | #DIV/0! | #DIV/0! | #DIV/0! | #DIV/0! | #DIV/0! | #DIV/0! | #DIV/0! | #DIV/0! | #DIV/0! |  |  |  | 147.8 | #DIV/0! | #DIV/0! | #DIV/0! | #DIV/0! | #DIV/0! | #DIV/0! | #DIV/0! | #DIV/0! | #DIV/0! | #DIV/0! | #DIV/0! | #DIV/0! | #DIV/0! |  |  |  | 147.8 | #DIV/0! | #DIV/0! | #DIV/0! | #DIV/0! | #DIV/0! | #DIV/0! | #DIV/0! | #DIV/0! | #DIV/0! | #DIV/0! | #DIV/0! | #DIV/0! | #DIV/0! |  |  |  | 147.8 | #DIV/0! | #DIV/0! | #DIV/0! | #DIV/0! | #DIV/0! | #DIV/0! | #DIV/0! | #DIV/0! | #DIV/0! | #DIV/0! | #DIV/0! | #DIV/0! | #DIV/0!
[15 empty] | 147.9 | 48.4956 | -77.3086 | 4225.8487 | 3478.739 | 4225.8487 | 3478.739 | 20.3504 | 12.5644 | 1 | 1 | 4225.8487 | 3478.739 |  |  |  |  | 147.9 | #DIV/0! | #DIV/0! | #DIV/0! | #DIV/0! | #DIV/0! | #DIV/0! | #DIV/0! | #DIV/0! | #DIV/0! | #DIV/0! | #DIV/0! | #DIV/0! | #DIV/0! |  |  |  | 147.9 | #DIV/0! | #DIV/0! | #DIV/0! | #DIV/0! | #DIV/0! | #DIV/0! | #DIV/0! | #DIV/0! | #DIV/0! | #DIV/0! | #DIV/0! | #DIV/0! | #DIV/0! |  |  |  | 147.9 | #DIV/0! | #DIV/0! | #DIV/0! | #DIV/0! | #DIV/0! | #DIV/0! | #DIV/0! | #DIV/0! | #DIV/0! | #DIV/0! | #DIV/0! | #DIV/0! | #DIV/0! |  |  |  | 147.9 | #DIV/0! | #DIV/0! | #DIV/0! | #DIV/0! | #DIV/0! | #DIV/0! | #DIV/0! | #DIV/0! | #DIV/0! | #DIV/0! | #DIV/0! | #DIV/0! | #DIV/0! |  |  |  | 147.9 | #DIV/0! | #DIV/0! | #DIV/0! | #DIV/0! | #DIV/0! | #DIV/0! | #DIV/0! | #DIV/0! | #DIV/0! | #DIV/0! | #DIV/0! | #DIV/0! | #DIV/0! |  |  |  | 147.9 | #DIV/0! | #DIV/0! | #DIV/0! | #DIV/0! | #DIV/0! | #DIV/0! | #DIV/0! | #DIV/0! | #DIV/0! | #DIV/0! | #DIV/0! | #DIV/0! | #DIV/0! |  |  |  | 147.9 | #DIV/0! | #DIV/0! | #DIV/0! | #DIV/0! | #DIV/0! | #DIV/0! | #DIV/0! | #DIV/0! | #DIV/0! | #DIV/0! | #DIV/0! | #DIV/0! | #DIV/0!
[15 empty] | 148 | 48.3606 | -77.3931 | 4226.6974 | 3478.167 | 4226.6974 | 3478.167 | 20.2979 | 12.5274 | 1 | 1 | 4226.6974 | 3478.167 |  |  |  |  | 148 | #DIV/0! | #DIV/0! | #DIV/0! | #DIV/0! | #DIV/0! | #DIV/0! | #DIV/0! | #DIV/0! | #DIV/0! | #DIV/0! | #DIV/0! | #DIV/0! | #DIV/0! |  |  |  | 148 | #DIV/0! | #DIV/0! | #DIV/0! | #DIV/0! | #DIV/0! | #DIV/0! | #DIV/0! | #DIV/0! | #DIV/0! | #DIV/0! | #DIV/0! | #DIV/0! | #DIV/0! |  |  |  | 148 | #DIV/0! | #DIV/0! | #DIV/0! | #DIV/0! | #DIV/0! | #DIV/0! | #DIV/0! | #DIV/0! | #DIV/0! | #DIV/0! | #DIV/0! | #DIV/0! | #DIV/0! |  |  |  | 148 | #DIV/0! | #DIV/0! | #DIV/0! | #DIV/0! | #DIV/0! | #DIV/0! | #DIV/0! | #DIV/0! | #DIV/0! | #DIV/0! | #DIV/0! | #DIV/0! | #DIV/0! |  |  |  | 148 | #DIV/0! | #DIV/0! | #DIV/0! | #DIV/0! | #DIV/0! | #DIV/0! | #DIV/0! | #DIV/0! | #DIV/0! | #DIV/0! | #DIV/0! | #DIV/0! | #DIV/0! |  |  |  | 148 | #DIV/0! | #DIV/0! | #DIV/0! | #DIV/0! | #DIV/0! | #DIV/0! | #DIV/0! | #DIV/0! | #DIV/0! | #DIV/0! | #DIV/0! | #DIV/0! | #DIV/0! |  |  |  | 148 | #DIV/0! | #DIV/0! | #DIV/0! | #DIV/0! | #DIV/0! | #DIV/0! | #DIV/0! | #DIV/0! | #DIV/0! | #DIV/0! | #DIV/0! | #DIV/0! | #DIV/0!
[15 empty] | 148.1 | 48.2254 | -77.4774 | 4227.544 | 3477.5966 | 4227.544 | 3477.5966 | 20.2452 | 12.4903 | 1 | 1 | 4227.544 | 3477.5966 |  |  |  |  | 148.1 | #DIV/0! | #DIV/0! | #DIV/0! | #DIV/0! | #DIV/0! | #DIV/0! | #DIV/0! | #DIV/0! | #DIV/0! | #DIV/0! | #DIV/0! | #DIV/0! | #DIV/0! |  |  |  | 148.1 | #DIV/0! | #DIV/0! | #DIV/0! | #DIV/0! | #DIV/0! | #DIV/0! | #DIV/0! | #DIV/0! | #DIV/0! | #DIV/0! | #DIV/0! | #DIV/0! | #DIV/0! |  |  |  | 148.1 | #DIV/0! | #DIV/0! | #DIV/0! | #DIV/0! | #DIV/0! | #DIV/0! | #DIV/0! | #DIV/0! | #DIV/0! | #DIV/0! | #DIV/0! | #DIV/0! | #DIV/0! |  |  |  | 148.1 | #DIV/0! | #DIV/0! | #DIV/0! | #DIV/0! | #DIV/0! | #DIV/0! | #DIV/0! | #DIV/0! | #DIV/0! | #DIV/0! | #DIV/0! | #DIV/0! | #DIV/0! |  |  |  | 148.1 | #DIV/0! | #DIV/0! | #DIV/0! | #DIV/0! | #DIV/0! | #DIV/0! | #DIV/0! | #DIV/0! | #DIV/0! | #DIV/0! | #DIV/0! | #DIV/0! | #DIV/0! |  |  |  | 148.1 | #DIV/0! | #DIV/0! | #DIV/0! | #DIV/0! | #DIV/0! | #DIV/0! | #DIV/0! | #DIV/0! | #DIV/0! | #DIV/0! | #DIV/0! | #DIV/0! | #DIV/0! |  |  |  | 148.1 | #DIV/0! | #DIV/0! | #DIV/0! | #DIV/0! | #DIV/0! | #DIV/0! | #DIV/0! | #DIV/0! | #DIV/0! | #DIV/0! | #DIV/0! | #DIV/0! | #DIV/0!
[15 empty] | 148.2 | 48.0901 | -77.5614 | 4228.3883 | 3477.028 | 4228.3883 | 3477.028 | 20.1924 | 12.4533 | 1 | 1 | 4228.3883 | 3477.028 |  |  |  |  | 148.2 | #DIV/0! | #DIV/0! | #DIV/0! | #DIV/0! | #DIV/0! | #DIV/0! | #DIV/0! | #DIV/0! | #DIV/0! | #DIV/0! | #DIV/0! | #DIV/0! | #DIV/0! |  |  |  | 148.2 | #DIV/0! | #DIV/0! | #DIV/0! | #DIV/0! | #DIV/0! | #DIV/0! | #DIV/0! | #DIV/0! | #DIV/0! | #DIV/0! | #DIV/0! | #DIV/0! | #DIV/0! |  |  |  | 148.2 | #DIV/0! | #DIV/0! | #DIV/0! | #DIV/0! | #DIV/0! | #DIV/0! | #DIV/0! | #DIV/0! | #DIV/0! | #DIV/0! | #DIV/0! | #DIV/0! | #DIV/0! |  |  |  | 148.2 | #DIV/0! | #DIV/0! | #DIV/0! | #DIV/0! | #DIV/0! | #DIV/0! | #DIV/0! | #DIV/0! | #DIV/0! | #DIV/0! | #DIV/0! | #DIV/0! | #DIV/0! |  |  |  | 148.2 | #DIV/0! | #DIV/0! | #DIV/0! | #DIV/0! | #DIV/0! | #DIV/0! | #DIV/0! | #DIV/0! | #DIV/0! | #DIV/0! | #DIV/0! | #DIV/0! | #DIV/0! |  |  |  | 148.2 | #DIV/0! | #DIV/0! | #DIV/0! | #DIV/0! | #DIV/0! | #DIV/0! | #DIV/0! | #DIV/0! | #DIV/0! | #DIV/0! | #DIV/0! | #DIV/0! | #DIV/0! |  |  |  | 148.2 | #DIV/0! | #DIV/0! | #DIV/0! | #DIV/0! | #DIV/0! | #DIV/0! | #DIV/0! | #DIV/0! | #DIV/0! | #DIV/0! | #DIV/0! | #DIV/0! | #DIV/0!
[15 empty] | 148.3 | 47.9547 | -77.6452 | 4229.2304 | 3476.4612 | 4229.2304 | 3476.4612 | 20.1396 | 12.4162 | 1 | 1 | 4229.2304 | 3476.4612 |  |  |  |  | 148.3 | #DIV/0! | #DIV/0! | #DIV/0! | #DIV/0! | #DIV/0! | #DIV/0! | #DIV/0! | #DIV/0! | #DIV/0! | #DIV/0! | #DIV/0! | #DIV/0! | #DIV/0! |  |  |  | 148.3 | #DIV/0! | #DIV/0! | #DIV/0! | #DIV/0! | #DIV/0! | #DIV/0! | #DIV/0! | #DIV/0! | #DIV/0! | #DIV/0! | #DIV/0! | #DIV/0! | #DIV/0! |  |  |  | 148.3 | #DIV/0! | #DIV/0! | #DIV/0! | #DIV/0! | #DIV/0! | #DIV/0! | #DIV/0! | #DIV/0! | #DIV/0! | #DIV/0! | #DIV/0! | #DIV/0! | #DIV/0! |  |  |  | 148.3 | #DIV/0! | #DIV/0! | #DIV/0! | #DIV/0! | #DIV/0! | #DIV/0! | #DIV/0! | #DIV/0! | #DIV/0! | #DIV/0! | #DIV/0! | #DIV/0! | #DIV/0! |  |  |  | 148.3 | #DIV/0! | #DIV/0! | #DIV/0! | #DIV/0! | #DIV/0! | #DIV/0! | #DIV/0! | #DIV/0! | #DIV/0! | #DIV/0! | #DIV/0! | #DIV/0! | #DIV/0! |  |  |  | 148.3 | #DIV/0! | #DIV/0! | #DIV/0! | #DIV/0! | #DIV/0! | #DIV/0! | #DIV/0! | #DIV/0! | #DIV/0! | #DIV/0! | #DIV/0! | #DIV/0! | #DIV/0! |  |  |  | 148.3 | #DIV/0! | #DIV/0! | #DIV/0! | #DIV/0! | #DIV/0! | #DIV/0! | #DIV/0! | #DIV/0! | #DIV/0! | #DIV/0! | #DIV/0! | #DIV/0! | #DIV/0!
[15 empty] | 148.4 | 47.8191 | -77.7288 | 4230.0703 | 3475.896 | 4230.0703 | 3475.896 | 20.0866 | 12.379 | 1 | 1 | 4230.0703 | 3475.896 |  |  |  |  | 148.4 | #DIV/0! | #DIV/0! | #DIV/0! | #DIV/0! | #DIV/0! | #DIV/0! | #DIV/0! | #DIV/0! | #DIV/0! | #DIV/0! | #DIV/0! | #DIV/0! | #DIV/0! |  |  |  | 148.4 | #DIV/0! | #DIV/0! | #DIV/0! | #DIV/0! | #DIV/0! | #DIV/0! | #DIV/0! | #DIV/0! | #DIV/0! | #DIV/0! | #DIV/0! | #DIV/0! | #DIV/0! |  |  |  | 148.4 | #DIV/0! | #DIV/0! | #DIV/0! | #DIV/0! | #DIV/0! | #DIV/0! | #DIV/0! | #DIV/0! | #DIV/0! | #DIV/0! | #DIV/0! | #DIV/0! | #DIV/0! |  |  |  | 148.4 | #DIV/0! | #DIV/0! | #DIV/0! | #DIV/0! | #DIV/0! | #DIV/0! | #DIV/0! | #DIV/0! | #DIV/0! | #DIV/0! | #DIV/0! | #DIV/0! | #DIV/0! |  |  |  | 148.4 | #DIV/0! | #DIV/0! | #DIV/0! | #DIV/0! | #DIV/0! | #DIV/0! | #DIV/0! | #DIV/0! | #DIV/0! | #DIV/0! | #DIV/0! | #DIV/0! | #DIV/0! |  |  |  | 148.4 | #DIV/0! | #DIV/0! | #DIV/0! | #DIV/0! | #DIV/0! | #DIV/0! | #DIV/0! | #DIV/0! | #DIV/0! | #DIV/0! | #DIV/0! | #DIV/0! | #DIV/0! |  |  |  | 148.4 | #DIV/0! | #DIV/0! | #DIV/0! | #DIV/0! | #DIV/0! | #DIV/0! | #DIV/0! | #DIV/0! | #DIV/0! | #DIV/0! | #DIV/0! | #DIV/0! | #DIV/0!
[15 empty] | 148.5 | 47.6834 | -77.8122 | 4230.9079 | 3475.3326 | 4230.9079 | 3475.3326 | 20.0336 | 12.3419 | 1 | 1 | 4230.9079 | 3475.3326 |  |  |  |  | 148.5 | #DIV/0! | #DIV/0! | #DIV/0! | #DIV/0! | #DIV/0! | #DIV/0! | #DIV/0! | #DIV/0! | #DIV/0! | #DIV/0! | #DIV/0! | #DIV/0! | #DIV/0! |  |  |  | 148.5 | #DIV/0! | #DIV/0! | #DIV/0! | #DIV/0! | #DIV/0! | #DIV/0! | #DIV/0! | #DIV/0! | #DIV/0! | #DIV/0! | #DIV/0! | #DIV/0! | #DIV/0! |  |  |  | 148.5 | #DIV/0! | #DIV/0! | #DIV/0! | #DIV/0! | #DIV/0! | #DIV/0! | #DIV/0! | #DIV/0! | #DIV/0! | #DIV/0! | #DIV/0! | #DIV/0! | #DIV/0! |  |  |  | 148.5 | #DIV/0! | #DIV/0! | #DIV/0! | #DIV/0! | #DIV/0! | #DIV/0! | #DIV/0! | #DIV/0! | #DIV/0! | #DIV/0! | #DIV/0! | #DIV/0! | #DIV/0! |  |  |  | 148.5 | #DIV/0! | #DIV/0! | #DIV/0! | #DIV/0! | #DIV/0! | #DIV/0! | #DIV/0! | #DIV/0! | #DIV/0! | #DIV/0! | #DIV/0! | #DIV/0! | #DIV/0! |  |  |  | 148.5 | #DIV/0! | #DIV/0! | #DIV/0! | #DIV/0! | #DIV/0! | #DIV/0! | #DIV/0! | #DIV/0! | #DIV/0! | #DIV/0! | #DIV/0! | #DIV/0! | #DIV/0! |  |  |  | 148.5 | #DIV/0! | #DIV/0! | #DIV/0! | #DIV/0! | #DIV/0! | #DIV/0! | #DIV/0! | #DIV/0! | #DIV/0! | #DIV/0! | #DIV/0! | #DIV/0! | #DIV/0!
[15 empty] | 148.6 | 47.5475 | -77.8953 | 4231.7433 | 3474.771 | 4231.7433 | 3474.771 | 19.9804 | 12.3048 | 1 | 1 | 4231.7433 | 3474.771 |  |  |  |  | 148.6 | #DIV/0! | #DIV/0! | #DIV/0! | #DIV/0! | #DIV/0! | #DIV/0! | #DIV/0! | #DIV/0! | #DIV/0! | #DIV/0! | #DIV/0! | #DIV/0! | #DIV/0! |  |  |  | 148.6 | #DIV/0! | #DIV/0! | #DIV/0! | #DIV/0! | #DIV/0! | #DIV/0! | #DIV/0! | #DIV/0! | #DIV/0! | #DIV/0! | #DIV/0! | #DIV/0! | #DIV/0! |  |  |  | 148.6 | #DIV/0! | #DIV/0! | #DIV/0! | #DIV/0! | #DIV/0! | #DIV/0! | #DIV/0! | #DIV/0! | #DIV/0! | #DIV/0! | #DIV/0! | #DIV/0! | #DIV/0! |  |  |  | 148.6 | #DIV/0! | #DIV/0! | #DIV/0! | #DIV/0! | #DIV/0! | #DIV/0! | #DIV/0! | #DIV/0! | #DIV/0! | #DIV/0! | #DIV/0! | #DIV/0! | #DIV/0! |  |  |  | 148.6 | #DIV/0! | #DIV/0! | #DIV/0! | #DIV/0! | #DIV/0! | #DIV/0! | #DIV/0! | #DIV/0! | #DIV/0! | #DIV/0! | #DIV/0! | #DIV/0! | #DIV/0! |  |  |  | 148.6 | #DIV/0! | #DIV/0! | #DIV/0! | #DIV/0! | #DIV/0! | #DIV/0! | #DIV/0! | #DIV/0! | #DIV/0! | #DIV/0! | #DIV/0! | #DIV/0! | #DIV/0! |  |  |  | 148.6 | #DIV/0! | #DIV/0! | #DIV/0! | #DIV/0! | #DIV/0! | #DIV/0! | #DIV/0! | #DIV/0! | #DIV/0! | #DIV/0! | #DIV/0! | #DIV/0! | #DIV/0!
[15 empty] | 148.7 | 47.4114 | -77.9781 | 4232.5765 | 3474.211 | 4232.5765 | 3474.211 | 19.9272 | 12.2676 | 1 | 1 | 4232.5765 | 3474.211 |  |  |  |  | 148.7 | #DIV/0! | #DIV/0! | #DIV/0! | #DIV/0! | #DIV/0! | #DIV/0! | #DIV/0! | #DIV/0! | #DIV/0! | #DIV/0! | #DIV/0! | #DIV/0! | #DIV/0! |  |  |  | 148.7 | #DIV/0! | #DIV/0! | #DIV/0! | #DIV/0! | #DIV/0! | #DIV/0! | #DIV/0! | #DIV/0! | #DIV/0! | #DIV/0! | #DIV/0! | #DIV/0! | #DIV/0! |  |  |  | 148.7 | #DIV/0! | #DIV/0! | #DIV/0! | #DIV/0! | #DIV/0! | #DIV/0! | #DIV/0! | #DIV/0! | #DIV/0! | #DIV/0! | #DIV/0! | #DIV/0! | #DIV/0! |  |  |  | 148.7 | #DIV/0! | #DIV/0! | #DIV/0! | #DIV/0! | #DIV/0! | #DIV/0! | #DIV/0! | #DIV/0! | #DIV/0! | #DIV/0! | #DIV/0! | #DIV/0! | #DIV/0! |  |  |  | 148.7 | #DIV/0! | #DIV/0! | #DIV/0! | #DIV/0! | #DIV/0! | #DIV/0! | #DIV/0! | #DIV/0! | #DIV/0! | #DIV/0! | #DIV/0! | #DIV/0! | #DIV/0! |  |  |  | 148.7 | #DIV/0! | #DIV/0! | #DIV/0! | #DIV/0! | #DIV/0! | #DIV/0! | #DIV/0! | #DIV/0! | #DIV/0! | #DIV/0! | #DIV/0! | #DIV/0! | #DIV/0! |  |  |  | 148.7 | #DIV/0! | #DIV/0! | #DIV/0! | #DIV/0! | #DIV/0! | #DIV/0! | #DIV/0! | #DIV/0! | #DIV/0! | #DIV/0! | #DIV/0! | #DIV/0! | #DIV/0!
[15 empty] | 148.8 | 47.2753 | -78.0608 | 4233.4074 | 3473.6528 | 4233.4074 | 3473.6528 | 19.8739 | 12.2304 | 1 | 1 | 4233.4074 | 3473.6528 |  |  |  |  | 148.8 | #DIV/0! | #DIV/0! | #DIV/0! | #DIV/0! | #DIV/0! | #DIV/0! | #DIV/0! | #DIV/0! | #DIV/0! | #DIV/0! | #DIV/0! | #DIV/0! | #DIV/0! |  |  |  | 148.8 | #DIV/0! | #DIV/0! | #DIV/0! | #DIV/0! | #DIV/0! | #DIV/0! | #DIV/0! | #DIV/0! | #DIV/0! | #DIV/0! | #DIV/0! | #DIV/0! | #DIV/0! |  |  |  | 148.8 | #DIV/0! | #DIV/0! | #DIV/0! | #DIV/0! | #DIV/0! | #DIV/0! | #DIV/0! | #DIV/0! | #DIV/0! | #DIV/0! | #DIV/0! | #DIV/0! | #DIV/0! |  |  |  | 148.8 | #DIV/0! | #DIV/0! | #DIV/0! | #DIV/0! | #DIV/0! | #DIV/0! | #DIV/0! | #DIV/0! | #DIV/0! | #DIV/0! | #DIV/0! | #DIV/0! | #DIV/0! |  |  |  | 148.8 | #DIV/0! | #DIV/0! | #DIV/0! | #DIV/0! | #DIV/0! | #DIV/0! | #DIV/0! | #DIV/0! | #DIV/0! | #DIV/0! | #DIV/0! | #DIV/0! | #DIV/0! |  |  |  | 148.8 | #DIV/0! | #DIV/0! | #DIV/0! | #DIV/0! | #DIV/0! | #DIV/0! | #DIV/0! | #DIV/0! | #DIV/0! | #DIV/0! | #DIV/0! | #DIV/0! | #DIV/0! |  |  |  | 148.8 | #DIV/0! | #DIV/0! | #DIV/0! | #DIV/0! | #DIV/0! | #DIV/0! | #DIV/0! | #DIV/0! | #DIV/0! | #DIV/0! | #DIV/0! | #DIV/0! | #DIV/0!
[15 empty] | 148.9 | 47.139 | -78.1432 | 4234.2361 | 3473.0964 | 4234.2361 | 3473.0964 | 19.8204 | 12.1932 | 1 | 1 | 4234.2361 | 3473.0964 |  |  |  |  | 148.9 | #DIV/0! | #DIV/0! | #DIV/0! | #DIV/0! | #DIV/0! | #DIV/0! | #DIV/0! | #DIV/0! | #DIV/0! | #DIV/0! | #DIV/0! | #DIV/0! | #DIV/0! |  |  |  | 148.9 | #DIV/0! | #DIV/0! | #DIV/0! | #DIV/0! | #DIV/0! | #DIV/0! | #DIV/0! | #DIV/0! | #DIV/0! | #DIV/0! | #DIV/0! | #DIV/0! | #DIV/0! |  |  |  | 148.9 | #DIV/0! | #DIV/0! | #DIV/0! | #DIV/0! | #DIV/0! | #DIV/0! | #DIV/0! | #DIV/0! | #DIV/0! | #DIV/0! | #DIV/0! | #DIV/0! | #DIV/0! |  |  |  | 148.9 | #DIV/0! | #DIV/0! | #DIV/0! | #DIV/0! | #DIV/0! | #DIV/0! | #DIV/0! | #DIV/0! | #DIV/0! | #DIV/0! | #DIV/0! | #DIV/0! | #DIV/0! |  |  |  | 148.9 | #DIV/0! | #DIV/0! | #DIV/0! | #DIV/0! | #DIV/0! | #DIV/0! | #DIV/0! | #DIV/0! | #DIV/0! | #DIV/0! | #DIV/0! | #DIV/0! | #DIV/0! |  |  |  | 148.9 | #DIV/0! | #DIV/0! | #DIV/0! | #DIV/0! | #DIV/0! | #DIV/0! | #DIV/0! | #DIV/0! | #DIV/0! | #DIV/0! | #DIV/0! | #DIV/0! | #DIV/0! |  |  |  | 148.9 | #DIV/0! | #DIV/0! | #DIV/0! | #DIV/0! | #DIV/0! | #DIV/0! | #DIV/0! | #DIV/0! | #DIV/0! | #DIV/0! | #DIV/0! | #DIV/0! | #DIV/0!
[15 empty] | 149 | 47.0025 | -78.2253 | 4235.0625 | 3472.5417 | 4235.0625 | 3472.5417 | 19.7669 | 12.1559 | 1 | 1 | 4235.0625 | 3472.5417 |  |  |  |  | 149 | #DIV/0! | #DIV/0! | #DIV/0! | #DIV/0! | #DIV/0! | #DIV/0! | #DIV/0! | #DIV/0! | #DIV/0! | #DIV/0! | #DIV/0! | #DIV/0! | #DIV/0! |  |  |  | 149 | #DIV/0! | #DIV/0! | #DIV/0! | #DIV/0! | #DIV/0! | #DIV/0! | #DIV/0! | #DIV/0! | #DIV/0! | #DIV/0! | #DIV/0! | #DIV/0! | #DIV/0! |  |  |  | 149 | #DIV/0! | #DIV/0! | #DIV/0! | #DIV/0! | #DIV/0! | #DIV/0! | #DIV/0! | #DIV/0! | #DIV/0! | #DIV/0! | #DIV/0! | #DIV/0! | #DIV/0! |  |  |  | 149 | #DIV/0! | #DIV/0! | #DIV/0! | #DIV/0! | #DIV/0! | #DIV/0! | #DIV/0! | #DIV/0! | #DIV/0! | #DIV/0! | #DIV/0! | #DIV/0! | #DIV/0! |  |  |  | 149 | #DIV/0! | #DIV/0! | #DIV/0! | #DIV/0! | #DIV/0! | #DIV/0! | #DIV/0! | #DIV/0! | #DIV/0! | #DIV/0! | #DIV/0! | #DIV/0! | #DIV/0! |  |  |  | 149 | #DIV/0! | #DIV/0! | #DIV/0! | #DIV/0! | #DIV/0! | #DIV/0! | #DIV/0! | #DIV/0! | #DIV/0! | #DIV/0! | #DIV/0! | #DIV/0! | #DIV/0! |  |  |  | 149 | #DIV/0! | #DIV/0! | #DIV/0! | #DIV/0! | #DIV/0! | #DIV/0! | #DIV/0! | #DIV/0! | #DIV/0! | #DIV/0! | #DIV/0! | #DIV/0! | #DIV/0!
[15 empty] | 149.1 | 46.8659 | -78.3072 | 4235.8867 | 3471.9887 | 4235.8867 | 3471.9887 | 19.7133 | 12.1187 | 1 | 1 | 4235.8867 | 3471.9887 |  |  |  |  | 149.1 | #DIV/0! | #DIV/0! | #DIV/0! | #DIV/0! | #DIV/0! | #DIV/0! | #DIV/0! | #DIV/0! | #DIV/0! | #DIV/0! | #DIV/0! | #DIV/0! | #DIV/0! |  |  |  | 149.1 | #DIV/0! | #DIV/0! | #DIV/0! | #DIV/0! | #DIV/0! | #DIV/0! | #DIV/0! | #DIV/0! | #DIV/0! | #DIV/0! | #DIV/0! | #DIV/0! | #DIV/0! |  |  |  | 149.1 | #DIV/0! | #DIV/0! | #DIV/0! | #DIV/0! | #DIV/0! | #DIV/0! | #DIV/0! | #DIV/0! | #DIV/0! | #DIV/0! | #DIV/0! | #DIV/0! | #DIV/0! |  |  |  | 149.1 | #DIV/0! | #DIV/0! | #DIV/0! | #DIV/0! | #DIV/0! | #DIV/0! | #DIV/0! | #DIV/0! | #DIV/0! | #DIV/0! | #DIV/0! | #DIV/0! | #DIV/0! |  |  |  | 149.1 | #DIV/0! | #DIV/0! | #DIV/0! | #DIV/0! | #DIV/0! | #DIV/0! | #DIV/0! | #DIV/0! | #DIV/0! | #DIV/0! | #DIV/0! | #DIV/0! | #DIV/0! |  |  |  | 149.1 | #DIV/0! | #DIV/0! | #DIV/0! | #DIV/0! | #DIV/0! | #DIV/0! | #DIV/0! | #DIV/0! | #DIV/0! | #DIV/0! | #DIV/0! | #DIV/0! | #DIV/0! |  |  |  | 149.1 | #DIV/0! | #DIV/0! | #DIV/0! | #DIV/0! | #DIV/0! | #DIV/0! | #DIV/0! | #DIV/0! | #DIV/0! | #DIV/0! | #DIV/0! | #DIV/0! | #DIV/0!
[15 empty] | 149.2 | 46.7292 | -78.3889 | 4236.7087 | 3471.4374 | 4236.7087 | 3471.4374 | 19.6596 | 12.0814 | 1 | 1 | 4236.7087 | 3471.4374 |  |  |  |  | 149.2 | #DIV/0! | #DIV/0! | #DIV/0! | #DIV/0! | #DIV/0! | #DIV/0! | #DIV/0! | #DIV/0! | #DIV/0! | #DIV/0! | #DIV/0! | #DIV/0! | #DIV/0! |  |  |  | 149.2 | #DIV/0! | #DIV/0! | #DIV/0! | #DIV/0! | #DIV/0! | #DIV/0! | #DIV/0! | #DIV/0! | #DIV/0! | #DIV/0! | #DIV/0! | #DIV/0! | #DIV/0! |  |  |  | 149.2 | #DIV/0! | #DIV/0! | #DIV/0! | #DIV/0! | #DIV/0! | #DIV/0! | #DIV/0! | #DIV/0! | #DIV/0! | #DIV/0! | #DIV/0! | #DIV/0! | #DIV/0! |  |  |  | 149.2 | #DIV/0! | #DIV/0! | #DIV/0! | #DIV/0! | #DIV/0! | #DIV/0! | #DIV/0! | #DIV/0! | #DIV/0! | #DIV/0! | #DIV/0! | #DIV/0! | #DIV/0! |  |  |  | 149.2 | #DIV/0! | #DIV/0! | #DIV/0! | #DIV/0! | #DIV/0! | #DIV/0! | #DIV/0! | #DIV/0! | #DIV/0! | #DIV/0! | #DIV/0! | #DIV/0! | #DIV/0! |  |  |  | 149.2 | #DIV/0! | #DIV/0! | #DIV/0! | #DIV/0! | #DIV/0! | #DIV/0! | #DIV/0! | #DIV/0! | #DIV/0! | #DIV/0! | #DIV/0! | #DIV/0! | #DIV/0! |  |  |  | 149.2 | #DIV/0! | #DIV/0! | #DIV/0! | #DIV/0! | #DIV/0! | #DIV/0! | #DIV/0! | #DIV/0! | #DIV/0! | #DIV/0! | #DIV/0! | #DIV/0! | #DIV/0!
[15 empty] | 149.3 | 46.5923 | -78.4703 | 4237.5283 | 3470.8879 | 4237.5283 | 3470.8879 | 19.6058 | 12.0441 | 1 | 1 | 4237.5283 | 3470.8879 |  |  |  |  | 149.3 | #DIV/0! | #DIV/0! | #DIV/0! | #DIV/0! | #DIV/0! | #DIV/0! | #DIV/0! | #DIV/0! | #DIV/0! | #DIV/0! | #DIV/0! | #DIV/0! | #DIV/0! |  |  |  | 149.3 | #DIV/0! | #DIV/0! | #DIV/0! | #DIV/0! | #DIV/0! | #DIV/0! | #DIV/0! | #DIV/0! | #DIV/0! | #DIV/0! | #DIV/0! | #DIV/0! | #DIV/0! |  |  |  | 149.3 | #DIV/0! | #DIV/0! | #DIV/0! | #DIV/0! | #DIV/0! | #DIV/0! | #DIV/0! | #DIV/0! | #DIV/0! | #DIV/0! | #DIV/0! | #DIV/0! | #DIV/0! |  |  |  | 149.3 | #DIV/0! | #DIV/0! | #DIV/0! | #DIV/0! | #DIV/0! | #DIV/0! | #DIV/0! | #DIV/0! | #DIV/0! | #DIV/0! | #DIV/0! | #DIV/0! | #DIV/0! |  |  |  | 149.3 | #DIV/0! | #DIV/0! | #DIV/0! | #DIV/0! | #DIV/0! | #DIV/0! | #DIV/0! | #DIV/0! | #DIV/0! | #DIV/0! | #DIV/0! | #DIV/0! | #DIV/0! |  |  |  | 149.3 | #DIV/0! | #DIV/0! | #DIV/0! | #DIV/0! | #DIV/0! | #DIV/0! | #DIV/0! | #DIV/0! | #DIV/0! | #DIV/0! | #DIV/0! | #DIV/0! | #DIV/0! |  |  |  | 149.3 | #DIV/0! | #DIV/0! | #DIV/0! | #DIV/0! | #DIV/0! | #DIV/0! | #DIV/0! | #DIV/0! | #DIV/0! | #DIV/0! | #DIV/0! | #DIV/0! | #DIV/0!
[15 empty] | 149.4 | 46.4553 | -78.5515 | 4238.3457 | 3470.3401 | 4238.3457 | 3470.3401 | 19.5519 | 12.0068 | 1 | 1 | 4238.3457 | 3470.3401 |  |  |  |  | 149.4 | #DIV/0! | #DIV/0! | #DIV/0! | #DIV/0! | #DIV/0! | #DIV/0! | #DIV/0! | #DIV/0! | #DIV/0! | #DIV/0! | #DIV/0! | #DIV/0! | #DIV/0! |  |  |  | 149.4 | #DIV/0! | #DIV/0! | #DIV/0! | #DIV/0! | #DIV/0! | #DIV/0! | #DIV/0! | #DIV/0! | #DIV/0! | #DIV/0! | #DIV/0! | #DIV/0! | #DIV/0! |  |  |  | 149.4 | #DIV/0! | #DIV/0! | #DIV/0! | #DIV/0! | #DIV/0! | #DIV/0! | #DIV/0! | #DIV/0! | #DIV/0! | #DIV/0! | #DIV/0! | #DIV/0! | #DIV/0! |  |  |  | 149.4 | #DIV/0! | #DIV/0! | #DIV/0! | #DIV/0! | #DIV/0! | #DIV/0! | #DIV/0! | #DIV/0! | #DIV/0! | #DIV/0! | #DIV/0! | #DIV/0! | #DIV/0! |  |  |  | 149.4 | #DIV/0! | #DIV/0! | #DIV/0! | #DIV/0! | #DIV/0! | #DIV/0! | #DIV/0! | #DIV/0! | #DIV/0! | #DIV/0! | #DIV/0! | #DIV/0! | #DIV/0! |  |  |  | 149.4 | #DIV/0! | #DIV/0! | #DIV/0! | #DIV/0! | #DIV/0! | #DIV/0! | #DIV/0! | #DIV/0! | #DIV/0! | #DIV/0! | #DIV/0! | #DIV/0! | #DIV/0! |  |  |  | 149.4 | #DIV/0! | #DIV/0! | #DIV/0! | #DIV/0! | #DIV/0! | #DIV/0! | #DIV/0! | #DIV/0! | #DIV/0! | #DIV/0! | #DIV/0! | #DIV/0! | #DIV/0!
[15 empty] | 149.5 | 46.3181 | -78.6325 | 4239.1609 | 3469.7941 | 4239.1609 | 3469.7941 | 19.4979 | 11.9694 | 1 | 1 | 4239.1609 | 3469.7941 |  |  |  |  | 149.5 | #DIV/0! | #DIV/0! | #DIV/0! | #DIV/0! | #DIV/0! | #DIV/0! | #DIV/0! | #DIV/0! | #DIV/0! | #DIV/0! | #DIV/0! | #DIV/0! | #DIV/0! |  |  |  | 149.5 | #DIV/0! | #DIV/0! | #DIV/0! | #DIV/0! | #DIV/0! | #DIV/0! | #DIV/0! | #DIV/0! | #DIV/0! | #DIV/0! | #DIV/0! | #DIV/0! | #DIV/0! |  |  |  | 149.5 | #DIV/0! | #DIV/0! | #DIV/0! | #DIV/0! | #DIV/0! | #DIV/0! | #DIV/0! | #DIV/0! | #DIV/0! | #DIV/0! | #DIV/0! | #DIV/0! | #DIV/0! |  |  |  | 149.5 | #DIV/0! | #DIV/0! | #DIV/0! | #DIV/0! | #DIV/0! | #DIV/0! | #DIV/0! | #DIV/0! | #DIV/0! | #DIV/0! | #DIV/0! | #DIV/0! | #DIV/0! |  |  |  | 149.5 | #DIV/0! | #DIV/0! | #DIV/0! | #DIV/0! | #DIV/0! | #DIV/0! | #DIV/0! | #DIV/0! | #DIV/0! | #DIV/0! | #DIV/0! | #DIV/0! | #DIV/0! |  |  |  | 149.5 | #DIV/0! | #DIV/0! | #DIV/0! | #DIV/0! | #DIV/0! | #DIV/0! | #DIV/0! | #DIV/0! | #DIV/0! | #DIV/0! | #DIV/0! | #DIV/0! | #DIV/0! |  |  |  | 149.5 | #DIV/0! | #DIV/0! | #DIV/0! | #DIV/0! | #DIV/0! | #DIV/0! | #DIV/0! | #DIV/0! | #DIV/0! | #DIV/0! | #DIV/0! | #DIV/0! | #DIV/0!
[15 empty] | 149.6 | 46.1808 | -78.7132 | 4239.9737 | 3469.2498 | 4239.9737 | 3469.2498 | 19.4439 | 11.9321 | 1 | 1 | 4239.9737 | 3469.2498 |  |  |  |  | 149.6 | #DIV/0! | #DIV/0! | #DIV/0! | #DIV/0! | #DIV/0! | #DIV/0! | #DIV/0! | #DIV/0! | #DIV/0! | #DIV/0! | #DIV/0! | #DIV/0! | #DIV/0! |  |  |  | 149.6 | #DIV/0! | #DIV/0! | #DIV/0! | #DIV/0! | #DIV/0! | #DIV/0! | #DIV/0! | #DIV/0! | #DIV/0! | #DIV/0! | #DIV/0! | #DIV/0! | #DIV/0! |  |  |  | 149.6 | #DIV/0! | #DIV/0! | #DIV/0! | #DIV/0! | #DIV/0! | #DIV/0! | #DIV/0! | #DIV/0! | #DIV/0! | #DIV/0! | #DIV/0! | #DIV/0! | #DIV/0! |  |  |  | 149.6 | #DIV/0! | #DIV/0! | #DIV/0! | #DIV/0! | #DIV/0! | #DIV/0! | #DIV/0! | #DIV/0! | #DIV/0! | #DIV/0! | #DIV/0! | #DIV/0! | #DIV/0! |  |  |  | 149.6 | #DIV/0! | #DIV/0! | #DIV/0! | #DIV/0! | #DIV/0! | #DIV/0! | #DIV/0! | #DIV/0! | #DIV/0! | #DIV/0! | #DIV/0! | #DIV/0! | #DIV/0! |  |  |  | 149.6 | #DIV/0! | #DIV/0! | #DIV/0! | #DIV/0! | #DIV/0! | #DIV/0! | #DIV/0! | #DIV/0! | #DIV/0! | #DIV/0! | #DIV/0! | #DIV/0! | #DIV/0! |  |  |  | 149.6 | #DIV/0! | #DIV/0! | #DIV/0! | #DIV/0! | #DIV/0! | #DIV/0! | #DIV/0! | #DIV/0! | #DIV/0! | #DIV/0! | #DIV/0! | #DIV/0! | #DIV/0!
[15 empty] | 149.7 | 46.0433 | -78.7937 | 4240.7843 | 3468.7072 | 4240.7843 | 3468.7072 | 19.3897 | 11.8947 | 1 | 1 | 4240.7843 | 3468.7072 |  |  |  |  | 149.7 | #DIV/0! | #DIV/0! | #DIV/0! | #DIV/0! | #DIV/0! | #DIV/0! | #DIV/0! | #DIV/0! | #DIV/0! | #DIV/0! | #DIV/0! | #DIV/0! | #DIV/0! |  |  |  | 149.7 | #DIV/0! | #DIV/0! | #DIV/0! | #DIV/0! | #DIV/0! | #DIV/0! | #DIV/0! | #DIV/0! | #DIV/0! | #DIV/0! | #DIV/0! | #DIV/0! | #DIV/0! |  |  |  | 149.7 | #DIV/0! | #DIV/0! | #DIV/0! | #DIV/0! | #DIV/0! | #DIV/0! | #DIV/0! | #DIV/0! | #DIV/0! | #DIV/0! | #DIV/0! | #DIV/0! | #DIV/0! |  |  |  | 149.7 | #DIV/0! | #DIV/0! | #DIV/0! | #DIV/0! | #DIV/0! | #DIV/0! | #DIV/0! | #DIV/0! | #DIV/0! | #DIV/0! | #DIV/0! | #DIV/0! | #DIV/0! |  |  |  | 149.7 | #DIV/0! | #DIV/0! | #DIV/0! | #DIV/0! | #DIV/0! | #DIV/0! | #DIV/0! | #DIV/0! | #DIV/0! | #DIV/0! | #DIV/0! | #DIV/0! | #DIV/0! |  |  |  | 149.7 | #DIV/0! | #DIV/0! | #DIV/0! | #DIV/0! | #DIV/0! | #DIV/0! | #DIV/0! | #DIV/0! | #DIV/0! | #DIV/0! | #DIV/0! | #DIV/0! | #DIV/0! |  |  |  | 149.7 | #DIV/0! | #DIV/0! | #DIV/0! | #DIV/0! | #DIV/0! | #DIV/0! | #DIV/0! | #DIV/0! | #DIV/0! | #DIV/0! | #DIV/0! | #DIV/0! | #DIV/0!
[15 empty] | 149.8 | 45.9057 | -78.8739 | 4241.5926 | 3468.1664 | 4241.5926 | 3468.1664 | 19.3354 | 11.8573 | 1 | 1 | 4241.5926 | 3468.1664 |  |  |  |  | 149.8 | #DIV/0! | #DIV/0! | #DIV/0! | #DIV/0! | #DIV/0! | #DIV/0! | #DIV/0! | #DIV/0! | #DIV/0! | #DIV/0! | #DIV/0! | #DIV/0! | #DIV/0! |  |  |  | 149.8 | #DIV/0! | #DIV/0! | #DIV/0! | #DIV/0! | #DIV/0! | #DIV/0! | #DIV/0! | #DIV/0! | #DIV/0! | #DIV/0! | #DIV/0! | #DIV/0! | #DIV/0! |  |  |  | 149.8 | #DIV/0! | #DIV/0! | #DIV/0! | #DIV/0! | #DIV/0! | #DIV/0! | #DIV/0! | #DIV/0! | #DIV/0! | #DIV/0! | #DIV/0! | #DIV/0! | #DIV/0! |  |  |  | 149.8 | #DIV/0! | #DIV/0! | #DIV/0! | #DIV/0! | #DIV/0! | #DIV/0! | #DIV/0! | #DIV/0! | #DIV/0! | #DIV/0! | #DIV/0! | #DIV/0! | #DIV/0! |  |  |  | 149.8 | #DIV/0! | #DIV/0! | #DIV/0! | #DIV/0! | #DIV/0! | #DIV/0! | #DIV/0! | #DIV/0! | #DIV/0! | #DIV/0! | #DIV/0! | #DIV/0! | #DIV/0! |  |  |  | 149.8 | #DIV/0! | #DIV/0! | #DIV/0! | #DIV/0! | #DIV/0! | #DIV/0! | #DIV/0! | #DIV/0! | #DIV/0! | #DIV/0! | #DIV/0! | #DIV/0! | #DIV/0! |  |  |  | 149.8 | #DIV/0! | #DIV/0! | #DIV/0! | #DIV/0! | #DIV/0! | #DIV/0! | #DIV/0! | #DIV/0! | #DIV/0! | #DIV/0! | #DIV/0! | #DIV/0! | #DIV/0!
[15 empty] | 149.9 | 45.768 | -78.9539 | 4242.3987 | 3467.6273 | 4242.3987 | 3467.6273 | 19.2811 | 11.8199 | 1 | 1 | 4242.3987 | 3467.6273 |  |  |  |  | 149.9 | #DIV/0! | #DIV/0! | #DIV/0! | #DIV/0! | #DIV/0! | #DIV/0! | #DIV/0! | #DIV/0! | #DIV/0! | #DIV/0! | #DIV/0! | #DIV/0! | #DIV/0! |  |  |  | 149.9 | #DIV/0! | #DIV/0! | #DIV/0! | #DIV/0! | #DIV/0! | #DIV/0! | #DIV/0! | #DIV/0! | #DIV/0! | #DIV/0! | #DIV/0! | #DIV/0! | #DIV/0! |  |  |  | 149.9 | #DIV/0! | #DIV/0! | #DIV/0! | #DIV/0! | #DIV/0! | #DIV/0! | #DIV/0! | #DIV/0! | #DIV/0! | #DIV/0! | #DIV/0! | #DIV/0! | #DIV/0! |  |  |  | 149.9 | #DIV/0! | #DIV/0! | #DIV/0! | #DIV/0! | #DIV/0! | #DIV/0! | #DIV/0! | #DIV/0! | #DIV/0! | #DIV/0! | #DIV/0! | #DIV/0! | #DIV/0! |  |  |  | 149.9 | #DIV/0! | #DIV/0! | #DIV/0! | #DIV/0! | #DIV/0! | #DIV/0! | #DIV/0! | #DIV/0! | #DIV/0! | #DIV/0! | #DIV/0! | #DIV/0! | #DIV/0! |  |  |  | 149.9 | #DIV/0! | #DIV/0! | #DIV/0! | #DIV/0! | #DIV/0! | #DIV/0! | #DIV/0! | #DIV/0! | #DIV/0! | #DIV/0! | #DIV/0! | #DIV/0! | #DIV/0! |  |  |  | 149.9 | #DIV/0! | #DIV/0! | #DIV/0! | #DIV/0! | #DIV/0! | #DIV/0! | #DIV/0! | #DIV/0! | #DIV/0! | #DIV/0! | #DIV/0! | #DIV/0! | #DIV/0!
[15 empty] | 150 | 45.6301 | -79.0337 | 4243.2024 | 3467.09 | 4243.2024 | 3467.09 | 19.2266 | 11.7825 | 1 | 1 | 4243.2024 | 3467.09 |  |  |  |  | 150 | #DIV/0! | #DIV/0! | #DIV/0! | #DIV/0! | #DIV/0! | #DIV/0! | #DIV/0! | #DIV/0! | #DIV/0! | #DIV/0! | #DIV/0! | #DIV/0! | #DIV/0! |  |  |  | 150 | #DIV/0! | #DIV/0! | #DIV/0! | #DIV/0! | #DIV/0! | #DIV/0! | #DIV/0! | #DIV/0! | #DIV/0! | #DIV/0! | #DIV/0! | #DIV/0! | #DIV/0! |  |  |  | 150 | #DIV/0! | #DIV/0! | #DIV/0! | #DIV/0! | #DIV/0! | #DIV/0! | #DIV/0! | #DIV/0! | #DIV/0! | #DIV/0! | #DIV/0! | #DIV/0! | #DIV/0! |  |  |  | 150 | #DIV/0! | #DIV/0! | #DIV/0! | #DIV/0! | #DIV/0! | #DIV/0! | #DIV/0! | #DIV/0! | #DIV/0! | #DIV/0! | #DIV/0! | #DIV/0! | #DIV/0! |  |  |  | 150 | #DIV/0! | #DIV/0! | #DIV/0! | #DIV/0! | #DIV/0! | #DIV/0! | #DIV/0! | #DIV/0! | #DIV/0! | #DIV/0! | #DIV/0! | #DIV/0! | #DIV/0! |  |  |  | 150 | #DIV/0! | #DIV/0! | #DIV/0! | #DIV/0! | #DIV/0! | #DIV/0! | #DIV/0! | #DIV/0! | #DIV/0! | #DIV/0! | #DIV/0! | #DIV/0! | #DIV/0! |  |  |  | 150 | #DIV/0! | #DIV/0! | #DIV/0! | #DIV/0! | #DIV/0! | #DIV/0! | #DIV/0! | #DIV/0! | #DIV/0! | #DIV/0! | #DIV/0! | #DIV/0! | #DIV/0!
[15 empty] | 150.1 | 45.4921 | -79.1132 | 4244.0039 | 3466.5544 | 4244.0039 | 3466.5544 | 19.1721 | 11.745 | 1 | 1 | 4244.0039 | 3466.5544 |  |  |  |  | 150.1 | #DIV/0! | #DIV/0! | #DIV/0! | #DIV/0! | #DIV/0! | #DIV/0! | #DIV/0! | #DIV/0! | #DIV/0! | #DIV/0! | #DIV/0! | #DIV/0! | #DIV/0! |  |  |  | 150.1 | #DIV/0! | #DIV/0! | #DIV/0! | #DIV/0! | #DIV/0! | #DIV/0! | #DIV/0! | #DIV/0! | #DIV/0! | #DIV/0! | #DIV/0! | #DIV/0! | #DIV/0! |  |  |  | 150.1 | #DIV/0! | #DIV/0! | #DIV/0! | #DIV/0! | #DIV/0! | #DIV/0! | #DIV/0! | #DIV/0! | #DIV/0! | #DIV/0! | #DIV/0! | #DIV/0! | #DIV/0! |  |  |  | 150.1 | #DIV/0! | #DIV/0! | #DIV/0! | #DIV/0! | #DIV/0! | #DIV/0! | #DIV/0! | #DIV/0! | #DIV/0! | #DIV/0! | #DIV/0! | #DIV/0! | #DIV/0! |  |  |  | 150.1 | #DIV/0! | #DIV/0! | #DIV/0! | #DIV/0! | #DIV/0! | #DIV/0! | #DIV/0! | #DIV/0! | #DIV/0! | #DIV/0! | #DIV/0! | #DIV/0! | #DIV/0! |  |  |  | 150.1 | #DIV/0! | #DIV/0! | #DIV/0! | #DIV/0! | #DIV/0! | #DIV/0! | #DIV/0! | #DIV/0! | #DIV/0! | #DIV/0! | #DIV/0! | #DIV/0! | #DIV/0! |  |  |  | 150.1 | #DIV/0! | #DIV/0! | #DIV/0! | #DIV/0! | #DIV/0! | #DIV/0! | #DIV/0! | #DIV/0! | #DIV/0! | #DIV/0! | #DIV/0! | #DIV/0! | #DIV/0!
[15 empty] | 150.2 | 45.354 | -79.1925 | 4244.803 | 3466.0205 | 4244.803 | 3466.0205 | 19.1175 | 11.7075 | 1 | 1 | 4244.803 | 3466.0205 |  |  |  |  | 150.2 | #DIV/0! | #DIV/0! | #DIV/0! | #DIV/0! | #DIV/0! | #DIV/0! | #DIV/0! | #DIV/0! | #DIV/0! | #DIV/0! | #DIV/0! | #DIV/0! | #DIV/0! |  |  |  | 150.2 | #DIV/0! | #DIV/0! | #DIV/0! | #DIV/0! | #DIV/0! | #DIV/0! | #DIV/0! | #DIV/0! | #DIV/0! | #DIV/0! | #DIV/0! | #DIV/0! | #DIV/0! |  |  |  | 150.2 | #DIV/0! | #DIV/0! | #DIV/0! | #DIV/0! | #DIV/0! | #DIV/0! | #DIV/0! | #DIV/0! | #DIV/0! | #DIV/0! | #DIV/0! | #DIV/0! | #DIV/0! |  |  |  | 150.2 | #DIV/0! | #DIV/0! | #DIV/0! | #DIV/0! | #DIV/0! | #DIV/0! | #DIV/0! | #DIV/0! | #DIV/0! | #DIV/0! | #DIV/0! | #DIV/0! | #DIV/0! |  |  |  | 150.2 | #DIV/0! | #DIV/0! | #DIV/0! | #DIV/0! | #DIV/0! | #DIV/0! | #DIV/0! | #DIV/0! | #DIV/0! | #DIV/0! | #DIV/0! | #DIV/0! | #DIV/0! |  |  |  | 150.2 | #DIV/0! | #DIV/0! | #DIV/0! | #DIV/0! | #DIV/0! | #DIV/0! | #DIV/0! | #DIV/0! | #DIV/0! | #DIV/0! | #DIV/0! | #DIV/0! | #DIV/0! |  |  |  | 150.2 | #DIV/0! | #DIV/0! | #DIV/0! | #DIV/0! | #DIV/0! | #DIV/0! | #DIV/0! | #DIV/0! | #DIV/0! | #DIV/0! | #DIV/0! | #DIV/0! | #DIV/0!
[15 empty] | 150.3 | 45.2157 | -79.2715 | 4245.5999 | 3465.4884 | 4245.5999 | 3465.4884 | 19.0628 | 11.6701 | 1 | 1 | 4245.5999 | 3465.4884 |  |  |  |  | 150.3 | #DIV/0! | #DIV/0! | #DIV/0! | #DIV/0! | #DIV/0! | #DIV/0! | #DIV/0! | #DIV/0! | #DIV/0! | #DIV/0! | #DIV/0! | #DIV/0! | #DIV/0! |  |  |  | 150.3 | #DIV/0! | #DIV/0! | #DIV/0! | #DIV/0! | #DIV/0! | #DIV/0! | #DIV/0! | #DIV/0! | #DIV/0! | #DIV/0! | #DIV/0! | #DIV/0! | #DIV/0! |  |  |  | 150.3 | #DIV/0! | #DIV/0! | #DIV/0! | #DIV/0! | #DIV/0! | #DIV/0! | #DIV/0! | #DIV/0! | #DIV/0! | #DIV/0! | #DIV/0! | #DIV/0! | #DIV/0! |  |  |  | 150.3 | #DIV/0! | #DIV/0! | #DIV/0! | #DIV/0! | #DIV/0! | #DIV/0! | #DIV/0! | #DIV/0! | #DIV/0! | #DIV/0! | #DIV/0! | #DIV/0! | #DIV/0! |  |  |  | 150.3 | #DIV/0! | #DIV/0! | #DIV/0! | #DIV/0! | #DIV/0! | #DIV/0! | #DIV/0! | #DIV/0! | #DIV/0! | #DIV/0! | #DIV/0! | #DIV/0! | #DIV/0! |  |  |  | 150.3 | #DIV/0! | #DIV/0! | #DIV/0! | #DIV/0! | #DIV/0! | #DIV/0! | #DIV/0! | #DIV/0! | #DIV/0! | #DIV/0! | #DIV/0! | #DIV/0! | #DIV/0! |  |  |  | 150.3 | #DIV/0! | #DIV/0! | #DIV/0! | #DIV/0! | #DIV/0! | #DIV/0! | #DIV/0! | #DIV/0! | #DIV/0! | #DIV/0! | #DIV/0! | #DIV/0! | #DIV/0!
[15 empty] | 150.4 | 45.0773 | -79.3503 | 4246.3944 | 3464.9581 | 4246.3944 | 3464.9581 | 19.008 | 11.6325 | 1 | 1 | 4246.3944 | 3464.9581 |  |  |  |  | 150.4 | #DIV/0! | #DIV/0! | #DIV/0! | #DIV/0! | #DIV/0! | #DIV/0! | #DIV/0! | #DIV/0! | #DIV/0! | #DIV/0! | #DIV/0! | #DIV/0! | #DIV/0! |  |  |  | 150.4 | #DIV/0! | #DIV/0! | #DIV/0! | #DIV/0! | #DIV/0! | #DIV/0! | #DIV/0! | #DIV/0! | #DIV/0! | #DIV/0! | #DIV/0! | #DIV/0! | #DIV/0! |  |  |  | 150.4 | #DIV/0! | #DIV/0! | #DIV/0! | #DIV/0! | #DIV/0! | #DIV/0! | #DIV/0! | #DIV/0! | #DIV/0! | #DIV/0! | #DIV/0! | #DIV/0! | #DIV/0! |  |  |  | 150.4 | #DIV/0! | #DIV/0! | #DIV/0! | #DIV/0! | #DIV/0! | #DIV/0! | #DIV/0! | #DIV/0! | #DIV/0! | #DIV/0! | #DIV/0! | #DIV/0! | #DIV/0! |  |  |  | 150.4 | #DIV/0! | #DIV/0! | #DIV/0! | #DIV/0! | #DIV/0! | #DIV/0! | #DIV/0! | #DIV/0! | #DIV/0! | #DIV/0! | #DIV/0! | #DIV/0! | #DIV/0! |  |  |  | 150.4 | #DIV/0! | #DIV/0! | #DIV/0! | #DIV/0! | #DIV/0! | #DIV/0! | #DIV/0! | #DIV/0! | #DIV/0! | #DIV/0! | #DIV/0! | #DIV/0! | #DIV/0! |  |  |  | 150.4 | #DIV/0! | #DIV/0! | #DIV/0! | #DIV/0! | #DIV/0! | #DIV/0! | #DIV/0! | #DIV/0! | #DIV/0! | #DIV/0! | #DIV/0! | #DIV/0! | #DIV/0!
[15 empty] | 150.5 | 44.9387 | -79.4289 | 4247.1867 | 3464.4294 | 4247.1867 | 3464.4294 | 18.9531 | 11.595 | 1 | 1 | 4247.1867 | 3464.4294 |  |  |  |  | 150.5 | #DIV/0! | #DIV/0! | #DIV/0! | #DIV/0! | #DIV/0! | #DIV/0! | #DIV/0! | #DIV/0! | #DIV/0! | #DIV/0! | #DIV/0! | #DIV/0! | #DIV/0! |  |  |  | 150.5 | #DIV/0! | #DIV/0! | #DIV/0! | #DIV/0! | #DIV/0! | #DIV/0! | #DIV/0! | #DIV/0! | #DIV/0! | #DIV/0! | #DIV/0! | #DIV/0! | #DIV/0! |  |  |  | 150.5 | #DIV/0! | #DIV/0! | #DIV/0! | #DIV/0! | #DIV/0! | #DIV/0! | #DIV/0! | #DIV/0! | #DIV/0! | #DIV/0! | #DIV/0! | #DIV/0! | #DIV/0! |  |  |  | 150.5 | #DIV/0! | #DIV/0! | #DIV/0! | #DIV/0! | #DIV/0! | #DIV/0! | #DIV/0! | #DIV/0! | #DIV/0! | #DIV/0! | #DIV/0! | #DIV/0! | #DIV/0! |  |  |  | 150.5 | #DIV/0! | #DIV/0! | #DIV/0! | #DIV/0! | #DIV/0! | #DIV/0! | #DIV/0! | #DIV/0! | #DIV/0! | #DIV/0! | #DIV/0! | #DIV/0! | #DIV/0! |  |  |  | 150.5 | #DIV/0! | #DIV/0! | #DIV/0! | #DIV/0! | #DIV/0! | #DIV/0! | #DIV/0! | #DIV/0! | #DIV/0! | #DIV/0! | #DIV/0! | #DIV/0! | #DIV/0! |  |  |  | 150.5 | #DIV/0! | #DIV/0! | #DIV/0! | #DIV/0! | #DIV/0! | #DIV/0! | #DIV/0! | #DIV/0! | #DIV/0! | #DIV/0! | #DIV/0! | #DIV/0! | #DIV/0!
[15 empty] | 150.6 | 44.8 | -79.5072 | 4247.9767 | 3463.9026 | 4247.9767 | 3463.9026 | 18.8981 | 11.5575 | 1 | 1 | 4247.9767 | 3463.9026 |  |  |  |  | 150.6 | #DIV/0! | #DIV/0! | #DIV/0! | #DIV/0! | #DIV/0! | #DIV/0! | #DIV/0! | #DIV/0! | #DIV/0! | #DIV/0! | #DIV/0! | #DIV/0! | #DIV/0! |  |  |  | 150.6 | #DIV/0! | #DIV/0! | #DIV/0! | #DIV/0! | #DIV/0! | #DIV/0! | #DIV/0! | #DIV/0! | #DIV/0! | #DIV/0! | #DIV/0! | #DIV/0! | #DIV/0! |  |  |  | 150.6 | #DIV/0! | #DIV/0! | #DIV/0! | #DIV/0! | #DIV/0! | #DIV/0! | #DIV/0! | #DIV/0! | #DIV/0! | #DIV/0! | #DIV/0! | #DIV/0! | #DIV/0! |  |  |  | 150.6 | #DIV/0! | #DIV/0! | #DIV/0! | #DIV/0! | #DIV/0! | #DIV/0! | #DIV/0! | #DIV/0! | #DIV/0! | #DIV/0! | #DIV/0! | #DIV/0! | #DIV/0! |  |  |  | 150.6 | #DIV/0! | #DIV/0! | #DIV/0! | #DIV/0! | #DIV/0! | #DIV/0! | #DIV/0! | #DIV/0! | #DIV/0! | #DIV/0! | #DIV/0! | #DIV/0! | #DIV/0! |  |  |  | 150.6 | #DIV/0! | #DIV/0! | #DIV/0! | #DIV/0! | #DIV/0! | #DIV/0! | #DIV/0! | #DIV/0! | #DIV/0! | #DIV/0! | #DIV/0! | #DIV/0! | #DIV/0! |  |  |  | 150.6 | #DIV/0! | #DIV/0! | #DIV/0! | #DIV/0! | #DIV/0! | #DIV/0! | #DIV/0! | #DIV/0! | #DIV/0! | #DIV/0! | #DIV/0! | #DIV/0! | #DIV/0!
[15 empty] | 150.7 | 44.6612 | -79.5853 | 4248.7643 | 3463.3774 | 4248.7643 | 3463.3774 | 18.843 | 11.5199 | 1 | 1 | 4248.7643 | 3463.3774 |  |  |  |  | 150.7 | #DIV/0! | #DIV/0! | #DIV/0! | #DIV/0! | #DIV/0! | #DIV/0! | #DIV/0! | #DIV/0! | #DIV/0! | #DIV/0! | #DIV/0! | #DIV/0! | #DIV/0! |  |  |  | 150.7 | #DIV/0! | #DIV/0! | #DIV/0! | #DIV/0! | #DIV/0! | #DIV/0! | #DIV/0! | #DIV/0! | #DIV/0! | #DIV/0! | #DIV/0! | #DIV/0! | #DIV/0! |  |  |  | 150.7 | #DIV/0! | #DIV/0! | #DIV/0! | #DIV/0! | #DIV/0! | #DIV/0! | #DIV/0! | #DIV/0! | #DIV/0! | #DIV/0! | #DIV/0! | #DIV/0! | #DIV/0! |  |  |  | 150.7 | #DIV/0! | #DIV/0! | #DIV/0! | #DIV/0! | #DIV/0! | #DIV/0! | #DIV/0! | #DIV/0! | #DIV/0! | #DIV/0! | #DIV/0! | #DIV/0! | #DIV/0! |  |  |  | 150.7 | #DIV/0! | #DIV/0! | #DIV/0! | #DIV/0! | #DIV/0! | #DIV/0! | #DIV/0! | #DIV/0! | #DIV/0! | #DIV/0! | #DIV/0! | #DIV/0! | #DIV/0! |  |  |  | 150.7 | #DIV/0! | #DIV/0! | #DIV/0! | #DIV/0! | #DIV/0! | #DIV/0! | #DIV/0! | #DIV/0! | #DIV/0! | #DIV/0! | #DIV/0! | #DIV/0! | #DIV/0! |  |  |  | 150.7 | #DIV/0! | #DIV/0! | #DIV/0! | #DIV/0! | #DIV/0! | #DIV/0! | #DIV/0! | #DIV/0! | #DIV/0! | #DIV/0! | #DIV/0! | #DIV/0! | #DIV/0!
[15 empty] | 150.8 | 44.5222 | -79.6631 | 4249.5496 | 3462.854 | 4249.5496 | 3462.854 | 18.7879 | 11.4823 | 1 | 1 | 4249.5496 | 3462.854 |  |  |  |  | 150.8 | #DIV/0! | #DIV/0! | #DIV/0! | #DIV/0! | #DIV/0! | #DIV/0! | #DIV/0! | #DIV/0! | #DIV/0! | #DIV/0! | #DIV/0! | #DIV/0! | #DIV/0! |  |  |  | 150.8 | #DIV/0! | #DIV/0! | #DIV/0! | #DIV/0! | #DIV/0! | #DIV/0! | #DIV/0! | #DIV/0! | #DIV/0! | #DIV/0! | #DIV/0! | #DIV/0! | #DIV/0! |  |  |  | 150.8 | #DIV/0! | #DIV/0! | #DIV/0! | #DIV/0! | #DIV/0! | #DIV/0! | #DIV/0! | #DIV/0! | #DIV/0! | #DIV/0! | #DIV/0! | #DIV/0! | #DIV/0! |  |  |  | 150.8 | #DIV/0! | #DIV/0! | #DIV/0! | #DIV/0! | #DIV/0! | #DIV/0! | #DIV/0! | #DIV/0! | #DIV/0! | #DIV/0! | #DIV/0! | #DIV/0! | #DIV/0! |  |  |  | 150.8 | #DIV/0! | #DIV/0! | #DIV/0! | #DIV/0! | #DIV/0! | #DIV/0! | #DIV/0! | #DIV/0! | #DIV/0! | #DIV/0! | #DIV/0! | #DIV/0! | #DIV/0! |  |  |  | 150.8 | #DIV/0! | #DIV/0! | #DIV/0! | #DIV/0! | #DIV/0! | #DIV/0! | #DIV/0! | #DIV/0! | #DIV/0! | #DIV/0! | #DIV/0! | #DIV/0! | #DIV/0! |  |  |  | 150.8 | #DIV/0! | #DIV/0! | #DIV/0! | #DIV/0! | #DIV/0! | #DIV/0! | #DIV/0! | #DIV/0! | #DIV/0! | #DIV/0! | #DIV/0! | #DIV/0! | #DIV/0!
[15 empty] | 150.9 | 44.3831 | -79.7407 | 4250.3326 | 3462.3324 | 4250.3326 | 3462.3324 | 18.7326 | 11.4447 | 1 | 1 | 4250.3326 | 3462.3324 |  |  |  |  | 150.9 | #DIV/0! | #DIV/0! | #DIV/0! | #DIV/0! | #DIV/0! | #DIV/0! | #DIV/0! | #DIV/0! | #DIV/0! | #DIV/0! | #DIV/0! | #DIV/0! | #DIV/0! |  |  |  | 150.9 | #DIV/0! | #DIV/0! | #DIV/0! | #DIV/0! | #DIV/0! | #DIV/0! | #DIV/0! | #DIV/0! | #DIV/0! | #DIV/0! | #DIV/0! | #DIV/0! | #DIV/0! |  |  |  | 150.9 | #DIV/0! | #DIV/0! | #DIV/0! | #DIV/0! | #DIV/0! | #DIV/0! | #DIV/0! | #DIV/0! | #DIV/0! | #DIV/0! | #DIV/0! | #DIV/0! | #DIV/0! |  |  |  | 150.9 | #DIV/0! | #DIV/0! | #DIV/0! | #DIV/0! | #DIV/0! | #DIV/0! | #DIV/0! | #DIV/0! | #DIV/0! | #DIV/0! | #DIV/0! | #DIV/0! | #DIV/0! |  |  |  | 150.9 | #DIV/0! | #DIV/0! | #DIV/0! | #DIV/0! | #DIV/0! | #DIV/0! | #DIV/0! | #DIV/0! | #DIV/0! | #DIV/0! | #DIV/0! | #DIV/0! | #DIV/0! |  |  |  | 150.9 | #DIV/0! | #DIV/0! | #DIV/0! | #DIV/0! | #DIV/0! | #DIV/0! | #DIV/0! | #DIV/0! | #DIV/0! | #DIV/0! | #DIV/0! | #DIV/0! | #DIV/0! |  |  |  | 150.9 | #DIV/0! | #DIV/0! | #DIV/0! | #DIV/0! | #DIV/0! | #DIV/0! | #DIV/0! | #DIV/0! | #DIV/0! | #DIV/0! | #DIV/0! | #DIV/0! | #DIV/0!
[15 empty] | 151 | 44.2439 | -79.818 | 4251.1133 | 3461.8125 | 4251.1133 | 3461.8125 | 18.6773 | 11.4071 | 1 | 1 | 4251.1133 | 3461.8125 |  |  |  |  | 151 | #DIV/0! | #DIV/0! | #DIV/0! | #DIV/0! | #DIV/0! | #DIV/0! | #DIV/0! | #DIV/0! | #DIV/0! | #DIV/0! | #DIV/0! | #DIV/0! | #DIV/0! |  |  |  | 151 | #DIV/0! | #DIV/0! | #DIV/0! | #DIV/0! | #DIV/0! | #DIV/0! | #DIV/0! | #DIV/0! | #DIV/0! | #DIV/0! | #DIV/0! | #DIV/0! | #DIV/0! |  |  |  | 151 | #DIV/0! | #DIV/0! | #DIV/0! | #DIV/0! | #DIV/0! | #DIV/0! | #DIV/0! | #DIV/0! | #DIV/0! | #DIV/0! | #DIV/0! | #DIV/0! | #DIV/0! |  |  |  | 151 | #DIV/0! | #DIV/0! | #DIV/0! | #DIV/0! | #DIV/0! | #DIV/0! | #DIV/0! | #DIV/0! | #DIV/0! | #DIV/0! | #DIV/0! | #DIV/0! | #DIV/0! |  |  |  | 151 | #DIV/0! | #DIV/0! | #DIV/0! | #DIV/0! | #DIV/0! | #DIV/0! | #DIV/0! | #DIV/0! | #DIV/0! | #DIV/0! | #DIV/0! | #DIV/0! | #DIV/0! |  |  |  | 151 | #DIV/0! | #DIV/0! | #DIV/0! | #DIV/0! | #DIV/0! | #DIV/0! | #DIV/0! | #DIV/0! | #DIV/0! | #DIV/0! | #DIV/0! | #DIV/0! | #DIV/0! |  |  |  | 151 | #DIV/0! | #DIV/0! | #DIV/0! | #DIV/0! | #DIV/0! | #DIV/0! | #DIV/0! | #DIV/0! | #DIV/0! | #DIV/0! | #DIV/0! | #DIV/0! | #DIV/0!
[15 empty] | 151.1 | 44.1045 | -79.8951 | 4251.8916 | 3461.2944 | 4251.8916 | 3461.2944 | 18.6218 | 11.3695 | 1 | 1 | 4251.8916 | 3461.2944 |  |  |  |  | 151.1 | #DIV/0! | #DIV/0! | #DIV/0! | #DIV/0! | #DIV/0! | #DIV/0! | #DIV/0! | #DIV/0! | #DIV/0! | #DIV/0! | #DIV/0! | #DIV/0! | #DIV/0! |  |  |  | 151.1 | #DIV/0! | #DIV/0! | #DIV/0! | #DIV/0! | #DIV/0! | #DIV/0! | #DIV/0! | #DIV/0! | #DIV/0! | #DIV/0! | #DIV/0! | #DIV/0! | #DIV/0! |  |  |  | 151.1 | #DIV/0! | #DIV/0! | #DIV/0! | #DIV/0! | #DIV/0! | #DIV/0! | #DIV/0! | #DIV/0! | #DIV/0! | #DIV/0! | #DIV/0! | #DIV/0! | #DIV/0! |  |  |  | 151.1 | #DIV/0! | #DIV/0! | #DIV/0! | #DIV/0! | #DIV/0! | #DIV/0! | #DIV/0! | #DIV/0! | #DIV/0! | #DIV/0! | #DIV/0! | #DIV/0! | #DIV/0! |  |  |  | 151.1 | #DIV/0! | #DIV/0! | #DIV/0! | #DIV/0! | #DIV/0! | #DIV/0! | #DIV/0! | #DIV/0! | #DIV/0! | #DIV/0! | #DIV/0! | #DIV/0! | #DIV/0! |  |  |  | 151.1 | #DIV/0! | #DIV/0! | #DIV/0! | #DIV/0! | #DIV/0! | #DIV/0! | #DIV/0! | #DIV/0! | #DIV/0! | #DIV/0! | #DIV/0! | #DIV/0! | #DIV/0! |  |  |  | 151.1 | #DIV/0! | #DIV/0! | #DIV/0! | #DIV/0! | #DIV/0! | #DIV/0! | #DIV/0! | #DIV/0! | #DIV/0! | #DIV/0! | #DIV/0! | #DIV/0! | #DIV/0!
[15 empty] | 151.2 | 43.965 | -79.972 | 4252.6677 | 3460.778 | 4252.6677 | 3460.778 | 18.5663 | 11.3318 | 1 | 1 | 4252.6677 | 3460.778 |  |  |  |  | 151.2 | #DIV/0! | #DIV/0! | #DIV/0! | #DIV/0! | #DIV/0! | #DIV/0! | #DIV/0! | #DIV/0! | #DIV/0! | #DIV/0! | #DIV/0! | #DIV/0! | #DIV/0! |  |  |  | 151.2 | #DIV/0! | #DIV/0! | #DIV/0! | #DIV/0! | #DIV/0! | #DIV/0! | #DIV/0! | #DIV/0! | #DIV/0! | #DIV/0! | #DIV/0! | #DIV/0! | #DIV/0! |  |  |  | 151.2 | #DIV/0! | #DIV/0! | #DIV/0! | #DIV/0! | #DIV/0! | #DIV/0! | #DIV/0! | #DIV/0! | #DIV/0! | #DIV/0! | #DIV/0! | #DIV/0! | #DIV/0! |  |  |  | 151.2 | #DIV/0! | #DIV/0! | #DIV/0! | #DIV/0! | #DIV/0! | #DIV/0! | #DIV/0! | #DIV/0! | #DIV/0! | #DIV/0! | #DIV/0! | #DIV/0! | #DIV/0! |  |  |  | 151.2 | #DIV/0! | #DIV/0! | #DIV/0! | #DIV/0! | #DIV/0! | #DIV/0! | #DIV/0! | #DIV/0! | #DIV/0! | #DIV/0! | #DIV/0! | #DIV/0! | #DIV/0! |  |  |  | 151.2 | #DIV/0! | #DIV/0! | #DIV/0! | #DIV/0! | #DIV/0! | #DIV/0! | #DIV/0! | #DIV/0! | #DIV/0! | #DIV/0! | #DIV/0! | #DIV/0! | #DIV/0! |  |  |  | 151.2 | #DIV/0! | #DIV/0! | #DIV/0! | #DIV/0! | #DIV/0! | #DIV/0! | #DIV/0! | #DIV/0! | #DIV/0! | #DIV/0! | #DIV/0! | #DIV/0! | #DIV/0!
[15 empty] | 151.3 | 43.8253 | -80.0486 | 4253.4414 | 3460.2633 | 4253.4414 | 3460.2633 | 18.5107 | 11.2941 | 1 | 1 | 4253.4414 | 3460.2633 |  |  |  |  | 151.3 | #DIV/0! | #DIV/0! | #DIV/0! | #DIV/0! | #DIV/0! | #DIV/0! | #DIV/0! | #DIV/0! | #DIV/0! | #DIV/0! | #DIV/0! | #DIV/0! | #DIV/0! |  |  |  | 151.3 | #DIV/0! | #DIV/0! | #DIV/0! | #DIV/0! | #DIV/0! | #DIV/0! | #DIV/0! | #DIV/0! | #DIV/0! | #DIV/0! | #DIV/0! | #DIV/0! | #DIV/0! |  |  |  | 151.3 | #DIV/0! | #DIV/0! | #DIV/0! | #DIV/0! | #DIV/0! | #DIV/0! | #DIV/0! | #DIV/0! | #DIV/0! | #DIV/0! | #DIV/0! | #DIV/0! | #DIV/0! |  |  |  | 151.3 | #DIV/0! | #DIV/0! | #DIV/0! | #DIV/0! | #DIV/0! | #DIV/0! | #DIV/0! | #DIV/0! | #DIV/0! | #DIV/0! | #DIV/0! | #DIV/0! | #DIV/0! |  |  |  | 151.3 | #DIV/0! | #DIV/0! | #DIV/0! | #DIV/0! | #DIV/0! | #DIV/0! | #DIV/0! | #DIV/0! | #DIV/0! | #DIV/0! | #DIV/0! | #DIV/0! | #DIV/0! |  |  |  | 151.3 | #DIV/0! | #DIV/0! | #DIV/0! | #DIV/0! | #DIV/0! | #DIV/0! | #DIV/0! | #DIV/0! | #DIV/0! | #DIV/0! | #DIV/0! | #DIV/0! | #DIV/0! |  |  |  | 151.3 | #DIV/0! | #DIV/0! | #DIV/0! | #DIV/0! | #DIV/0! | #DIV/0! | #DIV/0! | #DIV/0! | #DIV/0! | #DIV/0! | #DIV/0! | #DIV/0! | #DIV/0!
[15 empty] | 151.4 | 43.6855 | -80.125 | 4254.2127 | 3459.7504 | 4254.2127 | 3459.7504 | 18.455 | 11.2565 | 1 | 1 | 4254.2127 | 3459.7504 |  |  |  |  | 151.4 | #DIV/0! | #DIV/0! | #DIV/0! | #DIV/0! | #DIV/0! | #DIV/0! | #DIV/0! | #DIV/0! | #DIV/0! | #DIV/0! | #DIV/0! | #DIV/0! | #DIV/0! |  |  |  | 151.4 | #DIV/0! | #DIV/0! | #DIV/0! | #DIV/0! | #DIV/0! | #DIV/0! | #DIV/0! | #DIV/0! | #DIV/0! | #DIV/0! | #DIV/0! | #DIV/0! | #DIV/0! |  |  |  | 151.4 | #DIV/0! | #DIV/0! | #DIV/0! | #DIV/0! | #DIV/0! | #DIV/0! | #DIV/0! | #DIV/0! | #DIV/0! | #DIV/0! | #DIV/0! | #DIV/0! | #DIV/0! |  |  |  | 151.4 | #DIV/0! | #DIV/0! | #DIV/0! | #DIV/0! | #DIV/0! | #DIV/0! | #DIV/0! | #DIV/0! | #DIV/0! | #DIV/0! | #DIV/0! | #DIV/0! | #DIV/0! |  |  |  | 151.4 | #DIV/0! | #DIV/0! | #DIV/0! | #DIV/0! | #DIV/0! | #DIV/0! | #DIV/0! | #DIV/0! | #DIV/0! | #DIV/0! | #DIV/0! | #DIV/0! | #DIV/0! |  |  |  | 151.4 | #DIV/0! | #DIV/0! | #DIV/0! | #DIV/0! | #DIV/0! | #DIV/0! | #DIV/0! | #DIV/0! | #DIV/0! | #DIV/0! | #DIV/0! | #DIV/0! | #DIV/0! |  |  |  | 151.4 | #DIV/0! | #DIV/0! | #DIV/0! | #DIV/0! | #DIV/0! | #DIV/0! | #DIV/0! | #DIV/0! | #DIV/0! | #DIV/0! | #DIV/0! | #DIV/0! | #DIV/0!
[15 empty] | 151.5 | 43.5456 | -80.2011 | 4254.9817 | 3459.2393 | 4254.9817 | 3459.2393 | 18.3993 | 11.2187 | 1 | 1 | 4254.9817 | 3459.2393 |  |  |  |  | 151.5 | #DIV/0! | #DIV/0! | #DIV/0! | #DIV/0! | #DIV/0! | #DIV/0! | #DIV/0! | #DIV/0! | #DIV/0! | #DIV/0! | #DIV/0! | #DIV/0! | #DIV/0! |  |  |  | 151.5 | #DIV/0! | #DIV/0! | #DIV/0! | #DIV/0! | #DIV/0! | #DIV/0! | #DIV/0! | #DIV/0! | #DIV/0! | #DIV/0! | #DIV/0! | #DIV/0! | #DIV/0! |  |  |  | 151.5 | #DIV/0! | #DIV/0! | #DIV/0! | #DIV/0! | #DIV/0! | #DIV/0! | #DIV/0! | #DIV/0! | #DIV/0! | #DIV/0! | #DIV/0! | #DIV/0! | #DIV/0! |  |  |  | 151.5 | #DIV/0! | #DIV/0! | #DIV/0! | #DIV/0! | #DIV/0! | #DIV/0! | #DIV/0! | #DIV/0! | #DIV/0! | #DIV/0! | #DIV/0! | #DIV/0! | #DIV/0! |  |  |  | 151.5 | #DIV/0! | #DIV/0! | #DIV/0! | #DIV/0! | #DIV/0! | #DIV/0! | #DIV/0! | #DIV/0! | #DIV/0! | #DIV/0! | #DIV/0! | #DIV/0! | #DIV/0! |  |  |  | 151.5 | #DIV/0! | #DIV/0! | #DIV/0! | #DIV/0! | #DIV/0! | #DIV/0! | #DIV/0! | #DIV/0! | #DIV/0! | #DIV/0! | #DIV/0! | #DIV/0! | #DIV/0! |  |  |  | 151.5 | #DIV/0! | #DIV/0! | #DIV/0! | #DIV/0! | #DIV/0! | #DIV/0! | #DIV/0! | #DIV/0! | #DIV/0! | #DIV/0! | #DIV/0! | #DIV/0! | #DIV/0!
[15 empty] | 151.6 | 43.4056 | -80.277 | 4255.7484 | 3458.7299 | 4255.7484 | 3458.7299 | 18.3434 | 11.181 | 1 | 1 | 4255.7484 | 3458.7299 |  |  |  |  | 151.6 | #DIV/0! | #DIV/0! | #DIV/0! | #DIV/0! | #DIV/0! | #DIV/0! | #DIV/0! | #DIV/0! | #DIV/0! | #DIV/0! | #DIV/0! | #DIV/0! | #DIV/0! |  |  |  | 151.6 | #DIV/0! | #DIV/0! | #DIV/0! | #DIV/0! | #DIV/0! | #DIV/0! | #DIV/0! | #DIV/0! | #DIV/0! | #DIV/0! | #DIV/0! | #DIV/0! | #DIV/0! |  |  |  | 151.6 | #DIV/0! | #DIV/0! | #DIV/0! | #DIV/0! | #DIV/0! | #DIV/0! | #DIV/0! | #DIV/0! | #DIV/0! | #DIV/0! | #DIV/0! | #DIV/0! | #DIV/0! |  |  |  | 151.6 | #DIV/0! | #DIV/0! | #DIV/0! | #DIV/0! | #DIV/0! | #DIV/0! | #DIV/0! | #DIV/0! | #DIV/0! | #DIV/0! | #DIV/0! | #DIV/0! | #DIV/0! |  |  |  | 151.6 | #DIV/0! | #DIV/0! | #DIV/0! | #DIV/0! | #DIV/0! | #DIV/0! | #DIV/0! | #DIV/0! | #DIV/0! | #DIV/0! | #DIV/0! | #DIV/0! | #DIV/0! |  |  |  | 151.6 | #DIV/0! | #DIV/0! | #DIV/0! | #DIV/0! | #DIV/0! | #DIV/0! | #DIV/0! | #DIV/0! | #DIV/0! | #DIV/0! | #DIV/0! | #DIV/0! | #DIV/0! |  |  |  | 151.6 | #DIV/0! | #DIV/0! | #DIV/0! | #DIV/0! | #DIV/0! | #DIV/0! | #DIV/0! | #DIV/0! | #DIV/0! | #DIV/0! | #DIV/0! | #DIV/0! | #DIV/0!
[15 empty] | 151.7 | 43.2654 | -80.3526 | 4256.5127 | 3458.2222 | 4256.5127 | 3458.2222 | 18.2874 | 11.1433 | 1 | 1 | 4256.5127 | 3458.2222 |  |  |  |  | 151.7 | #DIV/0! | #DIV/0! | #DIV/0! | #DIV/0! | #DIV/0! | #DIV/0! | #DIV/0! | #DIV/0! | #DIV/0! | #DIV/0! | #DIV/0! | #DIV/0! | #DIV/0! |  |  |  | 151.7 | #DIV/0! | #DIV/0! | #DIV/0! | #DIV/0! | #DIV/0! | #DIV/0! | #DIV/0! | #DIV/0! | #DIV/0! | #DIV/0! | #DIV/0! | #DIV/0! | #DIV/0! |  |  |  | 151.7 | #DIV/0! | #DIV/0! | #DIV/0! | #DIV/0! | #DIV/0! | #DIV/0! | #DIV/0! | #DIV/0! | #DIV/0! | #DIV/0! | #DIV/0! | #DIV/0! | #DIV/0! |  |  |  | 151.7 | #DIV/0! | #DIV/0! | #DIV/0! | #DIV/0! | #DIV/0! | #DIV/0! | #DIV/0! | #DIV/0! | #DIV/0! | #DIV/0! | #DIV/0! | #DIV/0! | #DIV/0! |  |  |  | 151.7 | #DIV/0! | #DIV/0! | #DIV/0! | #DIV/0! | #DIV/0! | #DIV/0! | #DIV/0! | #DIV/0! | #DIV/0! | #DIV/0! | #DIV/0! | #DIV/0! | #DIV/0! |  |  |  | 151.7 | #DIV/0! | #DIV/0! | #DIV/0! | #DIV/0! | #DIV/0! | #DIV/0! | #DIV/0! | #DIV/0! | #DIV/0! | #DIV/0! | #DIV/0! | #DIV/0! | #DIV/0! |  |  |  | 151.7 | #DIV/0! | #DIV/0! | #DIV/0! | #DIV/0! | #DIV/0! | #DIV/0! | #DIV/0! | #DIV/0! | #DIV/0! | #DIV/0! | #DIV/0! | #DIV/0! | #DIV/0!
[15 empty] | 151.8 | 43.1251 | -80.428 | 4257.2747 | 3457.7163 | 4257.2747 | 3457.7163 | 18.2314 | 11.1055 | 1 | 1 | 4257.2747 | 3457.7163 |  |  |  |  | 151.8 | #DIV/0! | #DIV/0! | #DIV/0! | #DIV/0! | #DIV/0! | #DIV/0! | #DIV/0! | #DIV/0! | #DIV/0! | #DIV/0! | #DIV/0! | #DIV/0! | #DIV/0! |  |  |  | 151.8 | #DIV/0! | #DIV/0! | #DIV/0! | #DIV/0! | #DIV/0! | #DIV/0! | #DIV/0! | #DIV/0! | #DIV/0! | #DIV/0! | #DIV/0! | #DIV/0! | #DIV/0! |  |  |  | 151.8 | #DIV/0! | #DIV/0! | #DIV/0! | #DIV/0! | #DIV/0! | #DIV/0! | #DIV/0! | #DIV/0! | #DIV/0! | #DIV/0! | #DIV/0! | #DIV/0! | #DIV/0! |  |  |  | 151.8 | #DIV/0! | #DIV/0! | #DIV/0! | #DIV/0! | #DIV/0! | #DIV/0! | #DIV/0! | #DIV/0! | #DIV/0! | #DIV/0! | #DIV/0! | #DIV/0! | #DIV/0! |  |  |  | 151.8 | #DIV/0! | #DIV/0! | #DIV/0! | #DIV/0! | #DIV/0! | #DIV/0! | #DIV/0! | #DIV/0! | #DIV/0! | #DIV/0! | #DIV/0! | #DIV/0! | #DIV/0! |  |  |  | 151.8 | #DIV/0! | #DIV/0! | #DIV/0! | #DIV/0! | #DIV/0! | #DIV/0! | #DIV/0! | #DIV/0! | #DIV/0! | #DIV/0! | #DIV/0! | #DIV/0! | #DIV/0! |  |  |  | 151.8 | #DIV/0! | #DIV/0! | #DIV/0! | #DIV/0! | #DIV/0! | #DIV/0! | #DIV/0! | #DIV/0! | #DIV/0! | #DIV/0! | #DIV/0! | #DIV/0! | #DIV/0!
[15 empty] | 151.9 | 42.9847 | -80.5031 | 4258.0343 | 3457.2121 | 4258.0343 | 3457.2121 | 18.1753 | 11.0677 | 1 | 1 | 4258.0343 | 3457.2121 |  |  |  |  | 151.9 | #DIV/0! | #DIV/0! | #DIV/0! | #DIV/0! | #DIV/0! | #DIV/0! | #DIV/0! | #DIV/0! | #DIV/0! | #DIV/0! | #DIV/0! | #DIV/0! | #DIV/0! |  |  |  | 151.9 | #DIV/0! | #DIV/0! | #DIV/0! | #DIV/0! | #DIV/0! | #DIV/0! | #DIV/0! | #DIV/0! | #DIV/0! | #DIV/0! | #DIV/0! | #DIV/0! | #DIV/0! |  |  |  | 151.9 | #DIV/0! | #DIV/0! | #DIV/0! | #DIV/0! | #DIV/0! | #DIV/0! | #DIV/0! | #DIV/0! | #DIV/0! | #DIV/0! | #DIV/0! | #DIV/0! | #DIV/0! |  |  |  | 151.9 | #DIV/0! | #DIV/0! | #DIV/0! | #DIV/0! | #DIV/0! | #DIV/0! | #DIV/0! | #DIV/0! | #DIV/0! | #DIV/0! | #DIV/0! | #DIV/0! | #DIV/0! |  |  |  | 151.9 | #DIV/0! | #DIV/0! | #DIV/0! | #DIV/0! | #DIV/0! | #DIV/0! | #DIV/0! | #DIV/0! | #DIV/0! | #DIV/0! | #DIV/0! | #DIV/0! | #DIV/0! |  |  |  | 151.9 | #DIV/0! | #DIV/0! | #DIV/0! | #DIV/0! | #DIV/0! | #DIV/0! | #DIV/0! | #DIV/0! | #DIV/0! | #DIV/0! | #DIV/0! | #DIV/0! | #DIV/0! |  |  |  | 151.9 | #DIV/0! | #DIV/0! | #DIV/0! | #DIV/0! | #DIV/0! | #DIV/0! | #DIV/0! | #DIV/0! | #DIV/0! | #DIV/0! | #DIV/0! | #DIV/0! | #DIV/0!
[15 empty] | 152 | 42.8441 | -80.578 | 4258.7915 | 3456.7097 | 4258.7915 | 3456.7097 | 18.119 | 11.0299 | 1 | 1 | 4258.7915 | 3456.7097 |  |  |  |  | 152 | #DIV/0! | #DIV/0! | #DIV/0! | #DIV/0! | #DIV/0! | #DIV/0! | #DIV/0! | #DIV/0! | #DIV/0! | #DIV/0! | #DIV/0! | #DIV/0! | #DIV/0! |  |  |  | 152 | #DIV/0! | #DIV/0! | #DIV/0! | #DIV/0! | #DIV/0! | #DIV/0! | #DIV/0! | #DIV/0! | #DIV/0! | #DIV/0! | #DIV/0! | #DIV/0! | #DIV/0! |  |  |  | 152 | #DIV/0! | #DIV/0! | #DIV/0! | #DIV/0! | #DIV/0! | #DIV/0! | #DIV/0! | #DIV/0! | #DIV/0! | #DIV/0! | #DIV/0! | #DIV/0! | #DIV/0! |  |  |  | 152 | #DIV/0! | #DIV/0! | #DIV/0! | #DIV/0! | #DIV/0! | #DIV/0! | #DIV/0! | #DIV/0! | #DIV/0! | #DIV/0! | #DIV/0! | #DIV/0! | #DIV/0! |  |  |  | 152 | #DIV/0! | #DIV/0! | #DIV/0! | #DIV/0! | #DIV/0! | #DIV/0! | #DIV/0! | #DIV/0! | #DIV/0! | #DIV/0! | #DIV/0! | #DIV/0! | #DIV/0! |  |  |  | 152 | #DIV/0! | #DIV/0! | #DIV/0! | #DIV/0! | #DIV/0! | #DIV/0! | #DIV/0! | #DIV/0! | #DIV/0! | #DIV/0! | #DIV/0! | #DIV/0! | #DIV/0! |  |  |  | 152 | #DIV/0! | #DIV/0! | #DIV/0! | #DIV/0! | #DIV/0! | #DIV/0! | #DIV/0! | #DIV/0! | #DIV/0! | #DIV/0! | #DIV/0! | #DIV/0! | #DIV/0!
[15 empty] | 152.1 | 42.7034 | -80.6527 | 4259.5464 | 3456.2091 | 4259.5464 | 3456.2091 | 18.0627 | 10.9921 | 1 | 1 | 4259.5464 | 3456.2091 |  |  |  |  | 152.1 | #DIV/0! | #DIV/0! | #DIV/0! | #DIV/0! | #DIV/0! | #DIV/0! | #DIV/0! | #DIV/0! | #DIV/0! | #DIV/0! | #DIV/0! | #DIV/0! | #DIV/0! |  |  |  | 152.1 | #DIV/0! | #DIV/0! | #DIV/0! | #DIV/0! | #DIV/0! | #DIV/0! | #DIV/0! | #DIV/0! | #DIV/0! | #DIV/0! | #DIV/0! | #DIV/0! | #DIV/0! |  |  |  | 152.1 | #DIV/0! | #DIV/0! | #DIV/0! | #DIV/0! | #DIV/0! | #DIV/0! | #DIV/0! | #DIV/0! | #DIV/0! | #DIV/0! | #DIV/0! | #DIV/0! | #DIV/0! |  |  |  | 152.1 | #DIV/0! | #DIV/0! | #DIV/0! | #DIV/0! | #DIV/0! | #DIV/0! | #DIV/0! | #DIV/0! | #DIV/0! | #DIV/0! | #DIV/0! | #DIV/0! | #DIV/0! |  |  |  | 152.1 | #DIV/0! | #DIV/0! | #DIV/0! | #DIV/0! | #DIV/0! | #DIV/0! | #DIV/0! | #DIV/0! | #DIV/0! | #DIV/0! | #DIV/0! | #DIV/0! | #DIV/0! |  |  |  | 152.1 | #DIV/0! | #DIV/0! | #DIV/0! | #DIV/0! | #DIV/0! | #DIV/0! | #DIV/0! | #DIV/0! | #DIV/0! | #DIV/0! | #DIV/0! | #DIV/0! | #DIV/0! |  |  |  | 152.1 | #DIV/0! | #DIV/0! | #DIV/0! | #DIV/0! | #DIV/0! | #DIV/0! | #DIV/0! | #DIV/0! | #DIV/0! | #DIV/0! | #DIV/0! | #DIV/0! | #DIV/0!
[15 empty] | 152.2 | 42.5626 | -80.7271 | 4260.2989 | 3455.7102 | 4260.2989 | 3455.7102 | 18.0064 | 10.9543 | 1 | 1 | 4260.2989 | 3455.7102 |  |  |  |  | 152.2 | #DIV/0! | #DIV/0! | #DIV/0! | #DIV/0! | #DIV/0! | #DIV/0! | #DIV/0! | #DIV/0! | #DIV/0! | #DIV/0! | #DIV/0! | #DIV/0! | #DIV/0! |  |  |  | 152.2 | #DIV/0! | #DIV/0! | #DIV/0! | #DIV/0! | #DIV/0! | #DIV/0! | #DIV/0! | #DIV/0! | #DIV/0! | #DIV/0! | #DIV/0! | #DIV/0! | #DIV/0! |  |  |  | 152.2 | #DIV/0! | #DIV/0! | #DIV/0! | #DIV/0! | #DIV/0! | #DIV/0! | #DIV/0! | #DIV/0! | #DIV/0! | #DIV/0! | #DIV/0! | #DIV/0! | #DIV/0! |  |  |  | 152.2 | #DIV/0! | #DIV/0! | #DIV/0! | #DIV/0! | #DIV/0! | #DIV/0! | #DIV/0! | #DIV/0! | #DIV/0! | #DIV/0! | #DIV/0! | #DIV/0! | #DIV/0! |  |  |  | 152.2 | #DIV/0! | #DIV/0! | #DIV/0! | #DIV/0! | #DIV/0! | #DIV/0! | #DIV/0! | #DIV/0! | #DIV/0! | #DIV/0! | #DIV/0! | #DIV/0! | #DIV/0! |  |  |  | 152.2 | #DIV/0! | #DIV/0! | #DIV/0! | #DIV/0! | #DIV/0! | #DIV/0! | #DIV/0! | #DIV/0! | #DIV/0! | #DIV/0! | #DIV/0! | #DIV/0! | #DIV/0! |  |  |  | 152.2 | #DIV/0! | #DIV/0! | #DIV/0! | #DIV/0! | #DIV/0! | #DIV/0! | #DIV/0! | #DIV/0! | #DIV/0! | #DIV/0! | #DIV/0! | #DIV/0! | #DIV/0!
[15 empty] | 152.3 | 42.4216 | -80.8013 | 4261.0491 | 3455.2131 | 4261.0491 | 3455.2131 | 17.9499 | 10.9164 | 1 | 1 | 4261.0491 | 3455.2131 |  |  |  |  | 152.3 | #DIV/0! | #DIV/0! | #DIV/0! | #DIV/0! | #DIV/0! | #DIV/0! | #DIV/0! | #DIV/0! | #DIV/0! | #DIV/0! | #DIV/0! | #DIV/0! | #DIV/0! |  |  |  | 152.3 | #DIV/0! | #DIV/0! | #DIV/0! | #DIV/0! | #DIV/0! | #DIV/0! | #DIV/0! | #DIV/0! | #DIV/0! | #DIV/0! | #DIV/0! | #DIV/0! | #DIV/0! |  |  |  | 152.3 | #DIV/0! | #DIV/0! | #DIV/0! | #DIV/0! | #DIV/0! | #DIV/0! | #DIV/0! | #DIV/0! | #DIV/0! | #DIV/0! | #DIV/0! | #DIV/0! | #DIV/0! |  |  |  | 152.3 | #DIV/0! | #DIV/0! | #DIV/0! | #DIV/0! | #DIV/0! | #DIV/0! | #DIV/0! | #DIV/0! | #DIV/0! | #DIV/0! | #DIV/0! | #DIV/0! | #DIV/0! |  |  |  | 152.3 | #DIV/0! | #DIV/0! | #DIV/0! | #DIV/0! | #DIV/0! | #DIV/0! | #DIV/0! | #DIV/0! | #DIV/0! | #DIV/0! | #DIV/0! | #DIV/0! | #DIV/0! |  |  |  | 152.3 | #DIV/0! | #DIV/0! | #DIV/0! | #DIV/0! | #DIV/0! | #DIV/0! | #DIV/0! | #DIV/0! | #DIV/0! | #DIV/0! | #DIV/0! | #DIV/0! | #DIV/0! |  |  |  | 152.3 | #DIV/0! | #DIV/0! | #DIV/0! | #DIV/0! | #DIV/0! | #DIV/0! | #DIV/0! | #DIV/0! | #DIV/0! | #DIV/0! | #DIV/0! | #DIV/0! | #DIV/0!
[15 empty] | 152.4 | 42.2805 | -80.8752 | 4261.7969 | 3454.7177 | 4261.7969 | 3454.7177 | 17.8933 | 10.8786 | 1 | 1 | 4261.7969 | 3454.7177 |  |  |  |  | 152.4 | #DIV/0! | #DIV/0! | #DIV/0! | #DIV/0! | #DIV/0! | #DIV/0! | #DIV/0! | #DIV/0! | #DIV/0! | #DIV/0! | #DIV/0! | #DIV/0! | #DIV/0! |  |  |  | 152.4 | #DIV/0! | #DIV/0! | #DIV/0! | #DIV/0! | #DIV/0! | #DIV/0! | #DIV/0! | #DIV/0! | #DIV/0! | #DIV/0! | #DIV/0! | #DIV/0! | #DIV/0! |  |  |  | 152.4 | #DIV/0! | #DIV/0! | #DIV/0! | #DIV/0! | #DIV/0! | #DIV/0! | #DIV/0! | #DIV/0! | #DIV/0! | #DIV/0! | #DIV/0! | #DIV/0! | #DIV/0! |  |  |  | 152.4 | #DIV/0! | #DIV/0! | #DIV/0! | #DIV/0! | #DIV/0! | #DIV/0! | #DIV/0! | #DIV/0! | #DIV/0! | #DIV/0! | #DIV/0! | #DIV/0! | #DIV/0! |  |  |  | 152.4 | #DIV/0! | #DIV/0! | #DIV/0! | #DIV/0! | #DIV/0! | #DIV/0! | #DIV/0! | #DIV/0! | #DIV/0! | #DIV/0! | #DIV/0! | #DIV/0! | #DIV/0! |  |  |  | 152.4 | #DIV/0! | #DIV/0! | #DIV/0! | #DIV/0! | #DIV/0! | #DIV/0! | #DIV/0! | #DIV/0! | #DIV/0! | #DIV/0! | #DIV/0! | #DIV/0! | #DIV/0! |  |  |  | 152.4 | #DIV/0! | #DIV/0! | #DIV/0! | #DIV/0! | #DIV/0! | #DIV/0! | #DIV/0! | #DIV/0! | #DIV/0! | #DIV/0! | #DIV/0! | #DIV/0! | #DIV/0!
[15 empty] | 152.5 | 42.1393 | -80.9488 | 4262.5423 | 3454.224 | 4262.5423 | 3454.224 | 17.8367 | 10.8407 | 1 | 1 | 4262.5423 | 3454.224 |  |  |  |  | 152.5 | #DIV/0! | #DIV/0! | #DIV/0! | #DIV/0! | #DIV/0! | #DIV/0! | #DIV/0! | #DIV/0! | #DIV/0! | #DIV/0! | #DIV/0! | #DIV/0! | #DIV/0! |  |  |  | 152.5 | #DIV/0! | #DIV/0! | #DIV/0! | #DIV/0! | #DIV/0! | #DIV/0! | #DIV/0! | #DIV/0! | #DIV/0! | #DIV/0! | #DIV/0! | #DIV/0! | #DIV/0! |  |  |  | 152.5 | #DIV/0! | #DIV/0! | #DIV/0! | #DIV/0! | #DIV/0! | #DIV/0! | #DIV/0! | #DIV/0! | #DIV/0! | #DIV/0! | #DIV/0! | #DIV/0! | #DIV/0! |  |  |  | 152.5 | #DIV/0! | #DIV/0! | #DIV/0! | #DIV/0! | #DIV/0! | #DIV/0! | #DIV/0! | #DIV/0! | #DIV/0! | #DIV/0! | #DIV/0! | #DIV/0! | #DIV/0! |  |  |  | 152.5 | #DIV/0! | #DIV/0! | #DIV/0! | #DIV/0! | #DIV/0! | #DIV/0! | #DIV/0! | #DIV/0! | #DIV/0! | #DIV/0! | #DIV/0! | #DIV/0! | #DIV/0! |  |  |  | 152.5 | #DIV/0! | #DIV/0! | #DIV/0! | #DIV/0! | #DIV/0! | #DIV/0! | #DIV/0! | #DIV/0! | #DIV/0! | #DIV/0! | #DIV/0! | #DIV/0! | #DIV/0! |  |  |  | 152.5 | #DIV/0! | #DIV/0! | #DIV/0! | #DIV/0! | #DIV/0! | #DIV/0! | #DIV/0! | #DIV/0! | #DIV/0! | #DIV/0! | #DIV/0! | #DIV/0! | #DIV/0!
[15 empty] | 152.6 | 41.998 | -81.0223 | 4263.2853 | 3453.7322 | 4263.2853 | 3453.7322 | 17.7799 | 10.8028 | 1 | 1 | 4263.2853 | 3453.7322 |  |  |  |  | 152.6 | #DIV/0! | #DIV/0! | #DIV/0! | #DIV/0! | #DIV/0! | #DIV/0! | #DIV/0! | #DIV/0! | #DIV/0! | #DIV/0! | #DIV/0! | #DIV/0! | #DIV/0! |  |  |  | 152.6 | #DIV/0! | #DIV/0! | #DIV/0! | #DIV/0! | #DIV/0! | #DIV/0! | #DIV/0! | #DIV/0! | #DIV/0! | #DIV/0! | #DIV/0! | #DIV/0! | #DIV/0! |  |  |  | 152.6 | #DIV/0! | #DIV/0! | #DIV/0! | #DIV/0! | #DIV/0! | #DIV/0! | #DIV/0! | #DIV/0! | #DIV/0! | #DIV/0! | #DIV/0! | #DIV/0! | #DIV/0! |  |  |  | 152.6 | #DIV/0! | #DIV/0! | #DIV/0! | #DIV/0! | #DIV/0! | #DIV/0! | #DIV/0! | #DIV/0! | #DIV/0! | #DIV/0! | #DIV/0! | #DIV/0! | #DIV/0! |  |  |  | 152.6 | #DIV/0! | #DIV/0! | #DIV/0! | #DIV/0! | #DIV/0! | #DIV/0! | #DIV/0! | #DIV/0! | #DIV/0! | #DIV/0! | #DIV/0! | #DIV/0! | #DIV/0! |  |  |  | 152.6 | #DIV/0! | #DIV/0! | #DIV/0! | #DIV/0! | #DIV/0! | #DIV/0! | #DIV/0! | #DIV/0! | #DIV/0! | #DIV/0! | #DIV/0! | #DIV/0! | #DIV/0! |  |  |  | 152.6 | #DIV/0! | #DIV/0! | #DIV/0! | #DIV/0! | #DIV/0! | #DIV/0! | #DIV/0! | #DIV/0! | #DIV/0! | #DIV/0! | #DIV/0! | #DIV/0! | #DIV/0!
[15 empty] | 152.7 | 41.8565 | -81.0954 | 4264.026 | 3453.242 | 4264.026 | 3453.242 | 17.7231 | 10.7649 | 1 | 1 | 4264.026 | 3453.242 |  |  |  |  | 152.7 | #DIV/0! | #DIV/0! | #DIV/0! | #DIV/0! | #DIV/0! | #DIV/0! | #DIV/0! | #DIV/0! | #DIV/0! | #DIV/0! | #DIV/0! | #DIV/0! | #DIV/0! |  |  |  | 152.7 | #DIV/0! | #DIV/0! | #DIV/0! | #DIV/0! | #DIV/0! | #DIV/0! | #DIV/0! | #DIV/0! | #DIV/0! | #DIV/0! | #DIV/0! | #DIV/0! | #DIV/0! |  |  |  | 152.7 | #DIV/0! | #DIV/0! | #DIV/0! | #DIV/0! | #DIV/0! | #DIV/0! | #DIV/0! | #DIV/0! | #DIV/0! | #DIV/0! | #DIV/0! | #DIV/0! | #DIV/0! |  |  |  | 152.7 | #DIV/0! | #DIV/0! | #DIV/0! | #DIV/0! | #DIV/0! | #DIV/0! | #DIV/0! | #DIV/0! | #DIV/0! | #DIV/0! | #DIV/0! | #DIV/0! | #DIV/0! |  |  |  | 152.7 | #DIV/0! | #DIV/0! | #DIV/0! | #DIV/0! | #DIV/0! | #DIV/0! | #DIV/0! | #DIV/0! | #DIV/0! | #DIV/0! | #DIV/0! | #DIV/0! | #DIV/0! |  |  |  | 152.7 | #DIV/0! | #DIV/0! | #DIV/0! | #DIV/0! | #DIV/0! | #DIV/0! | #DIV/0! | #DIV/0! | #DIV/0! | #DIV/0! | #DIV/0! | #DIV/0! | #DIV/0! |  |  |  | 152.7 | #DIV/0! | #DIV/0! | #DIV/0! | #DIV/0! | #DIV/0! | #DIV/0! | #DIV/0! | #DIV/0! | #DIV/0! | #DIV/0! | #DIV/0! | #DIV/0! | #DIV/0!
[15 empty] | 152.8 | 41.7149 | -81.1684 | 4264.7642 | 3452.7537 | 4264.7642 | 3452.7537 | 17.6662 | 10.7269 | 1 | 1 | 4264.7642 | 3452.7537 |  |  |  |  | 152.8 | #DIV/0! | #DIV/0! | #DIV/0! | #DIV/0! | #DIV/0! | #DIV/0! | #DIV/0! | #DIV/0! | #DIV/0! | #DIV/0! | #DIV/0! | #DIV/0! | #DIV/0! |  |  |  | 152.8 | #DIV/0! | #DIV/0! | #DIV/0! | #DIV/0! | #DIV/0! | #DIV/0! | #DIV/0! | #DIV/0! | #DIV/0! | #DIV/0! | #DIV/0! | #DIV/0! | #DIV/0! |  |  |  | 152.8 | #DIV/0! | #DIV/0! | #DIV/0! | #DIV/0! | #DIV/0! | #DIV/0! | #DIV/0! | #DIV/0! | #DIV/0! | #DIV/0! | #DIV/0! | #DIV/0! | #DIV/0! |  |  |  | 152.8 | #DIV/0! | #DIV/0! | #DIV/0! | #DIV/0! | #DIV/0! | #DIV/0! | #DIV/0! | #DIV/0! | #DIV/0! | #DIV/0! | #DIV/0! | #DIV/0! | #DIV/0! |  |  |  | 152.8 | #DIV/0! | #DIV/0! | #DIV/0! | #DIV/0! | #DIV/0! | #DIV/0! | #DIV/0! | #DIV/0! | #DIV/0! | #DIV/0! | #DIV/0! | #DIV/0! | #DIV/0! |  |  |  | 152.8 | #DIV/0! | #DIV/0! | #DIV/0! | #DIV/0! | #DIV/0! | #DIV/0! | #DIV/0! | #DIV/0! | #DIV/0! | #DIV/0! | #DIV/0! | #DIV/0! | #DIV/0! |  |  |  | 152.8 | #DIV/0! | #DIV/0! | #DIV/0! | #DIV/0! | #DIV/0! | #DIV/0! | #DIV/0! | #DIV/0! | #DIV/0! | #DIV/0! | #DIV/0! | #DIV/0! | #DIV/0!
[15 empty] | 152.9 | 41.5731 | -81.2411 | 4265.5001 | 3452.267 | 4265.5001 | 3452.267 | 17.6092 | 10.689 | 1 | 1 | 4265.5001 | 3452.267 |  |  |  |  | 152.9 | #DIV/0! | #DIV/0! | #DIV/0! | #DIV/0! | #DIV/0! | #DIV/0! | #DIV/0! | #DIV/0! | #DIV/0! | #DIV/0! | #DIV/0! | #DIV/0! | #DIV/0! |  |  |  | 152.9 | #DIV/0! | #DIV/0! | #DIV/0! | #DIV/0! | #DIV/0! | #DIV/0! | #DIV/0! | #DIV/0! | #DIV/0! | #DIV/0! | #DIV/0! | #DIV/0! | #DIV/0! |  |  |  | 152.9 | #DIV/0! | #DIV/0! | #DIV/0! | #DIV/0! | #DIV/0! | #DIV/0! | #DIV/0! | #DIV/0! | #DIV/0! | #DIV/0! | #DIV/0! | #DIV/0! | #DIV/0! |  |  |  | 152.9 | #DIV/0! | #DIV/0! | #DIV/0! | #DIV/0! | #DIV/0! | #DIV/0! | #DIV/0! | #DIV/0! | #DIV/0! | #DIV/0! | #DIV/0! | #DIV/0! | #DIV/0! |  |  |  | 152.9 | #DIV/0! | #DIV/0! | #DIV/0! | #DIV/0! | #DIV/0! | #DIV/0! | #DIV/0! | #DIV/0! | #DIV/0! | #DIV/0! | #DIV/0! | #DIV/0! | #DIV/0! |  |  |  | 152.9 | #DIV/0! | #DIV/0! | #DIV/0! | #DIV/0! | #DIV/0! | #DIV/0! | #DIV/0! | #DIV/0! | #DIV/0! | #DIV/0! | #DIV/0! | #DIV/0! | #DIV/0! |  |  |  | 152.9 | #DIV/0! | #DIV/0! | #DIV/0! | #DIV/0! | #DIV/0! | #DIV/0! | #DIV/0! | #DIV/0! | #DIV/0! | #DIV/0! | #DIV/0! | #DIV/0! | #DIV/0!
[15 empty] | 153 | 41.4313 | -81.3135 | 4266.2336 | 3451.7822 | 4266.2336 | 3451.7822 | 17.5522 | 10.651 | 1 | 1 | 4266.2336 | 3451.7822 |  |  |  |  | 153 | #DIV/0! | #DIV/0! | #DIV/0! | #DIV/0! | #DIV/0! | #DIV/0! | #DIV/0! | #DIV/0! | #DIV/0! | #DIV/0! | #DIV/0! | #DIV/0! | #DIV/0! |  |  |  | 153 | #DIV/0! | #DIV/0! | #DIV/0! | #DIV/0! | #DIV/0! | #DIV/0! | #DIV/0! | #DIV/0! | #DIV/0! | #DIV/0! | #DIV/0! | #DIV/0! | #DIV/0! |  |  |  | 153 | #DIV/0! | #DIV/0! | #DIV/0! | #DIV/0! | #DIV/0! | #DIV/0! | #DIV/0! | #DIV/0! | #DIV/0! | #DIV/0! | #DIV/0! | #DIV/0! | #DIV/0! |  |  |  | 153 | #DIV/0! | #DIV/0! | #DIV/0! | #DIV/0! | #DIV/0! | #DIV/0! | #DIV/0! | #DIV/0! | #DIV/0! | #DIV/0! | #DIV/0! | #DIV/0! | #DIV/0! |  |  |  | 153 | #DIV/0! | #DIV/0! | #DIV/0! | #DIV/0! | #DIV/0! | #DIV/0! | #DIV/0! | #DIV/0! | #DIV/0! | #DIV/0! | #DIV/0! | #DIV/0! | #DIV/0! |  |  |  | 153 | #DIV/0! | #DIV/0! | #DIV/0! | #DIV/0! | #DIV/0! | #DIV/0! | #DIV/0! | #DIV/0! | #DIV/0! | #DIV/0! | #DIV/0! | #DIV/0! | #DIV/0! |  |  |  | 153 | #DIV/0! | #DIV/0! | #DIV/0! | #DIV/0! | #DIV/0! | #DIV/0! | #DIV/0! | #DIV/0! | #DIV/0! | #DIV/0! | #DIV/0! | #DIV/0! | #DIV/0!
[15 empty] | 153.1 | 41.2893 | -81.3857 | 4266.9647 | 3451.2991 | 4266.9647 | 3451.2991 | 17.495 | 10.613 | 1 | 1 | 4266.9647 | 3451.2991 |  |  |  |  | 153.1 | #DIV/0! | #DIV/0! | #DIV/0! | #DIV/0! | #DIV/0! | #DIV/0! | #DIV/0! | #DIV/0! | #DIV/0! | #DIV/0! | #DIV/0! | #DIV/0! | #DIV/0! |  |  |  | 153.1 | #DIV/0! | #DIV/0! | #DIV/0! | #DIV/0! | #DIV/0! | #DIV/0! | #DIV/0! | #DIV/0! | #DIV/0! | #DIV/0! | #DIV/0! | #DIV/0! | #DIV/0! |  |  |  | 153.1 | #DIV/0! | #DIV/0! | #DIV/0! | #DIV/0! | #DIV/0! | #DIV/0! | #DIV/0! | #DIV/0! | #DIV/0! | #DIV/0! | #DIV/0! | #DIV/0! | #DIV/0! |  |  |  | 153.1 | #DIV/0! | #DIV/0! | #DIV/0! | #DIV/0! | #DIV/0! | #DIV/0! | #DIV/0! | #DIV/0! | #DIV/0! | #DIV/0! | #DIV/0! | #DIV/0! | #DIV/0! |  |  |  | 153.1 | #DIV/0! | #DIV/0! | #DIV/0! | #DIV/0! | #DIV/0! | #DIV/0! | #DIV/0! | #DIV/0! | #DIV/0! | #DIV/0! | #DIV/0! | #DIV/0! | #DIV/0! |  |  |  | 153.1 | #DIV/0! | #DIV/0! | #DIV/0! | #DIV/0! | #DIV/0! | #DIV/0! | #DIV/0! | #DIV/0! | #DIV/0! | #DIV/0! | #DIV/0! | #DIV/0! | #DIV/0! |  |  |  | 153.1 | #DIV/0! | #DIV/0! | #DIV/0! | #DIV/0! | #DIV/0! | #DIV/0! | #DIV/0! | #DIV/0! | #DIV/0! | #DIV/0! | #DIV/0! | #DIV/0! | #DIV/0!
[15 empty] | 153.2 | 41.1472 | -81.4576 | 4267.6933 | 3450.8177 | 4267.6933 | 3450.8177 | 17.4378 | 10.575 | 1 | 1 | 4267.6933 | 3450.8177 |  |  |  |  | 153.2 | #DIV/0! | #DIV/0! | #DIV/0! | #DIV/0! | #DIV/0! | #DIV/0! | #DIV/0! | #DIV/0! | #DIV/0! | #DIV/0! | #DIV/0! | #DIV/0! | #DIV/0! |  |  |  | 153.2 | #DIV/0! | #DIV/0! | #DIV/0! | #DIV/0! | #DIV/0! | #DIV/0! | #DIV/0! | #DIV/0! | #DIV/0! | #DIV/0! | #DIV/0! | #DIV/0! | #DIV/0! |  |  |  | 153.2 | #DIV/0! | #DIV/0! | #DIV/0! | #DIV/0! | #DIV/0! | #DIV/0! | #DIV/0! | #DIV/0! | #DIV/0! | #DIV/0! | #DIV/0! | #DIV/0! | #DIV/0! |  |  |  | 153.2 | #DIV/0! | #DIV/0! | #DIV/0! | #DIV/0! | #DIV/0! | #DIV/0! | #DIV/0! | #DIV/0! | #DIV/0! | #DIV/0! | #DIV/0! | #DIV/0! | #DIV/0! |  |  |  | 153.2 | #DIV/0! | #DIV/0! | #DIV/0! | #DIV/0! | #DIV/0! | #DIV/0! | #DIV/0! | #DIV/0! | #DIV/0! | #DIV/0! | #DIV/0! | #DIV/0! | #DIV/0! |  |  |  | 153.2 | #DIV/0! | #DIV/0! | #DIV/0! | #DIV/0! | #DIV/0! | #DIV/0! | #DIV/0! | #DIV/0! | #DIV/0! | #DIV/0! | #DIV/0! | #DIV/0! | #DIV/0! |  |  |  | 153.2 | #DIV/0! | #DIV/0! | #DIV/0! | #DIV/0! | #DIV/0! | #DIV/0! | #DIV/0! | #DIV/0! | #DIV/0! | #DIV/0! | #DIV/0! | #DIV/0! | #DIV/0!
[15 empty] | 153.3 | 41.005 | -81.5293 | 4268.4196 | 3450.3382 | 4268.4196 | 3450.3382 | 17.3805 | 10.537 | 1 | 1 | 4268.4196 | 3450.3382 |  |  |  |  | 153.3 | #DIV/0! | #DIV/0! | #DIV/0! | #DIV/0! | #DIV/0! | #DIV/0! | #DIV/0! | #DIV/0! | #DIV/0! | #DIV/0! | #DIV/0! | #DIV/0! | #DIV/0! |  |  |  | 153.3 | #DIV/0! | #DIV/0! | #DIV/0! | #DIV/0! | #DIV/0! | #DIV/0! | #DIV/0! | #DIV/0! | #DIV/0! | #DIV/0! | #DIV/0! | #DIV/0! | #DIV/0! |  |  |  | 153.3 | #DIV/0! | #DIV/0! | #DIV/0! | #DIV/0! | #DIV/0! | #DIV/0! | #DIV/0! | #DIV/0! | #DIV/0! | #DIV/0! | #DIV/0! | #DIV/0! | #DIV/0! |  |  |  | 153.3 | #DIV/0! | #DIV/0! | #DIV/0! | #DIV/0! | #DIV/0! | #DIV/0! | #DIV/0! | #DIV/0! | #DIV/0! | #DIV/0! | #DIV/0! | #DIV/0! | #DIV/0! |  |  |  | 153.3 | #DIV/0! | #DIV/0! | #DIV/0! | #DIV/0! | #DIV/0! | #DIV/0! | #DIV/0! | #DIV/0! | #DIV/0! | #DIV/0! | #DIV/0! | #DIV/0! | #DIV/0! |  |  |  | 153.3 | #DIV/0! | #DIV/0! | #DIV/0! | #DIV/0! | #DIV/0! | #DIV/0! | #DIV/0! | #DIV/0! | #DIV/0! | #DIV/0! | #DIV/0! | #DIV/0! | #DIV/0! |  |  |  | 153.3 | #DIV/0! | #DIV/0! | #DIV/0! | #DIV/0! | #DIV/0! | #DIV/0! | #DIV/0! | #DIV/0! | #DIV/0! | #DIV/0! | #DIV/0! | #DIV/0! | #DIV/0!
[15 empty] | 153.4 | 40.8626 | -81.6007 | 4269.1435 | 3449.8603 | 4269.1435 | 3449.8603 | 17.3231 | 10.499 | 1 | 1 | 4269.1435 | 3449.8603 |  |  |  |  | 153.4 | #DIV/0! | #DIV/0! | #DIV/0! | #DIV/0! | #DIV/0! | #DIV/0! | #DIV/0! | #DIV/0! | #DIV/0! | #DIV/0! | #DIV/0! | #DIV/0! | #DIV/0! |  |  |  | 153.4 | #DIV/0! | #DIV/0! | #DIV/0! | #DIV/0! | #DIV/0! | #DIV/0! | #DIV/0! | #DIV/0! | #DIV/0! | #DIV/0! | #DIV/0! | #DIV/0! | #DIV/0! |  |  |  | 153.4 | #DIV/0! | #DIV/0! | #DIV/0! | #DIV/0! | #DIV/0! | #DIV/0! | #DIV/0! | #DIV/0! | #DIV/0! | #DIV/0! | #DIV/0! | #DIV/0! | #DIV/0! |  |  |  | 153.4 | #DIV/0! | #DIV/0! | #DIV/0! | #DIV/0! | #DIV/0! | #DIV/0! | #DIV/0! | #DIV/0! | #DIV/0! | #DIV/0! | #DIV/0! | #DIV/0! | #DIV/0! |  |  |  | 153.4 | #DIV/0! | #DIV/0! | #DIV/0! | #DIV/0! | #DIV/0! | #DIV/0! | #DIV/0! | #DIV/0! | #DIV/0! | #DIV/0! | #DIV/0! | #DIV/0! | #DIV/0! |  |  |  | 153.4 | #DIV/0! | #DIV/0! | #DIV/0! | #DIV/0! | #DIV/0! | #DIV/0! | #DIV/0! | #DIV/0! | #DIV/0! | #DIV/0! | #DIV/0! | #DIV/0! | #DIV/0! |  |  |  | 153.4 | #DIV/0! | #DIV/0! | #DIV/0! | #DIV/0! | #DIV/0! | #DIV/0! | #DIV/0! | #DIV/0! | #DIV/0! | #DIV/0! | #DIV/0! | #DIV/0! | #DIV/0!
[15 empty] | 153.5 | 40.7201 | -81.6719 | 4269.865 | 3449.3843 | 4269.865 | 3449.3843 | 17.2656 | 10.4609 | 1 | 1 | 4269.865 | 3449.3843 |  |  |  |  | 153.5 | #DIV/0! | #DIV/0! | #DIV/0! | #DIV/0! | #DIV/0! | #DIV/0! | #DIV/0! | #DIV/0! | #DIV/0! | #DIV/0! | #DIV/0! | #DIV/0! | #DIV/0! |  |  |  | 153.5 | #DIV/0! | #DIV/0! | #DIV/0! | #DIV/0! | #DIV/0! | #DIV/0! | #DIV/0! | #DIV/0! | #DIV/0! | #DIV/0! | #DIV/0! | #DIV/0! | #DIV/0! |  |  |  | 153.5 | #DIV/0! | #DIV/0! | #DIV/0! | #DIV/0! | #DIV/0! | #DIV/0! | #DIV/0! | #DIV/0! | #DIV/0! | #DIV/0! | #DIV/0! | #DIV/0! | #DIV/0! |  |  |  | 153.5 | #DIV/0! | #DIV/0! | #DIV/0! | #DIV/0! | #DIV/0! | #DIV/0! | #DIV/0! | #DIV/0! | #DIV/0! | #DIV/0! | #DIV/0! | #DIV/0! | #DIV/0! |  |  |  | 153.5 | #DIV/0! | #DIV/0! | #DIV/0! | #DIV/0! | #DIV/0! | #DIV/0! | #DIV/0! | #DIV/0! | #DIV/0! | #DIV/0! | #DIV/0! | #DIV/0! | #DIV/0! |  |  |  | 153.5 | #DIV/0! | #DIV/0! | #DIV/0! | #DIV/0! | #DIV/0! | #DIV/0! | #DIV/0! | #DIV/0! | #DIV/0! | #DIV/0! | #DIV/0! | #DIV/0! | #DIV/0! |  |  |  | 153.5 | #DIV/0! | #DIV/0! | #DIV/0! | #DIV/0! | #DIV/0! | #DIV/0! | #DIV/0! | #DIV/0! | #DIV/0! | #DIV/0! | #DIV/0! | #DIV/0! | #DIV/0!
[15 empty] | 153.6 | 40.5775 | -81.7429 | 4270.584 | 3448.9099 | 4270.584 | 3448.9099 | 17.208 | 10.4229 | 1 | 1 | 4270.584 | 3448.9099 |  |  |  |  | 153.6 | #DIV/0! | #DIV/0! | #DIV/0! | #DIV/0! | #DIV/0! | #DIV/0! | #DIV/0! | #DIV/0! | #DIV/0! | #DIV/0! | #DIV/0! | #DIV/0! | #DIV/0! |  |  |  | 153.6 | #DIV/0! | #DIV/0! | #DIV/0! | #DIV/0! | #DIV/0! | #DIV/0! | #DIV/0! | #DIV/0! | #DIV/0! | #DIV/0! | #DIV/0! | #DIV/0! | #DIV/0! |  |  |  | 153.6 | #DIV/0! | #DIV/0! | #DIV/0! | #DIV/0! | #DIV/0! | #DIV/0! | #DIV/0! | #DIV/0! | #DIV/0! | #DIV/0! | #DIV/0! | #DIV/0! | #DIV/0! |  |  |  | 153.6 | #DIV/0! | #DIV/0! | #DIV/0! | #DIV/0! | #DIV/0! | #DIV/0! | #DIV/0! | #DIV/0! | #DIV/0! | #DIV/0! | #DIV/0! | #DIV/0! | #DIV/0! |  |  |  | 153.6 | #DIV/0! | #DIV/0! | #DIV/0! | #DIV/0! | #DIV/0! | #DIV/0! | #DIV/0! | #DIV/0! | #DIV/0! | #DIV/0! | #DIV/0! | #DIV/0! | #DIV/0! |  |  |  | 153.6 | #DIV/0! | #DIV/0! | #DIV/0! | #DIV/0! | #DIV/0! | #DIV/0! | #DIV/0! | #DIV/0! | #DIV/0! | #DIV/0! | #DIV/0! | #DIV/0! | #DIV/0! |  |  |  | 153.6 | #DIV/0! | #DIV/0! | #DIV/0! | #DIV/0! | #DIV/0! | #DIV/0! | #DIV/0! | #DIV/0! | #DIV/0! | #DIV/0! | #DIV/0! | #DIV/0! | #DIV/0!
[15 empty] | 153.7 | 40.4348 | -81.8136 | 4271.3006 | 3448.4374 | 4271.3006 | 3448.4374 | 17.1504 | 10.3848 | 1 | 1 | 4271.3006 | 3448.4374 |  |  |  |  | 153.7 | #DIV/0! | #DIV/0! | #DIV/0! | #DIV/0! | #DIV/0! | #DIV/0! | #DIV/0! | #DIV/0! | #DIV/0! | #DIV/0! | #DIV/0! | #DIV/0! | #DIV/0! |  |  |  | 153.7 | #DIV/0! | #DIV/0! | #DIV/0! | #DIV/0! | #DIV/0! | #DIV/0! | #DIV/0! | #DIV/0! | #DIV/0! | #DIV/0! | #DIV/0! | #DIV/0! | #DIV/0! |  |  |  | 153.7 | #DIV/0! | #DIV/0! | #DIV/0! | #DIV/0! | #DIV/0! | #DIV/0! | #DIV/0! | #DIV/0! | #DIV/0! | #DIV/0! | #DIV/0! | #DIV/0! | #DIV/0! |  |  |  | 153.7 | #DIV/0! | #DIV/0! | #DIV/0! | #DIV/0! | #DIV/0! | #DIV/0! | #DIV/0! | #DIV/0! | #DIV/0! | #DIV/0! | #DIV/0! | #DIV/0! | #DIV/0! |  |  |  | 153.7 | #DIV/0! | #DIV/0! | #DIV/0! | #DIV/0! | #DIV/0! | #DIV/0! | #DIV/0! | #DIV/0! | #DIV/0! | #DIV/0! | #DIV/0! | #DIV/0! | #DIV/0! |  |  |  | 153.7 | #DIV/0! | #DIV/0! | #DIV/0! | #DIV/0! | #DIV/0! | #DIV/0! | #DIV/0! | #DIV/0! | #DIV/0! | #DIV/0! | #DIV/0! | #DIV/0! | #DIV/0! |  |  |  | 153.7 | #DIV/0! | #DIV/0! | #DIV/0! | #DIV/0! | #DIV/0! | #DIV/0! | #DIV/0! | #DIV/0! | #DIV/0! | #DIV/0! | #DIV/0! | #DIV/0! | #DIV/0!
[15 empty] | 153.8 | 40.2919 | -81.884 | 4272.0149 | 3447.9666 | 4272.0149 | 3447.9666 | 17.0926 | 10.3467 | 1 | 1 | 4272.0149 | 3447.9666 |  |  |  |  | 153.8 | #DIV/0! | #DIV/0! | #DIV/0! | #DIV/0! | #DIV/0! | #DIV/0! | #DIV/0! | #DIV/0! | #DIV/0! | #DIV/0! | #DIV/0! | #DIV/0! | #DIV/0! |  |  |  | 153.8 | #DIV/0! | #DIV/0! | #DIV/0! | #DIV/0! | #DIV/0! | #DIV/0! | #DIV/0! | #DIV/0! | #DIV/0! | #DIV/0! | #DIV/0! | #DIV/0! | #DIV/0! |  |  |  | 153.8 | #DIV/0! | #DIV/0! | #DIV/0! | #DIV/0! | #DIV/0! | #DIV/0! | #DIV/0! | #DIV/0! | #DIV/0! | #DIV/0! | #DIV/0! | #DIV/0! | #DIV/0! |  |  |  | 153.8 | #DIV/0! | #DIV/0! | #DIV/0! | #DIV/0! | #DIV/0! | #DIV/0! | #DIV/0! | #DIV/0! | #DIV/0! | #DIV/0! | #DIV/0! | #DIV/0! | #DIV/0! |  |  |  | 153.8 | #DIV/0! | #DIV/0! | #DIV/0! | #DIV/0! | #DIV/0! | #DIV/0! | #DIV/0! | #DIV/0! | #DIV/0! | #DIV/0! | #DIV/0! | #DIV/0! | #DIV/0! |  |  |  | 153.8 | #DIV/0! | #DIV/0! | #DIV/0! | #DIV/0! | #DIV/0! | #DIV/0! | #DIV/0! | #DIV/0! | #DIV/0! | #DIV/0! | #DIV/0! | #DIV/0! | #DIV/0! |  |  |  | 153.8 | #DIV/0! | #DIV/0! | #DIV/0! | #DIV/0! | #DIV/0! | #DIV/0! | #DIV/0! | #DIV/0! | #DIV/0! | #DIV/0! | #DIV/0! | #DIV/0! | #DIV/0!
[15 empty] | 153.9 | 40.149 | -81.9542 | 4272.7266 | 3447.4976 | 4272.7266 | 3447.4976 | 17.0348 | 10.3085 | 1 | 1 | 4272.7266 | 3447.4976 |  |  |  |  | 153.9 | #DIV/0! | #DIV/0! | #DIV/0! | #DIV/0! | #DIV/0! | #DIV/0! | #DIV/0! | #DIV/0! | #DIV/0! | #DIV/0! | #DIV/0! | #DIV/0! | #DIV/0! |  |  |  | 153.9 | #DIV/0! | #DIV/0! | #DIV/0! | #DIV/0! | #DIV/0! | #DIV/0! | #DIV/0! | #DIV/0! | #DIV/0! | #DIV/0! | #DIV/0! | #DIV/0! | #DIV/0! |  |  |  | 153.9 | #DIV/0! | #DIV/0! | #DIV/0! | #DIV/0! | #DIV/0! | #DIV/0! | #DIV/0! | #DIV/0! | #DIV/0! | #DIV/0! | #DIV/0! | #DIV/0! | #DIV/0! |  |  |  | 153.9 | #DIV/0! | #DIV/0! | #DIV/0! | #DIV/0! | #DIV/0! | #DIV/0! | #DIV/0! | #DIV/0! | #DIV/0! | #DIV/0! | #DIV/0! | #DIV/0! | #DIV/0! |  |  |  | 153.9 | #DIV/0! | #DIV/0! | #DIV/0! | #DIV/0! | #DIV/0! | #DIV/0! | #DIV/0! | #DIV/0! | #DIV/0! | #DIV/0! | #DIV/0! | #DIV/0! | #DIV/0! |  |  |  | 153.9 | #DIV/0! | #DIV/0! | #DIV/0! | #DIV/0! | #DIV/0! | #DIV/0! | #DIV/0! | #DIV/0! | #DIV/0! | #DIV/0! | #DIV/0! | #DIV/0! | #DIV/0! |  |  |  | 153.9 | #DIV/0! | #DIV/0! | #DIV/0! | #DIV/0! | #DIV/0! | #DIV/0! | #DIV/0! | #DIV/0! | #DIV/0! | #DIV/0! | #DIV/0! | #DIV/0! | #DIV/0!
[15 empty] | 154 | 40.0059 | -82.0242 | 4273.436 | 3447.0303 | 4273.436 | 3447.0303 | 16.9769 | 10.2704 | 1 | 1 | 4273.436 | 3447.0303 |  |  |  |  | 154 | #DIV/0! | #DIV/0! | #DIV/0! | #DIV/0! | #DIV/0! | #DIV/0! | #DIV/0! | #DIV/0! | #DIV/0! | #DIV/0! | #DIV/0! | #DIV/0! | #DIV/0! |  |  |  | 154 | #DIV/0! | #DIV/0! | #DIV/0! | #DIV/0! | #DIV/0! | #DIV/0! | #DIV/0! | #DIV/0! | #DIV/0! | #DIV/0! | #DIV/0! | #DIV/0! | #DIV/0! |  |  |  | 154 | #DIV/0! | #DIV/0! | #DIV/0! | #DIV/0! | #DIV/0! | #DIV/0! | #DIV/0! | #DIV/0! | #DIV/0! | #DIV/0! | #DIV/0! | #DIV/0! | #DIV/0! |  |  |  | 154 | #DIV/0! | #DIV/0! | #DIV/0! | #DIV/0! | #DIV/0! | #DIV/0! | #DIV/0! | #DIV/0! | #DIV/0! | #DIV/0! | #DIV/0! | #DIV/0! | #DIV/0! |  |  |  | 154 | #DIV/0! | #DIV/0! | #DIV/0! | #DIV/0! | #DIV/0! | #DIV/0! | #DIV/0! | #DIV/0! | #DIV/0! | #DIV/0! | #DIV/0! | #DIV/0! | #DIV/0! |  |  |  | 154 | #DIV/0! | #DIV/0! | #DIV/0! | #DIV/0! | #DIV/0! | #DIV/0! | #DIV/0! | #DIV/0! | #DIV/0! | #DIV/0! | #DIV/0! | #DIV/0! | #DIV/0! |  |  |  | 154 | #DIV/0! | #DIV/0! | #DIV/0! | #DIV/0! | #DIV/0! | #DIV/0! | #DIV/0! | #DIV/0! | #DIV/0! | #DIV/0! | #DIV/0! | #DIV/0! | #DIV/0!
[15 empty] | 154.1 | 39.8626 | -82.0939 | 4274.1429 | 3446.5648 | 4274.1429 | 3446.5648 | 16.9189 | 10.2323 | 1 | 1 | 4274.1429 | 3446.5648 |  |  |  |  | 154.1 | #DIV/0! | #DIV/0! | #DIV/0! | #DIV/0! | #DIV/0! | #DIV/0! | #DIV/0! | #DIV/0! | #DIV/0! | #DIV/0! | #DIV/0! | #DIV/0! | #DIV/0! |  |  |  | 154.1 | #DIV/0! | #DIV/0! | #DIV/0! | #DIV/0! | #DIV/0! | #DIV/0! | #DIV/0! | #DIV/0! | #DIV/0! | #DIV/0! | #DIV/0! | #DIV/0! | #DIV/0! |  |  |  | 154.1 | #DIV/0! | #DIV/0! | #DIV/0! | #DIV/0! | #DIV/0! | #DIV/0! | #DIV/0! | #DIV/0! | #DIV/0! | #DIV/0! | #DIV/0! | #DIV/0! | #DIV/0! |  |  |  | 154.1 | #DIV/0! | #DIV/0! | #DIV/0! | #DIV/0! | #DIV/0! | #DIV/0! | #DIV/0! | #DIV/0! | #DIV/0! | #DIV/0! | #DIV/0! | #DIV/0! | #DIV/0! |  |  |  | 154.1 | #DIV/0! | #DIV/0! | #DIV/0! | #DIV/0! | #DIV/0! | #DIV/0! | #DIV/0! | #DIV/0! | #DIV/0! | #DIV/0! | #DIV/0! | #DIV/0! | #DIV/0! |  |  |  | 154.1 | #DIV/0! | #DIV/0! | #DIV/0! | #DIV/0! | #DIV/0! | #DIV/0! | #DIV/0! | #DIV/0! | #DIV/0! | #DIV/0! | #DIV/0! | #DIV/0! | #DIV/0! |  |  |  | 154.1 | #DIV/0! | #DIV/0! | #DIV/0! | #DIV/0! | #DIV/0! | #DIV/0! | #DIV/0! | #DIV/0! | #DIV/0! | #DIV/0! | #DIV/0! | #DIV/0! | #DIV/0!
[15 empty] | 154.2 | 39.7193 | -82.1633 | 4274.8474 | 3446.101 | 4274.8474 | 3446.101 | 16.8609 | 10.1941 | 1 | 1 | 4274.8474 | 3446.101 |  |  |  |  | 154.2 | #DIV/0! | #DIV/0! | #DIV/0! | #DIV/0! | #DIV/0! | #DIV/0! | #DIV/0! | #DIV/0! | #DIV/0! | #DIV/0! | #DIV/0! | #DIV/0! | #DIV/0! |  |  |  | 154.2 | #DIV/0! | #DIV/0! | #DIV/0! | #DIV/0! | #DIV/0! | #DIV/0! | #DIV/0! | #DIV/0! | #DIV/0! | #DIV/0! | #DIV/0! | #DIV/0! | #DIV/0! |  |  |  | 154.2 | #DIV/0! | #DIV/0! | #DIV/0! | #DIV/0! | #DIV/0! | #DIV/0! | #DIV/0! | #DIV/0! | #DIV/0! | #DIV/0! | #DIV/0! | #DIV/0! | #DIV/0! |  |  |  | 154.2 | #DIV/0! | #DIV/0! | #DIV/0! | #DIV/0! | #DIV/0! | #DIV/0! | #DIV/0! | #DIV/0! | #DIV/0! | #DIV/0! | #DIV/0! | #DIV/0! | #DIV/0! |  |  |  | 154.2 | #DIV/0! | #DIV/0! | #DIV/0! | #DIV/0! | #DIV/0! | #DIV/0! | #DIV/0! | #DIV/0! | #DIV/0! | #DIV/0! | #DIV/0! | #DIV/0! | #DIV/0! |  |  |  | 154.2 | #DIV/0! | #DIV/0! | #DIV/0! | #DIV/0! | #DIV/0! | #DIV/0! | #DIV/0! | #DIV/0! | #DIV/0! | #DIV/0! | #DIV/0! | #DIV/0! | #DIV/0! |  |  |  | 154.2 | #DIV/0! | #DIV/0! | #DIV/0! | #DIV/0! | #DIV/0! | #DIV/0! | #DIV/0! | #DIV/0! | #DIV/0! | #DIV/0! | #DIV/0! | #DIV/0! | #DIV/0!
[15 empty] | 154.3 | 39.5758 | -82.2325 | 4275.5495 | 3445.639 | 4275.5495 | 3445.639 | 16.8027 | 10.1559 | 1 | 1 | 4275.5495 | 3445.639 |  |  |  |  | 154.3 | #DIV/0! | #DIV/0! | #DIV/0! | #DIV/0! | #DIV/0! | #DIV/0! | #DIV/0! | #DIV/0! | #DIV/0! | #DIV/0! | #DIV/0! | #DIV/0! | #DIV/0! |  |  |  | 154.3 | #DIV/0! | #DIV/0! | #DIV/0! | #DIV/0! | #DIV/0! | #DIV/0! | #DIV/0! | #DIV/0! | #DIV/0! | #DIV/0! | #DIV/0! | #DIV/0! | #DIV/0! |  |  |  | 154.3 | #DIV/0! | #DIV/0! | #DIV/0! | #DIV/0! | #DIV/0! | #DIV/0! | #DIV/0! | #DIV/0! | #DIV/0! | #DIV/0! | #DIV/0! | #DIV/0! | #DIV/0! |  |  |  | 154.3 | #DIV/0! | #DIV/0! | #DIV/0! | #DIV/0! | #DIV/0! | #DIV/0! | #DIV/0! | #DIV/0! | #DIV/0! | #DIV/0! | #DIV/0! | #DIV/0! | #DIV/0! |  |  |  | 154.3 | #DIV/0! | #DIV/0! | #DIV/0! | #DIV/0! | #DIV/0! | #DIV/0! | #DIV/0! | #DIV/0! | #DIV/0! | #DIV/0! | #DIV/0! | #DIV/0! | #DIV/0! |  |  |  | 154.3 | #DIV/0! | #DIV/0! | #DIV/0! | #DIV/0! | #DIV/0! | #DIV/0! | #DIV/0! | #DIV/0! | #DIV/0! | #DIV/0! | #DIV/0! | #DIV/0! | #DIV/0! |  |  |  | 154.3 | #DIV/0! | #DIV/0! | #DIV/0! | #DIV/0! | #DIV/0! | #DIV/0! | #DIV/0! | #DIV/0! | #DIV/0! | #DIV/0! | #DIV/0! | #DIV/0! | #DIV/0!
[15 empty] | 154.4 | 39.4323 | -82.3015 | 4276.2491 | 3445.1788 | 4276.2491 | 3445.1788 | 16.7445 | 10.1177 | 1 | 1 | 4276.2491 | 3445.1788 |  |  |  |  | 154.4 | #DIV/0! | #DIV/0! | #DIV/0! | #DIV/0! | #DIV/0! | #DIV/0! | #DIV/0! | #DIV/0! | #DIV/0! | #DIV/0! | #DIV/0! | #DIV/0! | #DIV/0! |  |  |  | 154.4 | #DIV/0! | #DIV/0! | #DIV/0! | #DIV/0! | #DIV/0! | #DIV/0! | #DIV/0! | #DIV/0! | #DIV/0! | #DIV/0! | #DIV/0! | #DIV/0! | #DIV/0! |  |  |  | 154.4 | #DIV/0! | #DIV/0! | #DIV/0! | #DIV/0! | #DIV/0! | #DIV/0! | #DIV/0! | #DIV/0! | #DIV/0! | #DIV/0! | #DIV/0! | #DIV/0! | #DIV/0! |  |  |  | 154.4 | #DIV/0! | #DIV/0! | #DIV/0! | #DIV/0! | #DIV/0! | #DIV/0! | #DIV/0! | #DIV/0! | #DIV/0! | #DIV/0! | #DIV/0! | #DIV/0! | #DIV/0! |  |  |  | 154.4 | #DIV/0! | #DIV/0! | #DIV/0! | #DIV/0! | #DIV/0! | #DIV/0! | #DIV/0! | #DIV/0! | #DIV/0! | #DIV/0! | #DIV/0! | #DIV/0! | #DIV/0! |  |  |  | 154.4 | #DIV/0! | #DIV/0! | #DIV/0! | #DIV/0! | #DIV/0! | #DIV/0! | #DIV/0! | #DIV/0! | #DIV/0! | #DIV/0! | #DIV/0! | #DIV/0! | #DIV/0! |  |  |  | 154.4 | #DIV/0! | #DIV/0! | #DIV/0! | #DIV/0! | #DIV/0! | #DIV/0! | #DIV/0! | #DIV/0! | #DIV/0! | #DIV/0! | #DIV/0! | #DIV/0! | #DIV/0!
[15 empty] | 154.5 | 39.2886 | -82.3702 | 4276.9463 | 3444.7203 | 4276.9463 | 3444.7203 | 16.6862 | 10.0795 | 1 | 1 | 4276.9463 | 3444.7203 |  |  |  |  | 154.5 | #DIV/0! | #DIV/0! | #DIV/0! | #DIV/0! | #DIV/0! | #DIV/0! | #DIV/0! | #DIV/0! | #DIV/0! | #DIV/0! | #DIV/0! | #DIV/0! | #DIV/0! |  |  |  | 154.5 | #DIV/0! | #DIV/0! | #DIV/0! | #DIV/0! | #DIV/0! | #DIV/0! | #DIV/0! | #DIV/0! | #DIV/0! | #DIV/0! | #DIV/0! | #DIV/0! | #DIV/0! |  |  |  | 154.5 | #DIV/0! | #DIV/0! | #DIV/0! | #DIV/0! | #DIV/0! | #DIV/0! | #DIV/0! | #DIV/0! | #DIV/0! | #DIV/0! | #DIV/0! | #DIV/0! | #DIV/0! |  |  |  | 154.5 | #DIV/0! | #DIV/0! | #DIV/0! | #DIV/0! | #DIV/0! | #DIV/0! | #DIV/0! | #DIV/0! | #DIV/0! | #DIV/0! | #DIV/0! | #DIV/0! | #DIV/0! |  |  |  | 154.5 | #DIV/0! | #DIV/0! | #DIV/0! | #DIV/0! | #DIV/0! | #DIV/0! | #DIV/0! | #DIV/0! | #DIV/0! | #DIV/0! | #DIV/0! | #DIV/0! | #DIV/0! |  |  |  | 154.5 | #DIV/0! | #DIV/0! | #DIV/0! | #DIV/0! | #DIV/0! | #DIV/0! | #DIV/0! | #DIV/0! | #DIV/0! | #DIV/0! | #DIV/0! | #DIV/0! | #DIV/0! |  |  |  | 154.5 | #DIV/0! | #DIV/0! | #DIV/0! | #DIV/0! | #DIV/0! | #DIV/0! | #DIV/0! | #DIV/0! | #DIV/0! | #DIV/0! | #DIV/0! | #DIV/0! | #DIV/0!
[15 empty] | 154.6 | 39.1447 | -82.4386 | 4277.641 | 3444.2636 | 4277.641 | 3444.2636 | 16.6278 | 10.0413 | 1 | 1 | 4277.641 | 3444.2636 |  |  |  |  | 154.6 | #DIV/0! | #DIV/0! | #DIV/0! | #DIV/0! | #DIV/0! | #DIV/0! | #DIV/0! | #DIV/0! | #DIV/0! | #DIV/0! | #DIV/0! | #DIV/0! | #DIV/0! |  |  |  | 154.6 | #DIV/0! | #DIV/0! | #DIV/0! | #DIV/0! | #DIV/0! | #DIV/0! | #DIV/0! | #DIV/0! | #DIV/0! | #DIV/0! | #DIV/0! | #DIV/0! | #DIV/0! |  |  |  | 154.6 | #DIV/0! | #DIV/0! | #DIV/0! | #DIV/0! | #DIV/0! | #DIV/0! | #DIV/0! | #DIV/0! | #DIV/0! | #DIV/0! | #DIV/0! | #DIV/0! | #DIV/0! |  |  |  | 154.6 | #DIV/0! | #DIV/0! | #DIV/0! | #DIV/0! | #DIV/0! | #DIV/0! | #DIV/0! | #DIV/0! | #DIV/0! | #DIV/0! | #DIV/0! | #DIV/0! | #DIV/0! |  |  |  | 154.6 | #DIV/0! | #DIV/0! | #DIV/0! | #DIV/0! | #DIV/0! | #DIV/0! | #DIV/0! | #DIV/0! | #DIV/0! | #DIV/0! | #DIV/0! | #DIV/0! | #DIV/0! |  |  |  | 154.6 | #DIV/0! | #DIV/0! | #DIV/0! | #DIV/0! | #DIV/0! | #DIV/0! | #DIV/0! | #DIV/0! | #DIV/0! | #DIV/0! | #DIV/0! | #DIV/0! | #DIV/0! |  |  |  | 154.6 | #DIV/0! | #DIV/0! | #DIV/0! | #DIV/0! | #DIV/0! | #DIV/0! | #DIV/0! | #DIV/0! | #DIV/0! | #DIV/0! | #DIV/0! | #DIV/0! | #DIV/0!
[15 empty] | 154.7 | 39.0008 | -82.5068 | 4278.3333 | 3443.8087 | 4278.3333 | 3443.8087 | 16.5694 | 10.003 | 1 | 1 | 4278.3333 | 3443.8087 |  |  |  |  | 154.7 | #DIV/0! | #DIV/0! | #DIV/0! | #DIV/0! | #DIV/0! | #DIV/0! | #DIV/0! | #DIV/0! | #DIV/0! | #DIV/0! | #DIV/0! | #DIV/0! | #DIV/0! |  |  |  | 154.7 | #DIV/0! | #DIV/0! | #DIV/0! | #DIV/0! | #DIV/0! | #DIV/0! | #DIV/0! | #DIV/0! | #DIV/0! | #DIV/0! | #DIV/0! | #DIV/0! | #DIV/0! |  |  |  | 154.7 | #DIV/0! | #DIV/0! | #DIV/0! | #DIV/0! | #DIV/0! | #DIV/0! | #DIV/0! | #DIV/0! | #DIV/0! | #DIV/0! | #DIV/0! | #DIV/0! | #DIV/0! |  |  |  | 154.7 | #DIV/0! | #DIV/0! | #DIV/0! | #DIV/0! | #DIV/0! | #DIV/0! | #DIV/0! | #DIV/0! | #DIV/0! | #DIV/0! | #DIV/0! | #DIV/0! | #DIV/0! |  |  |  | 154.7 | #DIV/0! | #DIV/0! | #DIV/0! | #DIV/0! | #DIV/0! | #DIV/0! | #DIV/0! | #DIV/0! | #DIV/0! | #DIV/0! | #DIV/0! | #DIV/0! | #DIV/0! |  |  |  | 154.7 | #DIV/0! | #DIV/0! | #DIV/0! | #DIV/0! | #DIV/0! | #DIV/0! | #DIV/0! | #DIV/0! | #DIV/0! | #DIV/0! | #DIV/0! | #DIV/0! | #DIV/0! |  |  |  | 154.7 | #DIV/0! | #DIV/0! | #DIV/0! | #DIV/0! | #DIV/0! | #DIV/0! | #DIV/0! | #DIV/0! | #DIV/0! | #DIV/0! | #DIV/0! | #DIV/0! | #DIV/0!
[15 empty] | 154.8 | 38.8567 | -82.5748 | 4279.0232 | 3443.3555 | 4279.0232 | 3443.3555 | 16.5108 | 9.9648 | 1 | 1 | 4279.0232 | 3443.3555 |  |  |  |  | 154.8 | #DIV/0! | #DIV/0! | #DIV/0! | #DIV/0! | #DIV/0! | #DIV/0! | #DIV/0! | #DIV/0! | #DIV/0! | #DIV/0! | #DIV/0! | #DIV/0! | #DIV/0! |  |  |  | 154.8 | #DIV/0! | #DIV/0! | #DIV/0! | #DIV/0! | #DIV/0! | #DIV/0! | #DIV/0! | #DIV/0! | #DIV/0! | #DIV/0! | #DIV/0! | #DIV/0! | #DIV/0! |  |  |  | 154.8 | #DIV/0! | #DIV/0! | #DIV/0! | #DIV/0! | #DIV/0! | #DIV/0! | #DIV/0! | #DIV/0! | #DIV/0! | #DIV/0! | #DIV/0! | #DIV/0! | #DIV/0! |  |  |  | 154.8 | #DIV/0! | #DIV/0! | #DIV/0! | #DIV/0! | #DIV/0! | #DIV/0! | #DIV/0! | #DIV/0! | #DIV/0! | #DIV/0! | #DIV/0! | #DIV/0! | #DIV/0! |  |  |  | 154.8 | #DIV/0! | #DIV/0! | #DIV/0! | #DIV/0! | #DIV/0! | #DIV/0! | #DIV/0! | #DIV/0! | #DIV/0! | #DIV/0! | #DIV/0! | #DIV/0! | #DIV/0! |  |  |  | 154.8 | #DIV/0! | #DIV/0! | #DIV/0! | #DIV/0! | #DIV/0! | #DIV/0! | #DIV/0! | #DIV/0! | #DIV/0! | #DIV/0! | #DIV/0! | #DIV/0! | #DIV/0! |  |  |  | 154.8 | #DIV/0! | #DIV/0! | #DIV/0! | #DIV/0! | #DIV/0! | #DIV/0! | #DIV/0! | #DIV/0! | #DIV/0! | #DIV/0! | #DIV/0! | #DIV/0! | #DIV/0!
[15 empty] | 154.9 | 38.7125 | -82.6424 | 4279.7105 | 3442.9041 | 4279.7105 | 3442.9041 | 16.4522 | 9.9265 | 1 | 1 | 4279.7105 | 3442.9041 |  |  |  |  | 154.9 | #DIV/0! | #DIV/0! | #DIV/0! | #DIV/0! | #DIV/0! | #DIV/0! | #DIV/0! | #DIV/0! | #DIV/0! | #DIV/0! | #DIV/0! | #DIV/0! | #DIV/0! |  |  |  | 154.9 | #DIV/0! | #DIV/0! | #DIV/0! | #DIV/0! | #DIV/0! | #DIV/0! | #DIV/0! | #DIV/0! | #DIV/0! | #DIV/0! | #DIV/0! | #DIV/0! | #DIV/0! |  |  |  | 154.9 | #DIV/0! | #DIV/0! | #DIV/0! | #DIV/0! | #DIV/0! | #DIV/0! | #DIV/0! | #DIV/0! | #DIV/0! | #DIV/0! | #DIV/0! | #DIV/0! | #DIV/0! |  |  |  | 154.9 | #DIV/0! | #DIV/0! | #DIV/0! | #DIV/0! | #DIV/0! | #DIV/0! | #DIV/0! | #DIV/0! | #DIV/0! | #DIV/0! | #DIV/0! | #DIV/0! | #DIV/0! |  |  |  | 154.9 | #DIV/0! | #DIV/0! | #DIV/0! | #DIV/0! | #DIV/0! | #DIV/0! | #DIV/0! | #DIV/0! | #DIV/0! | #DIV/0! | #DIV/0! | #DIV/0! | #DIV/0! |  |  |  | 154.9 | #DIV/0! | #DIV/0! | #DIV/0! | #DIV/0! | #DIV/0! | #DIV/0! | #DIV/0! | #DIV/0! | #DIV/0! | #DIV/0! | #DIV/0! | #DIV/0! | #DIV/0! |  |  |  | 154.9 | #DIV/0! | #DIV/0! | #DIV/0! | #DIV/0! | #DIV/0! | #DIV/0! | #DIV/0! | #DIV/0! | #DIV/0! | #DIV/0! | #DIV/0! | #DIV/0! | #DIV/0!
[15 empty] | 155 | 38.5683 | -82.7099 | 4280.3954 | 3442.4545 | 4280.3954 | 3442.4545 | 16.3935 | 9.8882 | 1 | 1 | 4280.3954 | 3442.4545 |  |  |  |  | 155 | #DIV/0! | #DIV/0! | #DIV/0! | #DIV/0! | #DIV/0! | #DIV/0! | #DIV/0! | #DIV/0! | #DIV/0! | #DIV/0! | #DIV/0! | #DIV/0! | #DIV/0! |  |  |  | 155 | #DIV/0! | #DIV/0! | #DIV/0! | #DIV/0! | #DIV/0! | #DIV/0! | #DIV/0! | #DIV/0! | #DIV/0! | #DIV/0! | #DIV/0! | #DIV/0! | #DIV/0! |  |  |  | 155 | #DIV/0! | #DIV/0! | #DIV/0! | #DIV/0! | #DIV/0! | #DIV/0! | #DIV/0! | #DIV/0! | #DIV/0! | #DIV/0! | #DIV/0! | #DIV/0! | #DIV/0! |  |  |  | 155 | #DIV/0! | #DIV/0! | #DIV/0! | #DIV/0! | #DIV/0! | #DIV/0! | #DIV/0! | #DIV/0! | #DIV/0! | #DIV/0! | #DIV/0! | #DIV/0! | #DIV/0! |  |  |  | 155 | #DIV/0! | #DIV/0! | #DIV/0! | #DIV/0! | #DIV/0! | #DIV/0! | #DIV/0! | #DIV/0! | #DIV/0! | #DIV/0! | #DIV/0! | #DIV/0! | #DIV/0! |  |  |  | 155 | #DIV/0! | #DIV/0! | #DIV/0! | #DIV/0! | #DIV/0! | #DIV/0! | #DIV/0! | #DIV/0! | #DIV/0! | #DIV/0! | #DIV/0! | #DIV/0! | #DIV/0! |  |  |  | 155 | #DIV/0! | #DIV/0! | #DIV/0! | #DIV/0! | #DIV/0! | #DIV/0! | #DIV/0! | #DIV/0! | #DIV/0! | #DIV/0! | #DIV/0! | #DIV/0! | #DIV/0!
[15 empty] | 155.1 | 38.4238 | -82.7771 | 4281.0779 | 3442.0066 | 4281.0779 | 3442.0066 | 16.3347 | 9.8499 | 1 | 1 | 4281.0779 | 3442.0066 |  |  |  |  | 155.1 | #DIV/0! | #DIV/0! | #DIV/0! | #DIV/0! | #DIV/0! | #DIV/0! | #DIV/0! | #DIV/0! | #DIV/0! | #DIV/0! | #DIV/0! | #DIV/0! | #DIV/0! |  |  |  | 155.1 | #DIV/0! | #DIV/0! | #DIV/0! | #DIV/0! | #DIV/0! | #DIV/0! | #DIV/0! | #DIV/0! | #DIV/0! | #DIV/0! | #DIV/0! | #DIV/0! | #DIV/0! |  |  |  | 155.1 | #DIV/0! | #DIV/0! | #DIV/0! | #DIV/0! | #DIV/0! | #DIV/0! | #DIV/0! | #DIV/0! | #DIV/0! | #DIV/0! | #DIV/0! | #DIV/0! | #DIV/0! |  |  |  | 155.1 | #DIV/0! | #DIV/0! | #DIV/0! | #DIV/0! | #DIV/0! | #DIV/0! | #DIV/0! | #DIV/0! | #DIV/0! | #DIV/0! | #DIV/0! | #DIV/0! | #DIV/0! |  |  |  | 155.1 | #DIV/0! | #DIV/0! | #DIV/0! | #DIV/0! | #DIV/0! | #DIV/0! | #DIV/0! | #DIV/0! | #DIV/0! | #DIV/0! | #DIV/0! | #DIV/0! | #DIV/0! |  |  |  | 155.1 | #DIV/0! | #DIV/0! | #DIV/0! | #DIV/0! | #DIV/0! | #DIV/0! | #DIV/0! | #DIV/0! | #DIV/0! | #DIV/0! | #DIV/0! | #DIV/0! | #DIV/0! |  |  |  | 155.1 | #DIV/0! | #DIV/0! | #DIV/0! | #DIV/0! | #DIV/0! | #DIV/0! | #DIV/0! | #DIV/0! | #DIV/0! | #DIV/0! | #DIV/0! | #DIV/0! | #DIV/0!
[15 empty] | 155.2 | 38.2793 | -82.844 | 4281.7579 | 3441.5605 | 4281.7579 | 3441.5605 | 16.2759 | 9.8116 | 1 | 1 | 4281.7579 | 3441.5605 |  |  |  |  | 155.2 | #DIV/0! | #DIV/0! | #DIV/0! | #DIV/0! | #DIV/0! | #DIV/0! | #DIV/0! | #DIV/0! | #DIV/0! | #DIV/0! | #DIV/0! | #DIV/0! | #DIV/0! |  |  |  | 155.2 | #DIV/0! | #DIV/0! | #DIV/0! | #DIV/0! | #DIV/0! | #DIV/0! | #DIV/0! | #DIV/0! | #DIV/0! | #DIV/0! | #DIV/0! | #DIV/0! | #DIV/0! |  |  |  | 155.2 | #DIV/0! | #DIV/0! | #DIV/0! | #DIV/0! | #DIV/0! | #DIV/0! | #DIV/0! | #DIV/0! | #DIV/0! | #DIV/0! | #DIV/0! | #DIV/0! | #DIV/0! |  |  |  | 155.2 | #DIV/0! | #DIV/0! | #DIV/0! | #DIV/0! | #DIV/0! | #DIV/0! | #DIV/0! | #DIV/0! | #DIV/0! | #DIV/0! | #DIV/0! | #DIV/0! | #DIV/0! |  |  |  | 155.2 | #DIV/0! | #DIV/0! | #DIV/0! | #DIV/0! | #DIV/0! | #DIV/0! | #DIV/0! | #DIV/0! | #DIV/0! | #DIV/0! | #DIV/0! | #DIV/0! | #DIV/0! |  |  |  | 155.2 | #DIV/0! | #DIV/0! | #DIV/0! | #DIV/0! | #DIV/0! | #DIV/0! | #DIV/0! | #DIV/0! | #DIV/0! | #DIV/0! | #DIV/0! | #DIV/0! | #DIV/0! |  |  |  | 155.2 | #DIV/0! | #DIV/0! | #DIV/0! | #DIV/0! | #DIV/0! | #DIV/0! | #DIV/0! | #DIV/0! | #DIV/0! | #DIV/0! | #DIV/0! | #DIV/0! | #DIV/0!
[15 empty] | 155.3 | 38.1347 | -82.9107 | 4282.4354 | 3441.1161 | 4282.4354 | 3441.1161 | 16.2169 | 9.7732 | 1 | 1 | 4282.4354 | 3441.1161 |  |  |  |  | 155.3 | #DIV/0! | #DIV/0! | #DIV/0! | #DIV/0! | #DIV/0! | #DIV/0! | #DIV/0! | #DIV/0! | #DIV/0! | #DIV/0! | #DIV/0! | #DIV/0! | #DIV/0! |  |  |  | 155.3 | #DIV/0! | #DIV/0! | #DIV/0! | #DIV/0! | #DIV/0! | #DIV/0! | #DIV/0! | #DIV/0! | #DIV/0! | #DIV/0! | #DIV/0! | #DIV/0! | #DIV/0! |  |  |  | 155.3 | #DIV/0! | #DIV/0! | #DIV/0! | #DIV/0! | #DIV/0! | #DIV/0! | #DIV/0! | #DIV/0! | #DIV/0! | #DIV/0! | #DIV/0! | #DIV/0! | #DIV/0! |  |  |  | 155.3 | #DIV/0! | #DIV/0! | #DIV/0! | #DIV/0! | #DIV/0! | #DIV/0! | #DIV/0! | #DIV/0! | #DIV/0! | #DIV/0! | #DIV/0! | #DIV/0! | #DIV/0! |  |  |  | 155.3 | #DIV/0! | #DIV/0! | #DIV/0! | #DIV/0! | #DIV/0! | #DIV/0! | #DIV/0! | #DIV/0! | #DIV/0! | #DIV/0! | #DIV/0! | #DIV/0! | #DIV/0! |  |  |  | 155.3 | #DIV/0! | #DIV/0! | #DIV/0! | #DIV/0! | #DIV/0! | #DIV/0! | #DIV/0! | #DIV/0! | #DIV/0! | #DIV/0! | #DIV/0! | #DIV/0! | #DIV/0! |  |  |  | 155.3 | #DIV/0! | #DIV/0! | #DIV/0! | #DIV/0! | #DIV/0! | #DIV/0! | #DIV/0! | #DIV/0! | #DIV/0! | #DIV/0! | #DIV/0! | #DIV/0! | #DIV/0!
[15 empty] | 155.4 | 37.9899 | -82.9771 | 4283.1105 | 3440.6736 | 4283.1105 | 3440.6736 | 16.1579 | 9.7349 | 1 | 1 | 4283.1105 | 3440.6736 |  |  |  |  | 155.4 | #DIV/0! | #DIV/0! | #DIV/0! | #DIV/0! | #DIV/0! | #DIV/0! | #DIV/0! | #DIV/0! | #DIV/0! | #DIV/0! | #DIV/0! | #DIV/0! | #DIV/0! |  |  |  | 155.4 | #DIV/0! | #DIV/0! | #DIV/0! | #DIV/0! | #DIV/0! | #DIV/0! | #DIV/0! | #DIV/0! | #DIV/0! | #DIV/0! | #DIV/0! | #DIV/0! | #DIV/0! |  |  |  | 155.4 | #DIV/0! | #DIV/0! | #DIV/0! | #DIV/0! | #DIV/0! | #DIV/0! | #DIV/0! | #DIV/0! | #DIV/0! | #DIV/0! | #DIV/0! | #DIV/0! | #DIV/0! |  |  |  | 155.4 | #DIV/0! | #DIV/0! | #DIV/0! | #DIV/0! | #DIV/0! | #DIV/0! | #DIV/0! | #DIV/0! | #DIV/0! | #DIV/0! | #DIV/0! | #DIV/0! | #DIV/0! |  |  |  | 155.4 | #DIV/0! | #DIV/0! | #DIV/0! | #DIV/0! | #DIV/0! | #DIV/0! | #DIV/0! | #DIV/0! | #DIV/0! | #DIV/0! | #DIV/0! | #DIV/0! | #DIV/0! |  |  |  | 155.4 | #DIV/0! | #DIV/0! | #DIV/0! | #DIV/0! | #DIV/0! | #DIV/0! | #DIV/0! | #DIV/0! | #DIV/0! | #DIV/0! | #DIV/0! | #DIV/0! | #DIV/0! |  |  |  | 155.4 | #DIV/0! | #DIV/0! | #DIV/0! | #DIV/0! | #DIV/0! | #DIV/0! | #DIV/0! | #DIV/0! | #DIV/0! | #DIV/0! | #DIV/0! | #DIV/0! | #DIV/0!
[15 empty] | 155.5 | 37.845 | -83.0433 | 4283.783 | 3440.2328 | 4283.783 | 3440.2328 | 16.0988 | 9.6965 | 1 | 1 | 4283.783 | 3440.2328 |  |  |  |  | 155.5 | #DIV/0! | #DIV/0! | #DIV/0! | #DIV/0! | #DIV/0! | #DIV/0! | #DIV/0! | #DIV/0! | #DIV/0! | #DIV/0! | #DIV/0! | #DIV/0! | #DIV/0! |  |  |  | 155.5 | #DIV/0! | #DIV/0! | #DIV/0! | #DIV/0! | #DIV/0! | #DIV/0! | #DIV/0! | #DIV/0! | #DIV/0! | #DIV/0! | #DIV/0! | #DIV/0! | #DIV/0! |  |  |  | 155.5 | #DIV/0! | #DIV/0! | #DIV/0! | #DIV/0! | #DIV/0! | #DIV/0! | #DIV/0! | #DIV/0! | #DIV/0! | #DIV/0! | #DIV/0! | #DIV/0! | #DIV/0! |  |  |  | 155.5 | #DIV/0! | #DIV/0! | #DIV/0! | #DIV/0! | #DIV/0! | #DIV/0! | #DIV/0! | #DIV/0! | #DIV/0! | #DIV/0! | #DIV/0! | #DIV/0! | #DIV/0! |  |  |  | 155.5 | #DIV/0! | #DIV/0! | #DIV/0! | #DIV/0! | #DIV/0! | #DIV/0! | #DIV/0! | #DIV/0! | #DIV/0! | #DIV/0! | #DIV/0! | #DIV/0! | #DIV/0! |  |  |  | 155.5 | #DIV/0! | #DIV/0! | #DIV/0! | #DIV/0! | #DIV/0! | #DIV/0! | #DIV/0! | #DIV/0! | #DIV/0! | #DIV/0! | #DIV/0! | #DIV/0! | #DIV/0! |  |  |  | 155.5 | #DIV/0! | #DIV/0! | #DIV/0! | #DIV/0! | #DIV/0! | #DIV/0! | #DIV/0! | #DIV/0! | #DIV/0! | #DIV/0! | #DIV/0! | #DIV/0! | #DIV/0!
[15 empty] | 155.6 | 37.7 | -83.1092 | 4284.4531 | 3439.7937 | 4284.4531 | 3439.7937 | 16.0396 | 9.6581 | 1 | 1 | 4284.4531 | 3439.7937 |  |  |  |  | 155.6 | #DIV/0! | #DIV/0! | #DIV/0! | #DIV/0! | #DIV/0! | #DIV/0! | #DIV/0! | #DIV/0! | #DIV/0! | #DIV/0! | #DIV/0! | #DIV/0! | #DIV/0! |  |  |  | 155.6 | #DIV/0! | #DIV/0! | #DIV/0! | #DIV/0! | #DIV/0! | #DIV/0! | #DIV/0! | #DIV/0! | #DIV/0! | #DIV/0! | #DIV/0! | #DIV/0! | #DIV/0! |  |  |  | 155.6 | #DIV/0! | #DIV/0! | #DIV/0! | #DIV/0! | #DIV/0! | #DIV/0! | #DIV/0! | #DIV/0! | #DIV/0! | #DIV/0! | #DIV/0! | #DIV/0! | #DIV/0! |  |  |  | 155.6 | #DIV/0! | #DIV/0! | #DIV/0! | #DIV/0! | #DIV/0! | #DIV/0! | #DIV/0! | #DIV/0! | #DIV/0! | #DIV/0! | #DIV/0! | #DIV/0! | #DIV/0! |  |  |  | 155.6 | #DIV/0! | #DIV/0! | #DIV/0! | #DIV/0! | #DIV/0! | #DIV/0! | #DIV/0! | #DIV/0! | #DIV/0! | #DIV/0! | #DIV/0! | #DIV/0! | #DIV/0! |  |  |  | 155.6 | #DIV/0! | #DIV/0! | #DIV/0! | #DIV/0! | #DIV/0! | #DIV/0! | #DIV/0! | #DIV/0! | #DIV/0! | #DIV/0! | #DIV/0! | #DIV/0! | #DIV/0! |  |  |  | 155.6 | #DIV/0! | #DIV/0! | #DIV/0! | #DIV/0! | #DIV/0! | #DIV/0! | #DIV/0! | #DIV/0! | #DIV/0! | #DIV/0! | #DIV/0! | #DIV/0! | #DIV/0!
[15 empty] | 155.7 | 37.5549 | -83.1749 | 4285.1207 | 3439.3564 | 4285.1207 | 3439.3564 | 15.9804 | 9.6197 | 1 | 1 | 4285.1207 | 3439.3564 |  |  |  |  | 155.7 | #DIV/0! | #DIV/0! | #DIV/0! | #DIV/0! | #DIV/0! | #DIV/0! | #DIV/0! | #DIV/0! | #DIV/0! | #DIV/0! | #DIV/0! | #DIV/0! | #DIV/0! |  |  |  | 155.7 | #DIV/0! | #DIV/0! | #DIV/0! | #DIV/0! | #DIV/0! | #DIV/0! | #DIV/0! | #DIV/0! | #DIV/0! | #DIV/0! | #DIV/0! | #DIV/0! | #DIV/0! |  |  |  | 155.7 | #DIV/0! | #DIV/0! | #DIV/0! | #DIV/0! | #DIV/0! | #DIV/0! | #DIV/0! | #DIV/0! | #DIV/0! | #DIV/0! | #DIV/0! | #DIV/0! | #DIV/0! |  |  |  | 155.7 | #DIV/0! | #DIV/0! | #DIV/0! | #DIV/0! | #DIV/0! | #DIV/0! | #DIV/0! | #DIV/0! | #DIV/0! | #DIV/0! | #DIV/0! | #DIV/0! | #DIV/0! |  |  |  | 155.7 | #DIV/0! | #DIV/0! | #DIV/0! | #DIV/0! | #DIV/0! | #DIV/0! | #DIV/0! | #DIV/0! | #DIV/0! | #DIV/0! | #DIV/0! | #DIV/0! | #DIV/0! |  |  |  | 155.7 | #DIV/0! | #DIV/0! | #DIV/0! | #DIV/0! | #DIV/0! | #DIV/0! | #DIV/0! | #DIV/0! | #DIV/0! | #DIV/0! | #DIV/0! | #DIV/0! | #DIV/0! |  |  |  | 155.7 | #DIV/0! | #DIV/0! | #DIV/0! | #DIV/0! | #DIV/0! | #DIV/0! | #DIV/0! | #DIV/0! | #DIV/0! | #DIV/0! | #DIV/0! | #DIV/0! | #DIV/0!
[15 empty] | 155.8 | 37.4097 | -83.2403 | 4285.7859 | 3438.9209 | 4285.7859 | 3438.9209 | 15.9211 | 9.5813 | 1 | 1 | 4285.7859 | 3438.9209 |  |  |  |  | 155.8 | #DIV/0! | #DIV/0! | #DIV/0! | #DIV/0! | #DIV/0! | #DIV/0! | #DIV/0! | #DIV/0! | #DIV/0! | #DIV/0! | #DIV/0! | #DIV/0! | #DIV/0! |  |  |  | 155.8 | #DIV/0! | #DIV/0! | #DIV/0! | #DIV/0! | #DIV/0! | #DIV/0! | #DIV/0! | #DIV/0! | #DIV/0! | #DIV/0! | #DIV/0! | #DIV/0! | #DIV/0! |  |  |  | 155.8 | #DIV/0! | #DIV/0! | #DIV/0! | #DIV/0! | #DIV/0! | #DIV/0! | #DIV/0! | #DIV/0! | #DIV/0! | #DIV/0! | #DIV/0! | #DIV/0! | #DIV/0! |  |  |  | 155.8 | #DIV/0! | #DIV/0! | #DIV/0! | #DIV/0! | #DIV/0! | #DIV/0! | #DIV/0! | #DIV/0! | #DIV/0! | #DIV/0! | #DIV/0! | #DIV/0! | #DIV/0! |  |  |  | 155.8 | #DIV/0! | #DIV/0! | #DIV/0! | #DIV/0! | #DIV/0! | #DIV/0! | #DIV/0! | #DIV/0! | #DIV/0! | #DIV/0! | #DIV/0! | #DIV/0! | #DIV/0! |  |  |  | 155.8 | #DIV/0! | #DIV/0! | #DIV/0! | #DIV/0! | #DIV/0! | #DIV/0! | #DIV/0! | #DIV/0! | #DIV/0! | #DIV/0! | #DIV/0! | #DIV/0! | #DIV/0! |  |  |  | 155.8 | #DIV/0! | #DIV/0! | #DIV/0! | #DIV/0! | #DIV/0! | #DIV/0! | #DIV/0! | #DIV/0! | #DIV/0! | #DIV/0! | #DIV/0! | #DIV/0! | #DIV/0!
[15 empty] | 155.9 | 37.2643 | -83.3055 | 4286.4485 | 3438.4872 | 4286.4485 | 3438.4872 | 15.8617 | 9.5429 | 1 | 1 | 4286.4485 | 3438.4872 |  |  |  |  | 155.9 | #DIV/0! | #DIV/0! | #DIV/0! | #DIV/0! | #DIV/0! | #DIV/0! | #DIV/0! | #DIV/0! | #DIV/0! | #DIV/0! | #DIV/0! | #DIV/0! | #DIV/0! |  |  |  | 155.9 | #DIV/0! | #DIV/0! | #DIV/0! | #DIV/0! | #DIV/0! | #DIV/0! | #DIV/0! | #DIV/0! | #DIV/0! | #DIV/0! | #DIV/0! | #DIV/0! | #DIV/0! |  |  |  | 155.9 | #DIV/0! | #DIV/0! | #DIV/0! | #DIV/0! | #DIV/0! | #DIV/0! | #DIV/0! | #DIV/0! | #DIV/0! | #DIV/0! | #DIV/0! | #DIV/0! | #DIV/0! |  |  |  | 155.9 | #DIV/0! | #DIV/0! | #DIV/0! | #DIV/0! | #DIV/0! | #DIV/0! | #DIV/0! | #DIV/0! | #DIV/0! | #DIV/0! | #DIV/0! | #DIV/0! | #DIV/0! |  |  |  | 155.9 | #DIV/0! | #DIV/0! | #DIV/0! | #DIV/0! | #DIV/0! | #DIV/0! | #DIV/0! | #DIV/0! | #DIV/0! | #DIV/0! | #DIV/0! | #DIV/0! | #DIV/0! |  |  |  | 155.9 | #DIV/0! | #DIV/0! | #DIV/0! | #DIV/0! | #DIV/0! | #DIV/0! | #DIV/0! | #DIV/0! | #DIV/0! | #DIV/0! | #DIV/0! | #DIV/0! | #DIV/0! |  |  |  | 155.9 | #DIV/0! | #DIV/0! | #DIV/0! | #DIV/0! | #DIV/0! | #DIV/0! | #DIV/0! | #DIV/0! | #DIV/0! | #DIV/0! | #DIV/0! | #DIV/0! | #DIV/0!
[15 empty] | 156 | 37.1189 | -83.3704 | 4287.1087 | 3438.0552 | 4287.1087 | 3438.0552 | 15.8022 | 9.5045 | 1 | 1 | 4287.1087 | 3438.0552 |  |  |  |  | 156 | #DIV/0! | #DIV/0! | #DIV/0! | #DIV/0! | #DIV/0! | #DIV/0! | #DIV/0! | #DIV/0! | #DIV/0! | #DIV/0! | #DIV/0! | #DIV/0! | #DIV/0! |  |  |  | 156 | #DIV/0! | #DIV/0! | #DIV/0! | #DIV/0! | #DIV/0! | #DIV/0! | #DIV/0! | #DIV/0! | #DIV/0! | #DIV/0! | #DIV/0! | #DIV/0! | #DIV/0! |  |  |  | 156 | #DIV/0! | #DIV/0! | #DIV/0! | #DIV/0! | #DIV/0! | #DIV/0! | #DIV/0! | #DIV/0! | #DIV/0! | #DIV/0! | #DIV/0! | #DIV/0! | #DIV/0! |  |  |  | 156 | #DIV/0! | #DIV/0! | #DIV/0! | #DIV/0! | #DIV/0! | #DIV/0! | #DIV/0! | #DIV/0! | #DIV/0! | #DIV/0! | #DIV/0! | #DIV/0! | #DIV/0! |  |  |  | 156 | #DIV/0! | #DIV/0! | #DIV/0! | #DIV/0! | #DIV/0! | #DIV/0! | #DIV/0! | #DIV/0! | #DIV/0! | #DIV/0! | #DIV/0! | #DIV/0! | #DIV/0! |  |  |  | 156 | #DIV/0! | #DIV/0! | #DIV/0! | #DIV/0! | #DIV/0! | #DIV/0! | #DIV/0! | #DIV/0! | #DIV/0! | #DIV/0! | #DIV/0! | #DIV/0! | #DIV/0! |  |  |  | 156 | #DIV/0! | #DIV/0! | #DIV/0! | #DIV/0! | #DIV/0! | #DIV/0! | #DIV/0! | #DIV/0! | #DIV/0! | #DIV/0! | #DIV/0! | #DIV/0! | #DIV/0!
[15 empty] | 156.1 | 36.9733 | -83.4351 | 4287.7663 | 3437.625 | 4287.7663 | 3437.625 | 15.7426 | 9.466 | 1 | 1 | 4287.7663 | 3437.625 |  |  |  |  | 156.1 | #DIV/0! | #DIV/0! | #DIV/0! | #DIV/0! | #DIV/0! | #DIV/0! | #DIV/0! | #DIV/0! | #DIV/0! | #DIV/0! | #DIV/0! | #DIV/0! | #DIV/0! |  |  |  | 156.1 | #DIV/0! | #DIV/0! | #DIV/0! | #DIV/0! | #DIV/0! | #DIV/0! | #DIV/0! | #DIV/0! | #DIV/0! | #DIV/0! | #DIV/0! | #DIV/0! | #DIV/0! |  |  |  | 156.1 | #DIV/0! | #DIV/0! | #DIV/0! | #DIV/0! | #DIV/0! | #DIV/0! | #DIV/0! | #DIV/0! | #DIV/0! | #DIV/0! | #DIV/0! | #DIV/0! | #DIV/0! |  |  |  | 156.1 | #DIV/0! | #DIV/0! | #DIV/0! | #DIV/0! | #DIV/0! | #DIV/0! | #DIV/0! | #DIV/0! | #DIV/0! | #DIV/0! | #DIV/0! | #DIV/0! | #DIV/0! |  |  |  | 156.1 | #DIV/0! | #DIV/0! | #DIV/0! | #DIV/0! | #DIV/0! | #DIV/0! | #DIV/0! | #DIV/0! | #DIV/0! | #DIV/0! | #DIV/0! | #DIV/0! | #DIV/0! |  |  |  | 156.1 | #DIV/0! | #DIV/0! | #DIV/0! | #DIV/0! | #DIV/0! | #DIV/0! | #DIV/0! | #DIV/0! | #DIV/0! | #DIV/0! | #DIV/0! | #DIV/0! | #DIV/0! |  |  |  | 156.1 | #DIV/0! | #DIV/0! | #DIV/0! | #DIV/0! | #DIV/0! | #DIV/0! | #DIV/0! | #DIV/0! | #DIV/0! | #DIV/0! | #DIV/0! | #DIV/0! | #DIV/0!
[15 empty] | 156.2 | 36.8276 | -83.4995 | 4288.4215 | 3437.1966 | 4288.4215 | 3437.1966 | 15.683 | 9.4275 | 1 | 1 | 4288.4215 | 3437.1966 |  |  |  |  | 156.2 | #DIV/0! | #DIV/0! | #DIV/0! | #DIV/0! | #DIV/0! | #DIV/0! | #DIV/0! | #DIV/0! | #DIV/0! | #DIV/0! | #DIV/0! | #DIV/0! | #DIV/0! |  |  |  | 156.2 | #DIV/0! | #DIV/0! | #DIV/0! | #DIV/0! | #DIV/0! | #DIV/0! | #DIV/0! | #DIV/0! | #DIV/0! | #DIV/0! | #DIV/0! | #DIV/0! | #DIV/0! |  |  |  | 156.2 | #DIV/0! | #DIV/0! | #DIV/0! | #DIV/0! | #DIV/0! | #DIV/0! | #DIV/0! | #DIV/0! | #DIV/0! | #DIV/0! | #DIV/0! | #DIV/0! | #DIV/0! |  |  |  | 156.2 | #DIV/0! | #DIV/0! | #DIV/0! | #DIV/0! | #DIV/0! | #DIV/0! | #DIV/0! | #DIV/0! | #DIV/0! | #DIV/0! | #DIV/0! | #DIV/0! | #DIV/0! |  |  |  | 156.2 | #DIV/0! | #DIV/0! | #DIV/0! | #DIV/0! | #DIV/0! | #DIV/0! | #DIV/0! | #DIV/0! | #DIV/0! | #DIV/0! | #DIV/0! | #DIV/0! | #DIV/0! |  |  |  | 156.2 | #DIV/0! | #DIV/0! | #DIV/0! | #DIV/0! | #DIV/0! | #DIV/0! | #DIV/0! | #DIV/0! | #DIV/0! | #DIV/0! | #DIV/0! | #DIV/0! | #DIV/0! |  |  |  | 156.2 | #DIV/0! | #DIV/0! | #DIV/0! | #DIV/0! | #DIV/0! | #DIV/0! | #DIV/0! | #DIV/0! | #DIV/0! | #DIV/0! | #DIV/0! | #DIV/0! | #DIV/0!
[15 empty] | 156.3 | 36.6819 | -83.5636 | 4289.0742 | 3436.7699 | 4289.0742 | 3436.7699 | 15.6233 | 9.389 | 1 | 1 | 4289.0742 | 3436.7699 |  |  |  |  | 156.3 | #DIV/0! | #DIV/0! | #DIV/0! | #DIV/0! | #DIV/0! | #DIV/0! | #DIV/0! | #DIV/0! | #DIV/0! | #DIV/0! | #DIV/0! | #DIV/0! | #DIV/0! |  |  |  | 156.3 | #DIV/0! | #DIV/0! | #DIV/0! | #DIV/0! | #DIV/0! | #DIV/0! | #DIV/0! | #DIV/0! | #DIV/0! | #DIV/0! | #DIV/0! | #DIV/0! | #DIV/0! |  |  |  | 156.3 | #DIV/0! | #DIV/0! | #DIV/0! | #DIV/0! | #DIV/0! | #DIV/0! | #DIV/0! | #DIV/0! | #DIV/0! | #DIV/0! | #DIV/0! | #DIV/0! | #DIV/0! |  |  |  | 156.3 | #DIV/0! | #DIV/0! | #DIV/0! | #DIV/0! | #DIV/0! | #DIV/0! | #DIV/0! | #DIV/0! | #DIV/0! | #DIV/0! | #DIV/0! | #DIV/0! | #DIV/0! |  |  |  | 156.3 | #DIV/0! | #DIV/0! | #DIV/0! | #DIV/0! | #DIV/0! | #DIV/0! | #DIV/0! | #DIV/0! | #DIV/0! | #DIV/0! | #DIV/0! | #DIV/0! | #DIV/0! |  |  |  | 156.3 | #DIV/0! | #DIV/0! | #DIV/0! | #DIV/0! | #DIV/0! | #DIV/0! | #DIV/0! | #DIV/0! | #DIV/0! | #DIV/0! | #DIV/0! | #DIV/0! | #DIV/0! |  |  |  | 156.3 | #DIV/0! | #DIV/0! | #DIV/0! | #DIV/0! | #DIV/0! | #DIV/0! | #DIV/0! | #DIV/0! | #DIV/0! | #DIV/0! | #DIV/0! | #DIV/0! | #DIV/0!
[15 empty] | 156.4 | 36.536 | -83.6275 | 4289.7243 | 3436.345 | 4289.7243 | 3436.345 | 15.5635 | 9.3505 | 1 | 1 | 4289.7243 | 3436.345 |  |  |  |  | 156.4 | #DIV/0! | #DIV/0! | #DIV/0! | #DIV/0! | #DIV/0! | #DIV/0! | #DIV/0! | #DIV/0! | #DIV/0! | #DIV/0! | #DIV/0! | #DIV/0! | #DIV/0! |  |  |  | 156.4 | #DIV/0! | #DIV/0! | #DIV/0! | #DIV/0! | #DIV/0! | #DIV/0! | #DIV/0! | #DIV/0! | #DIV/0! | #DIV/0! | #DIV/0! | #DIV/0! | #DIV/0! |  |  |  | 156.4 | #DIV/0! | #DIV/0! | #DIV/0! | #DIV/0! | #DIV/0! | #DIV/0! | #DIV/0! | #DIV/0! | #DIV/0! | #DIV/0! | #DIV/0! | #DIV/0! | #DIV/0! |  |  |  | 156.4 | #DIV/0! | #DIV/0! | #DIV/0! | #DIV/0! | #DIV/0! | #DIV/0! | #DIV/0! | #DIV/0! | #DIV/0! | #DIV/0! | #DIV/0! | #DIV/0! | #DIV/0! |  |  |  | 156.4 | #DIV/0! | #DIV/0! | #DIV/0! | #DIV/0! | #DIV/0! | #DIV/0! | #DIV/0! | #DIV/0! | #DIV/0! | #DIV/0! | #DIV/0! | #DIV/0! | #DIV/0! |  |  |  | 156.4 | #DIV/0! | #DIV/0! | #DIV/0! | #DIV/0! | #DIV/0! | #DIV/0! | #DIV/0! | #DIV/0! | #DIV/0! | #DIV/0! | #DIV/0! | #DIV/0! | #DIV/0! |  |  |  | 156.4 | #DIV/0! | #DIV/0! | #DIV/0! | #DIV/0! | #DIV/0! | #DIV/0! | #DIV/0! | #DIV/0! | #DIV/0! | #DIV/0! | #DIV/0! | #DIV/0! | #DIV/0!
[15 empty] | 156.5 | 36.3899 | -83.6911 | 4290.372 | 3435.9219 | 4290.372 | 3435.9219 | 15.5037 | 9.312 | 1 | 1 | 4290.372 | 3435.9219 |  |  |  |  | 156.5 | #DIV/0! | #DIV/0! | #DIV/0! | #DIV/0! | #DIV/0! | #DIV/0! | #DIV/0! | #DIV/0! | #DIV/0! | #DIV/0! | #DIV/0! | #DIV/0! | #DIV/0! |  |  |  | 156.5 | #DIV/0! | #DIV/0! | #DIV/0! | #DIV/0! | #DIV/0! | #DIV/0! | #DIV/0! | #DIV/0! | #DIV/0! | #DIV/0! | #DIV/0! | #DIV/0! | #DIV/0! |  |  |  | 156.5 | #DIV/0! | #DIV/0! | #DIV/0! | #DIV/0! | #DIV/0! | #DIV/0! | #DIV/0! | #DIV/0! | #DIV/0! | #DIV/0! | #DIV/0! | #DIV/0! | #DIV/0! |  |  |  | 156.5 | #DIV/0! | #DIV/0! | #DIV/0! | #DIV/0! | #DIV/0! | #DIV/0! | #DIV/0! | #DIV/0! | #DIV/0! | #DIV/0! | #DIV/0! | #DIV/0! | #DIV/0! |  |  |  | 156.5 | #DIV/0! | #DIV/0! | #DIV/0! | #DIV/0! | #DIV/0! | #DIV/0! | #DIV/0! | #DIV/0! | #DIV/0! | #DIV/0! | #DIV/0! | #DIV/0! | #DIV/0! |  |  |  | 156.5 | #DIV/0! | #DIV/0! | #DIV/0! | #DIV/0! | #DIV/0! | #DIV/0! | #DIV/0! | #DIV/0! | #DIV/0! | #DIV/0! | #DIV/0! | #DIV/0! | #DIV/0! |  |  |  | 156.5 | #DIV/0! | #DIV/0! | #DIV/0! | #DIV/0! | #DIV/0! | #DIV/0! | #DIV/0! | #DIV/0! | #DIV/0! | #DIV/0! | #DIV/0! | #DIV/0! | #DIV/0!
[15 empty] | 156.6 | 36.2438 | -83.7545 | 4291.0171 | 3435.5005 | 4291.0171 | 3435.5005 | 15.4437 | 9.2735 | 1 | 1 | 4291.0171 | 3435.5005 |  |  |  |  | 156.6 | #DIV/0! | #DIV/0! | #DIV/0! | #DIV/0! | #DIV/0! | #DIV/0! | #DIV/0! | #DIV/0! | #DIV/0! | #DIV/0! | #DIV/0! | #DIV/0! | #DIV/0! |  |  |  | 156.6 | #DIV/0! | #DIV/0! | #DIV/0! | #DIV/0! | #DIV/0! | #DIV/0! | #DIV/0! | #DIV/0! | #DIV/0! | #DIV/0! | #DIV/0! | #DIV/0! | #DIV/0! |  |  |  | 156.6 | #DIV/0! | #DIV/0! | #DIV/0! | #DIV/0! | #DIV/0! | #DIV/0! | #DIV/0! | #DIV/0! | #DIV/0! | #DIV/0! | #DIV/0! | #DIV/0! | #DIV/0! |  |  |  | 156.6 | #DIV/0! | #DIV/0! | #DIV/0! | #DIV/0! | #DIV/0! | #DIV/0! | #DIV/0! | #DIV/0! | #DIV/0! | #DIV/0! | #DIV/0! | #DIV/0! | #DIV/0! |  |  |  | 156.6 | #DIV/0! | #DIV/0! | #DIV/0! | #DIV/0! | #DIV/0! | #DIV/0! | #DIV/0! | #DIV/0! | #DIV/0! | #DIV/0! | #DIV/0! | #DIV/0! | #DIV/0! |  |  |  | 156.6 | #DIV/0! | #DIV/0! | #DIV/0! | #DIV/0! | #DIV/0! | #DIV/0! | #DIV/0! | #DIV/0! | #DIV/0! | #DIV/0! | #DIV/0! | #DIV/0! | #DIV/0! |  |  |  | 156.6 | #DIV/0! | #DIV/0! | #DIV/0! | #DIV/0! | #DIV/0! | #DIV/0! | #DIV/0! | #DIV/0! | #DIV/0! | #DIV/0! | #DIV/0! | #DIV/0! | #DIV/0!
[15 empty] | 156.7 | 36.0976 | -83.8177 | 4291.6598 | 3435.0809 | 4291.6598 | 3435.0809 | 15.3837 | 9.2349 | 1 | 1 | 4291.6598 | 3435.0809 |  |  |  |  | 156.7 | #DIV/0! | #DIV/0! | #DIV/0! | #DIV/0! | #DIV/0! | #DIV/0! | #DIV/0! | #DIV/0! | #DIV/0! | #DIV/0! | #DIV/0! | #DIV/0! | #DIV/0! |  |  |  | 156.7 | #DIV/0! | #DIV/0! | #DIV/0! | #DIV/0! | #DIV/0! | #DIV/0! | #DIV/0! | #DIV/0! | #DIV/0! | #DIV/0! | #DIV/0! | #DIV/0! | #DIV/0! |  |  |  | 156.7 | #DIV/0! | #DIV/0! | #DIV/0! | #DIV/0! | #DIV/0! | #DIV/0! | #DIV/0! | #DIV/0! | #DIV/0! | #DIV/0! | #DIV/0! | #DIV/0! | #DIV/0! |  |  |  | 156.7 | #DIV/0! | #DIV/0! | #DIV/0! | #DIV/0! | #DIV/0! | #DIV/0! | #DIV/0! | #DIV/0! | #DIV/0! | #DIV/0! | #DIV/0! | #DIV/0! | #DIV/0! |  |  |  | 156.7 | #DIV/0! | #DIV/0! | #DIV/0! | #DIV/0! | #DIV/0! | #DIV/0! | #DIV/0! | #DIV/0! | #DIV/0! | #DIV/0! | #DIV/0! | #DIV/0! | #DIV/0! |  |  |  | 156.7 | #DIV/0! | #DIV/0! | #DIV/0! | #DIV/0! | #DIV/0! | #DIV/0! | #DIV/0! | #DIV/0! | #DIV/0! | #DIV/0! | #DIV/0! | #DIV/0! | #DIV/0! |  |  |  | 156.7 | #DIV/0! | #DIV/0! | #DIV/0! | #DIV/0! | #DIV/0! | #DIV/0! | #DIV/0! | #DIV/0! | #DIV/0! | #DIV/0! | #DIV/0! | #DIV/0! | #DIV/0!
[15 empty] | 156.8 | 35.9512 | -83.8805 | 4292.2999 | 3434.6631 | 4292.2999 | 3434.6631 | 15.3236 | 9.1964 | 1 | 1 | 4292.2999 | 3434.6631 |  |  |  |  | 156.8 | #DIV/0! | #DIV/0! | #DIV/0! | #DIV/0! | #DIV/0! | #DIV/0! | #DIV/0! | #DIV/0! | #DIV/0! | #DIV/0! | #DIV/0! | #DIV/0! | #DIV/0! |  |  |  | 156.8 | #DIV/0! | #DIV/0! | #DIV/0! | #DIV/0! | #DIV/0! | #DIV/0! | #DIV/0! | #DIV/0! | #DIV/0! | #DIV/0! | #DIV/0! | #DIV/0! | #DIV/0! |  |  |  | 156.8 | #DIV/0! | #DIV/0! | #DIV/0! | #DIV/0! | #DIV/0! | #DIV/0! | #DIV/0! | #DIV/0! | #DIV/0! | #DIV/0! | #DIV/0! | #DIV/0! | #DIV/0! |  |  |  | 156.8 | #DIV/0! | #DIV/0! | #DIV/0! | #DIV/0! | #DIV/0! | #DIV/0! | #DIV/0! | #DIV/0! | #DIV/0! | #DIV/0! | #DIV/0! | #DIV/0! | #DIV/0! |  |  |  | 156.8 | #DIV/0! | #DIV/0! | #DIV/0! | #DIV/0! | #DIV/0! | #DIV/0! | #DIV/0! | #DIV/0! | #DIV/0! | #DIV/0! | #DIV/0! | #DIV/0! | #DIV/0! |  |  |  | 156.8 | #DIV/0! | #DIV/0! | #DIV/0! | #DIV/0! | #DIV/0! | #DIV/0! | #DIV/0! | #DIV/0! | #DIV/0! | #DIV/0! | #DIV/0! | #DIV/0! | #DIV/0! |  |  |  | 156.8 | #DIV/0! | #DIV/0! | #DIV/0! | #DIV/0! | #DIV/0! | #DIV/0! | #DIV/0! | #DIV/0! | #DIV/0! | #DIV/0! | #DIV/0! | #DIV/0! | #DIV/0!
[15 empty] | 156.9 | 35.8048 | -83.9431 | 4292.9375 | 3434.2471 | 4292.9375 | 3434.2471 | 15.2635 | 9.1578 | 1 | 1 | 4292.9375 | 3434.2471 |  |  |  |  | 156.9 | #DIV/0! | #DIV/0! | #DIV/0! | #DIV/0! | #DIV/0! | #DIV/0! | #DIV/0! | #DIV/0! | #DIV/0! | #DIV/0! | #DIV/0! | #DIV/0! | #DIV/0! |  |  |  | 156.9 | #DIV/0! | #DIV/0! | #DIV/0! | #DIV/0! | #DIV/0! | #DIV/0! | #DIV/0! | #DIV/0! | #DIV/0! | #DIV/0! | #DIV/0! | #DIV/0! | #DIV/0! |  |  |  | 156.9 | #DIV/0! | #DIV/0! | #DIV/0! | #DIV/0! | #DIV/0! | #DIV/0! | #DIV/0! | #DIV/0! | #DIV/0! | #DIV/0! | #DIV/0! | #DIV/0! | #DIV/0! |  |  |  | 156.9 | #DIV/0! | #DIV/0! | #DIV/0! | #DIV/0! | #DIV/0! | #DIV/0! | #DIV/0! | #DIV/0! | #DIV/0! | #DIV/0! | #DIV/0! | #DIV/0! | #DIV/0! |  |  |  | 156.9 | #DIV/0! | #DIV/0! | #DIV/0! | #DIV/0! | #DIV/0! | #DIV/0! | #DIV/0! | #DIV/0! | #DIV/0! | #DIV/0! | #DIV/0! | #DIV/0! | #DIV/0! |  |  |  | 156.9 | #DIV/0! | #DIV/0! | #DIV/0! | #DIV/0! | #DIV/0! | #DIV/0! | #DIV/0! | #DIV/0! | #DIV/0! | #DIV/0! | #DIV/0! | #DIV/0! | #DIV/0! |  |  |  | 156.9 | #DIV/0! | #DIV/0! | #DIV/0! | #DIV/0! | #DIV/0! | #DIV/0! | #DIV/0! | #DIV/0! | #DIV/0! | #DIV/0! | #DIV/0! | #DIV/0! | #DIV/0!
[15 empty] | 157 | 35.6582 | -84.0055 | 4293.5726 | 3433.8328 | 4293.5726 | 3433.8328 | 15.2032 | 9.1192 | 1 | 1 | 4293.5726 | 3433.8328 |  |  |  |  | 157 | #DIV/0! | #DIV/0! | #DIV/0! | #DIV/0! | #DIV/0! | #DIV/0! | #DIV/0! | #DIV/0! | #DIV/0! | #DIV/0! | #DIV/0! | #DIV/0! | #DIV/0! |  |  |  | 157 | #DIV/0! | #DIV/0! | #DIV/0! | #DIV/0! | #DIV/0! | #DIV/0! | #DIV/0! | #DIV/0! | #DIV/0! | #DIV/0! | #DIV/0! | #DIV/0! | #DIV/0! |  |  |  | 157 | #DIV/0! | #DIV/0! | #DIV/0! | #DIV/0! | #DIV/0! | #DIV/0! | #DIV/0! | #DIV/0! | #DIV/0! | #DIV/0! | #DIV/0! | #DIV/0! | #DIV/0! |  |  |  | 157 | #DIV/0! | #DIV/0! | #DIV/0! | #DIV/0! | #DIV/0! | #DIV/0! | #DIV/0! | #DIV/0! | #DIV/0! | #DIV/0! | #DIV/0! | #DIV/0! | #DIV/0! |  |  |  | 157 | #DIV/0! | #DIV/0! | #DIV/0! | #DIV/0! | #DIV/0! | #DIV/0! | #DIV/0! | #DIV/0! | #DIV/0! | #DIV/0! | #DIV/0! | #DIV/0! | #DIV/0! |  |  |  | 157 | #DIV/0! | #DIV/0! | #DIV/0! | #DIV/0! | #DIV/0! | #DIV/0! | #DIV/0! | #DIV/0! | #DIV/0! | #DIV/0! | #DIV/0! | #DIV/0! | #DIV/0! |  |  |  | 157 | #DIV/0! | #DIV/0! | #DIV/0! | #DIV/0! | #DIV/0! | #DIV/0! | #DIV/0! | #DIV/0! | #DIV/0! | #DIV/0! | #DIV/0! | #DIV/0! | #DIV/0!
[15 empty] | 157.1 | 35.5116 | -84.0676 | 4294.2051 | 3433.4203 | 4294.2051 | 3433.4203 | 15.1429 | 9.0806 | 1 | 1 | 4294.2051 | 3433.4203 |  |  |  |  | 157.1 | #DIV/0! | #DIV/0! | #DIV/0! | #DIV/0! | #DIV/0! | #DIV/0! | #DIV/0! | #DIV/0! | #DIV/0! | #DIV/0! | #DIV/0! | #DIV/0! | #DIV/0! |  |  |  | 157.1 | #DIV/0! | #DIV/0! | #DIV/0! | #DIV/0! | #DIV/0! | #DIV/0! | #DIV/0! | #DIV/0! | #DIV/0! | #DIV/0! | #DIV/0! | #DIV/0! | #DIV/0! |  |  |  | 157.1 | #DIV/0! | #DIV/0! | #DIV/0! | #DIV/0! | #DIV/0! | #DIV/0! | #DIV/0! | #DIV/0! | #DIV/0! | #DIV/0! | #DIV/0! | #DIV/0! | #DIV/0! |  |  |  | 157.1 | #DIV/0! | #DIV/0! | #DIV/0! | #DIV/0! | #DIV/0! | #DIV/0! | #DIV/0! | #DIV/0! | #DIV/0! | #DIV/0! | #DIV/0! | #DIV/0! | #DIV/0! |  |  |  | 157.1 | #DIV/0! | #DIV/0! | #DIV/0! | #DIV/0! | #DIV/0! | #DIV/0! | #DIV/0! | #DIV/0! | #DIV/0! | #DIV/0! | #DIV/0! | #DIV/0! | #DIV/0! |  |  |  | 157.1 | #DIV/0! | #DIV/0! | #DIV/0! | #DIV/0! | #DIV/0! | #DIV/0! | #DIV/0! | #DIV/0! | #DIV/0! | #DIV/0! | #DIV/0! | #DIV/0! | #DIV/0! |  |  |  | 157.1 | #DIV/0! | #DIV/0! | #DIV/0! | #DIV/0! | #DIV/0! | #DIV/0! | #DIV/0! | #DIV/0! | #DIV/0! | #DIV/0! | #DIV/0! | #DIV/0! | #DIV/0!
[15 empty] | 157.2 | 35.3648 | -84.1295 | 4294.8351 | 3433.0096 | 4294.8351 | 3433.0096 | 15.0826 | 9.042 | 1 | 1 | 4294.8351 | 3433.0096 |  |  |  |  | 157.2 | #DIV/0! | #DIV/0! | #DIV/0! | #DIV/0! | #DIV/0! | #DIV/0! | #DIV/0! | #DIV/0! | #DIV/0! | #DIV/0! | #DIV/0! | #DIV/0! | #DIV/0! |  |  |  | 157.2 | #DIV/0! | #DIV/0! | #DIV/0! | #DIV/0! | #DIV/0! | #DIV/0! | #DIV/0! | #DIV/0! | #DIV/0! | #DIV/0! | #DIV/0! | #DIV/0! | #DIV/0! |  |  |  | 157.2 | #DIV/0! | #DIV/0! | #DIV/0! | #DIV/0! | #DIV/0! | #DIV/0! | #DIV/0! | #DIV/0! | #DIV/0! | #DIV/0! | #DIV/0! | #DIV/0! | #DIV/0! |  |  |  | 157.2 | #DIV/0! | #DIV/0! | #DIV/0! | #DIV/0! | #DIV/0! | #DIV/0! | #DIV/0! | #DIV/0! | #DIV/0! | #DIV/0! | #DIV/0! | #DIV/0! | #DIV/0! |  |  |  | 157.2 | #DIV/0! | #DIV/0! | #DIV/0! | #DIV/0! | #DIV/0! | #DIV/0! | #DIV/0! | #DIV/0! | #DIV/0! | #DIV/0! | #DIV/0! | #DIV/0! | #DIV/0! |  |  |  | 157.2 | #DIV/0! | #DIV/0! | #DIV/0! | #DIV/0! | #DIV/0! | #DIV/0! | #DIV/0! | #DIV/0! | #DIV/0! | #DIV/0! | #DIV/0! | #DIV/0! | #DIV/0! |  |  |  | 157.2 | #DIV/0! | #DIV/0! | #DIV/0! | #DIV/0! | #DIV/0! | #DIV/0! | #DIV/0! | #DIV/0! | #DIV/0! | #DIV/0! | #DIV/0! | #DIV/0! | #DIV/0!
[15 empty] | 157.3 | 35.2179 | -84.1911 | 4295.4626 | 3432.6006 | 4295.4626 | 3432.6006 | 15.0221 | 9.0034 | 1 | 1 | 4295.4626 | 3432.6006 |  |  |  |  | 157.3 | #DIV/0! | #DIV/0! | #DIV/0! | #DIV/0! | #DIV/0! | #DIV/0! | #DIV/0! | #DIV/0! | #DIV/0! | #DIV/0! | #DIV/0! | #DIV/0! | #DIV/0! |  |  |  | 157.3 | #DIV/0! | #DIV/0! | #DIV/0! | #DIV/0! | #DIV/0! | #DIV/0! | #DIV/0! | #DIV/0! | #DIV/0! | #DIV/0! | #DIV/0! | #DIV/0! | #DIV/0! |  |  |  | 157.3 | #DIV/0! | #DIV/0! | #DIV/0! | #DIV/0! | #DIV/0! | #DIV/0! | #DIV/0! | #DIV/0! | #DIV/0! | #DIV/0! | #DIV/0! | #DIV/0! | #DIV/0! |  |  |  | 157.3 | #DIV/0! | #DIV/0! | #DIV/0! | #DIV/0! | #DIV/0! | #DIV/0! | #DIV/0! | #DIV/0! | #DIV/0! | #DIV/0! | #DIV/0! | #DIV/0! | #DIV/0! |  |  |  | 157.3 | #DIV/0! | #DIV/0! | #DIV/0! | #DIV/0! | #DIV/0! | #DIV/0! | #DIV/0! | #DIV/0! | #DIV/0! | #DIV/0! | #DIV/0! | #DIV/0! | #DIV/0! |  |  |  | 157.3 | #DIV/0! | #DIV/0! | #DIV/0! | #DIV/0! | #DIV/0! | #DIV/0! | #DIV/0! | #DIV/0! | #DIV/0! | #DIV/0! | #DIV/0! | #DIV/0! | #DIV/0! |  |  |  | 157.3 | #DIV/0! | #DIV/0! | #DIV/0! | #DIV/0! | #DIV/0! | #DIV/0! | #DIV/0! | #DIV/0! | #DIV/0! | #DIV/0! | #DIV/0! | #DIV/0! | #DIV/0!
[15 empty] | 157.4 | 35.0709 | -84.2524 | 4296.0876 | 3432.1935 | 4296.0876 | 3432.1935 | 14.9616 | 8.9647 | 1 | 1 | 4296.0876 | 3432.1935 |  |  |  |  | 157.4 | #DIV/0! | #DIV/0! | #DIV/0! | #DIV/0! | #DIV/0! | #DIV/0! | #DIV/0! | #DIV/0! | #DIV/0! | #DIV/0! | #DIV/0! | #DIV/0! | #DIV/0! |  |  |  | 157.4 | #DIV/0! | #DIV/0! | #DIV/0! | #DIV/0! | #DIV/0! | #DIV/0! | #DIV/0! | #DIV/0! | #DIV/0! | #DIV/0! | #DIV/0! | #DIV/0! | #DIV/0! |  |  |  | 157.4 | #DIV/0! | #DIV/0! | #DIV/0! | #DIV/0! | #DIV/0! | #DIV/0! | #DIV/0! | #DIV/0! | #DIV/0! | #DIV/0! | #DIV/0! | #DIV/0! | #DIV/0! |  |  |  | 157.4 | #DIV/0! | #DIV/0! | #DIV/0! | #DIV/0! | #DIV/0! | #DIV/0! | #DIV/0! | #DIV/0! | #DIV/0! | #DIV/0! | #DIV/0! | #DIV/0! | #DIV/0! |  |  |  | 157.4 | #DIV/0! | #DIV/0! | #DIV/0! | #DIV/0! | #DIV/0! | #DIV/0! | #DIV/0! | #DIV/0! | #DIV/0! | #DIV/0! | #DIV/0! | #DIV/0! | #DIV/0! |  |  |  | 157.4 | #DIV/0! | #DIV/0! | #DIV/0! | #DIV/0! | #DIV/0! | #DIV/0! | #DIV/0! | #DIV/0! | #DIV/0! | #DIV/0! | #DIV/0! | #DIV/0! | #DIV/0! |  |  |  | 157.4 | #DIV/0! | #DIV/0! | #DIV/0! | #DIV/0! | #DIV/0! | #DIV/0! | #DIV/0! | #DIV/0! | #DIV/0! | #DIV/0! | #DIV/0! | #DIV/0! | #DIV/0!
[15 empty] | 157.5 | 34.9238 | -84.3135 | 4296.7101 | 3431.7881 | 4296.7101 | 3431.7881 | 14.901 | 8.9261 | 1 | 1 | 4296.7101 | 3431.7881 |  |  |  |  | 157.5 | #DIV/0! | #DIV/0! | #DIV/0! | #DIV/0! | #DIV/0! | #DIV/0! | #DIV/0! | #DIV/0! | #DIV/0! | #DIV/0! | #DIV/0! | #DIV/0! | #DIV/0! |  |  |  | 157.5 | #DIV/0! | #DIV/0! | #DIV/0! | #DIV/0! | #DIV/0! | #DIV/0! | #DIV/0! | #DIV/0! | #DIV/0! | #DIV/0! | #DIV/0! | #DIV/0! | #DIV/0! |  |  |  | 157.5 | #DIV/0! | #DIV/0! | #DIV/0! | #DIV/0! | #DIV/0! | #DIV/0! | #DIV/0! | #DIV/0! | #DIV/0! | #DIV/0! | #DIV/0! | #DIV/0! | #DIV/0! |  |  |  | 157.5 | #DIV/0! | #DIV/0! | #DIV/0! | #DIV/0! | #DIV/0! | #DIV/0! | #DIV/0! | #DIV/0! | #DIV/0! | #DIV/0! | #DIV/0! | #DIV/0! | #DIV/0! |  |  |  | 157.5 | #DIV/0! | #DIV/0! | #DIV/0! | #DIV/0! | #DIV/0! | #DIV/0! | #DIV/0! | #DIV/0! | #DIV/0! | #DIV/0! | #DIV/0! | #DIV/0! | #DIV/0! |  |  |  | 157.5 | #DIV/0! | #DIV/0! | #DIV/0! | #DIV/0! | #DIV/0! | #DIV/0! | #DIV/0! | #DIV/0! | #DIV/0! | #DIV/0! | #DIV/0! | #DIV/0! | #DIV/0! |  |  |  | 157.5 | #DIV/0! | #DIV/0! | #DIV/0! | #DIV/0! | #DIV/0! | #DIV/0! | #DIV/0! | #DIV/0! | #DIV/0! | #DIV/0! | #DIV/0! | #DIV/0! | #DIV/0!
[15 empty] | 157.6 | 34.7766 | -84.3743 | 4297.3299 | 3431.3844 | 4297.3299 | 3431.3844 | 14.8403 | 8.8874 | 1 | 1 | 4297.3299 | 3431.3844 |  |  |  |  | 157.6 | #DIV/0! | #DIV/0! | #DIV/0! | #DIV/0! | #DIV/0! | #DIV/0! | #DIV/0! | #DIV/0! | #DIV/0! | #DIV/0! | #DIV/0! | #DIV/0! | #DIV/0! |  |  |  | 157.6 | #DIV/0! | #DIV/0! | #DIV/0! | #DIV/0! | #DIV/0! | #DIV/0! | #DIV/0! | #DIV/0! | #DIV/0! | #DIV/0! | #DIV/0! | #DIV/0! | #DIV/0! |  |  |  | 157.6 | #DIV/0! | #DIV/0! | #DIV/0! | #DIV/0! | #DIV/0! | #DIV/0! | #DIV/0! | #DIV/0! | #DIV/0! | #DIV/0! | #DIV/0! | #DIV/0! | #DIV/0! |  |  |  | 157.6 | #DIV/0! | #DIV/0! | #DIV/0! | #DIV/0! | #DIV/0! | #DIV/0! | #DIV/0! | #DIV/0! | #DIV/0! | #DIV/0! | #DIV/0! | #DIV/0! | #DIV/0! |  |  |  | 157.6 | #DIV/0! | #DIV/0! | #DIV/0! | #DIV/0! | #DIV/0! | #DIV/0! | #DIV/0! | #DIV/0! | #DIV/0! | #DIV/0! | #DIV/0! | #DIV/0! | #DIV/0! |  |  |  | 157.6 | #DIV/0! | #DIV/0! | #DIV/0! | #DIV/0! | #DIV/0! | #DIV/0! | #DIV/0! | #DIV/0! | #DIV/0! | #DIV/0! | #DIV/0! | #DIV/0! | #DIV/0! |  |  |  | 157.6 | #DIV/0! | #DIV/0! | #DIV/0! | #DIV/0! | #DIV/0! | #DIV/0! | #DIV/0! | #DIV/0! | #DIV/0! | #DIV/0! | #DIV/0! | #DIV/0! | #DIV/0!
[15 empty] | 157.7 | 34.6293 | -84.4349 | 4297.9473 | 3430.9826 | 4297.9473 | 3430.9826 | 14.7796 | 8.8487 | 1 | 1 | 4297.9473 | 3430.9826 |  |  |  |  | 157.7 | #DIV/0! | #DIV/0! | #DIV/0! | #DIV/0! | #DIV/0! | #DIV/0! | #DIV/0! | #DIV/0! | #DIV/0! | #DIV/0! | #DIV/0! | #DIV/0! | #DIV/0! |  |  |  | 157.7 | #DIV/0! | #DIV/0! | #DIV/0! | #DIV/0! | #DIV/0! | #DIV/0! | #DIV/0! | #DIV/0! | #DIV/0! | #DIV/0! | #DIV/0! | #DIV/0! | #DIV/0! |  |  |  | 157.7 | #DIV/0! | #DIV/0! | #DIV/0! | #DIV/0! | #DIV/0! | #DIV/0! | #DIV/0! | #DIV/0! | #DIV/0! | #DIV/0! | #DIV/0! | #DIV/0! | #DIV/0! |  |  |  | 157.7 | #DIV/0! | #DIV/0! | #DIV/0! | #DIV/0! | #DIV/0! | #DIV/0! | #DIV/0! | #DIV/0! | #DIV/0! | #DIV/0! | #DIV/0! | #DIV/0! | #DIV/0! |  |  |  | 157.7 | #DIV/0! | #DIV/0! | #DIV/0! | #DIV/0! | #DIV/0! | #DIV/0! | #DIV/0! | #DIV/0! | #DIV/0! | #DIV/0! | #DIV/0! | #DIV/0! | #DIV/0! |  |  |  | 157.7 | #DIV/0! | #DIV/0! | #DIV/0! | #DIV/0! | #DIV/0! | #DIV/0! | #DIV/0! | #DIV/0! | #DIV/0! | #DIV/0! | #DIV/0! | #DIV/0! | #DIV/0! |  |  |  | 157.7 | #DIV/0! | #DIV/0! | #DIV/0! | #DIV/0! | #DIV/0! | #DIV/0! | #DIV/0! | #DIV/0! | #DIV/0! | #DIV/0! | #DIV/0! | #DIV/0! | #DIV/0!
[15 empty] | 157.8 | 34.4818 | -84.4952 | 4298.5621 | 3430.5825 | 4298.5621 | 3430.5825 | 14.7188 | 8.81 | 1 | 1 | 4298.5621 | 3430.5825 |  |  |  |  | 157.8 | #DIV/0! | #DIV/0! | #DIV/0! | #DIV/0! | #DIV/0! | #DIV/0! | #DIV/0! | #DIV/0! | #DIV/0! | #DIV/0! | #DIV/0! | #DIV/0! | #DIV/0! |  |  |  | 157.8 | #DIV/0! | #DIV/0! | #DIV/0! | #DIV/0! | #DIV/0! | #DIV/0! | #DIV/0! | #DIV/0! | #DIV/0! | #DIV/0! | #DIV/0! | #DIV/0! | #DIV/0! |  |  |  | 157.8 | #DIV/0! | #DIV/0! | #DIV/0! | #DIV/0! | #DIV/0! | #DIV/0! | #DIV/0! | #DIV/0! | #DIV/0! | #DIV/0! | #DIV/0! | #DIV/0! | #DIV/0! |  |  |  | 157.8 | #DIV/0! | #DIV/0! | #DIV/0! | #DIV/0! | #DIV/0! | #DIV/0! | #DIV/0! | #DIV/0! | #DIV/0! | #DIV/0! | #DIV/0! | #DIV/0! | #DIV/0! |  |  |  | 157.8 | #DIV/0! | #DIV/0! | #DIV/0! | #DIV/0! | #DIV/0! | #DIV/0! | #DIV/0! | #DIV/0! | #DIV/0! | #DIV/0! | #DIV/0! | #DIV/0! | #DIV/0! |  |  |  | 157.8 | #DIV/0! | #DIV/0! | #DIV/0! | #DIV/0! | #DIV/0! | #DIV/0! | #DIV/0! | #DIV/0! | #DIV/0! | #DIV/0! | #DIV/0! | #DIV/0! | #DIV/0! |  |  |  | 157.8 | #DIV/0! | #DIV/0! | #DIV/0! | #DIV/0! | #DIV/0! | #DIV/0! | #DIV/0! | #DIV/0! | #DIV/0! | #DIV/0! | #DIV/0! | #DIV/0! | #DIV/0!
[15 empty] | 157.9 | 34.3343 | -84.5552 | 4299.1744 | 3430.1842 | 4299.1744 | 3430.1842 | 14.6579 | 8.7713 | 1 | 1 | 4299.1744 | 3430.1842 |  |  |  |  | 157.9 | #DIV/0! | #DIV/0! | #DIV/0! | #DIV/0! | #DIV/0! | #DIV/0! | #DIV/0! | #DIV/0! | #DIV/0! | #DIV/0! | #DIV/0! | #DIV/0! | #DIV/0! |  |  |  | 157.9 | #DIV/0! | #DIV/0! | #DIV/0! | #DIV/0! | #DIV/0! | #DIV/0! | #DIV/0! | #DIV/0! | #DIV/0! | #DIV/0! | #DIV/0! | #DIV/0! | #DIV/0! |  |  |  | 157.9 | #DIV/0! | #DIV/0! | #DIV/0! | #DIV/0! | #DIV/0! | #DIV/0! | #DIV/0! | #DIV/0! | #DIV/0! | #DIV/0! | #DIV/0! | #DIV/0! | #DIV/0! |  |  |  | 157.9 | #DIV/0! | #DIV/0! | #DIV/0! | #DIV/0! | #DIV/0! | #DIV/0! | #DIV/0! | #DIV/0! | #DIV/0! | #DIV/0! | #DIV/0! | #DIV/0! | #DIV/0! |  |  |  | 157.9 | #DIV/0! | #DIV/0! | #DIV/0! | #DIV/0! | #DIV/0! | #DIV/0! | #DIV/0! | #DIV/0! | #DIV/0! | #DIV/0! | #DIV/0! | #DIV/0! | #DIV/0! |  |  |  | 157.9 | #DIV/0! | #DIV/0! | #DIV/0! | #DIV/0! | #DIV/0! | #DIV/0! | #DIV/0! | #DIV/0! | #DIV/0! | #DIV/0! | #DIV/0! | #DIV/0! | #DIV/0! |  |  |  | 157.9 | #DIV/0! | #DIV/0! | #DIV/0! | #DIV/0! | #DIV/0! | #DIV/0! | #DIV/0! | #DIV/0! | #DIV/0! | #DIV/0! | #DIV/0! | #DIV/0! | #DIV/0!
[15 empty] | 158 | 34.1867 | -84.615 | 4299.7841 | 3429.7877 | 4299.7841 | 3429.7877 | 14.5969 | 8.7326 | 1 | 1 | 4299.7841 | 3429.7877 |  |  |  |  | 158 | #DIV/0! | #DIV/0! | #DIV/0! | #DIV/0! | #DIV/0! | #DIV/0! | #DIV/0! | #DIV/0! | #DIV/0! | #DIV/0! | #DIV/0! | #DIV/0! | #DIV/0! |  |  |  | 158 | #DIV/0! | #DIV/0! | #DIV/0! | #DIV/0! | #DIV/0! | #DIV/0! | #DIV/0! | #DIV/0! | #DIV/0! | #DIV/0! | #DIV/0! | #DIV/0! | #DIV/0! |  |  |  | 158 | #DIV/0! | #DIV/0! | #DIV/0! | #DIV/0! | #DIV/0! | #DIV/0! | #DIV/0! | #DIV/0! | #DIV/0! | #DIV/0! | #DIV/0! | #DIV/0! | #DIV/0! |  |  |  | 158 | #DIV/0! | #DIV/0! | #DIV/0! | #DIV/0! | #DIV/0! | #DIV/0! | #DIV/0! | #DIV/0! | #DIV/0! | #DIV/0! | #DIV/0! | #DIV/0! | #DIV/0! |  |  |  | 158 | #DIV/0! | #DIV/0! | #DIV/0! | #DIV/0! | #DIV/0! | #DIV/0! | #DIV/0! | #DIV/0! | #DIV/0! | #DIV/0! | #DIV/0! | #DIV/0! | #DIV/0! |  |  |  | 158 | #DIV/0! | #DIV/0! | #DIV/0! | #DIV/0! | #DIV/0! | #DIV/0! | #DIV/0! | #DIV/0! | #DIV/0! | #DIV/0! | #DIV/0! | #DIV/0! | #DIV/0! |  |  |  | 158 | #DIV/0! | #DIV/0! | #DIV/0! | #DIV/0! | #DIV/0! | #DIV/0! | #DIV/0! | #DIV/0! | #DIV/0! | #DIV/0! | #DIV/0! | #DIV/0! | #DIV/0!
[15 empty] | 158.1 | 34.039 | -84.6746 | 4300.3913 | 3429.3929 | 4300.3913 | 3429.3929 | 14.5359 | 8.6939 | 1 | 1 | 4300.3913 | 3429.3929 |  |  |  |  | 158.1 | #DIV/0! | #DIV/0! | #DIV/0! | #DIV/0! | #DIV/0! | #DIV/0! | #DIV/0! | #DIV/0! | #DIV/0! | #DIV/0! | #DIV/0! | #DIV/0! | #DIV/0! |  |  |  | 158.1 | #DIV/0! | #DIV/0! | #DIV/0! | #DIV/0! | #DIV/0! | #DIV/0! | #DIV/0! | #DIV/0! | #DIV/0! | #DIV/0! | #DIV/0! | #DIV/0! | #DIV/0! |  |  |  | 158.1 | #DIV/0! | #DIV/0! | #DIV/0! | #DIV/0! | #DIV/0! | #DIV/0! | #DIV/0! | #DIV/0! | #DIV/0! | #DIV/0! | #DIV/0! | #DIV/0! | #DIV/0! |  |  |  | 158.1 | #DIV/0! | #DIV/0! | #DIV/0! | #DIV/0! | #DIV/0! | #DIV/0! | #DIV/0! | #DIV/0! | #DIV/0! | #DIV/0! | #DIV/0! | #DIV/0! | #DIV/0! |  |  |  | 158.1 | #DIV/0! | #DIV/0! | #DIV/0! | #DIV/0! | #DIV/0! | #DIV/0! | #DIV/0! | #DIV/0! | #DIV/0! | #DIV/0! | #DIV/0! | #DIV/0! | #DIV/0! |  |  |  | 158.1 | #DIV/0! | #DIV/0! | #DIV/0! | #DIV/0! | #DIV/0! | #DIV/0! | #DIV/0! | #DIV/0! | #DIV/0! | #DIV/0! | #DIV/0! | #DIV/0! | #DIV/0! |  |  |  | 158.1 | #DIV/0! | #DIV/0! | #DIV/0! | #DIV/0! | #DIV/0! | #DIV/0! | #DIV/0! | #DIV/0! | #DIV/0! | #DIV/0! | #DIV/0! | #DIV/0! | #DIV/0!
[15 empty] | 158.2 | 33.8911 | -84.7339 | 4300.9959 | 3428.9999 | 4300.9959 | 3428.9999 | 14.4748 | 8.6551 | 1 | 1 | 4300.9959 | 3428.9999 |  |  |  |  | 158.2 | #DIV/0! | #DIV/0! | #DIV/0! | #DIV/0! | #DIV/0! | #DIV/0! | #DIV/0! | #DIV/0! | #DIV/0! | #DIV/0! | #DIV/0! | #DIV/0! | #DIV/0! |  |  |  | 158.2 | #DIV/0! | #DIV/0! | #DIV/0! | #DIV/0! | #DIV/0! | #DIV/0! | #DIV/0! | #DIV/0! | #DIV/0! | #DIV/0! | #DIV/0! | #DIV/0! | #DIV/0! |  |  |  | 158.2 | #DIV/0! | #DIV/0! | #DIV/0! | #DIV/0! | #DIV/0! | #DIV/0! | #DIV/0! | #DIV/0! | #DIV/0! | #DIV/0! | #DIV/0! | #DIV/0! | #DIV/0! |  |  |  | 158.2 | #DIV/0! | #DIV/0! | #DIV/0! | #DIV/0! | #DIV/0! | #DIV/0! | #DIV/0! | #DIV/0! | #DIV/0! | #DIV/0! | #DIV/0! | #DIV/0! | #DIV/0! |  |  |  | 158.2 | #DIV/0! | #DIV/0! | #DIV/0! | #DIV/0! | #DIV/0! | #DIV/0! | #DIV/0! | #DIV/0! | #DIV/0! | #DIV/0! | #DIV/0! | #DIV/0! | #DIV/0! |  |  |  | 158.2 | #DIV/0! | #DIV/0! | #DIV/0! | #DIV/0! | #DIV/0! | #DIV/0! | #DIV/0! | #DIV/0! | #DIV/0! | #DIV/0! | #DIV/0! | #DIV/0! | #DIV/0! |  |  |  | 158.2 | #DIV/0! | #DIV/0! | #DIV/0! | #DIV/0! | #DIV/0! | #DIV/0! | #DIV/0! | #DIV/0! | #DIV/0! | #DIV/0! | #DIV/0! | #DIV/0! | #DIV/0!
[15 empty] | 158.3 | 33.7432 | -84.7929 | 4301.5979 | 3428.6087 | 4301.5979 | 3428.6087 | 14.4136 | 8.6163 | 1 | 1 | 4301.5979 | 3428.6087 |  |  |  |  | 158.3 | #DIV/0! | #DIV/0! | #DIV/0! | #DIV/0! | #DIV/0! | #DIV/0! | #DIV/0! | #DIV/0! | #DIV/0! | #DIV/0! | #DIV/0! | #DIV/0! | #DIV/0! |  |  |  | 158.3 | #DIV/0! | #DIV/0! | #DIV/0! | #DIV/0! | #DIV/0! | #DIV/0! | #DIV/0! | #DIV/0! | #DIV/0! | #DIV/0! | #DIV/0! | #DIV/0! | #DIV/0! |  |  |  | 158.3 | #DIV/0! | #DIV/0! | #DIV/0! | #DIV/0! | #DIV/0! | #DIV/0! | #DIV/0! | #DIV/0! | #DIV/0! | #DIV/0! | #DIV/0! | #DIV/0! | #DIV/0! |  |  |  | 158.3 | #DIV/0! | #DIV/0! | #DIV/0! | #DIV/0! | #DIV/0! | #DIV/0! | #DIV/0! | #DIV/0! | #DIV/0! | #DIV/0! | #DIV/0! | #DIV/0! | #DIV/0! |  |  |  | 158.3 | #DIV/0! | #DIV/0! | #DIV/0! | #DIV/0! | #DIV/0! | #DIV/0! | #DIV/0! | #DIV/0! | #DIV/0! | #DIV/0! | #DIV/0! | #DIV/0! | #DIV/0! |  |  |  | 158.3 | #DIV/0! | #DIV/0! | #DIV/0! | #DIV/0! | #DIV/0! | #DIV/0! | #DIV/0! | #DIV/0! | #DIV/0! | #DIV/0! | #DIV/0! | #DIV/0! | #DIV/0! |  |  |  | 158.3 | #DIV/0! | #DIV/0! | #DIV/0! | #DIV/0! | #DIV/0! | #DIV/0! | #DIV/0! | #DIV/0! | #DIV/0! | #DIV/0! | #DIV/0! | #DIV/0! | #DIV/0!
[15 empty] | 158.4 | 33.5951 | -84.8516 | 4302.1974 | 3428.2193 | 4302.1974 | 3428.2193 | 14.3524 | 8.5776 | 1 | 1 | 4302.1974 | 3428.2193 |  |  |  |  | 158.4 | #DIV/0! | #DIV/0! | #DIV/0! | #DIV/0! | #DIV/0! | #DIV/0! | #DIV/0! | #DIV/0! | #DIV/0! | #DIV/0! | #DIV/0! | #DIV/0! | #DIV/0! |  |  |  | 158.4 | #DIV/0! | #DIV/0! | #DIV/0! | #DIV/0! | #DIV/0! | #DIV/0! | #DIV/0! | #DIV/0! | #DIV/0! | #DIV/0! | #DIV/0! | #DIV/0! | #DIV/0! |  |  |  | 158.4 | #DIV/0! | #DIV/0! | #DIV/0! | #DIV/0! | #DIV/0! | #DIV/0! | #DIV/0! | #DIV/0! | #DIV/0! | #DIV/0! | #DIV/0! | #DIV/0! | #DIV/0! |  |  |  | 158.4 | #DIV/0! | #DIV/0! | #DIV/0! | #DIV/0! | #DIV/0! | #DIV/0! | #DIV/0! | #DIV/0! | #DIV/0! | #DIV/0! | #DIV/0! | #DIV/0! | #DIV/0! |  |  |  | 158.4 | #DIV/0! | #DIV/0! | #DIV/0! | #DIV/0! | #DIV/0! | #DIV/0! | #DIV/0! | #DIV/0! | #DIV/0! | #DIV/0! | #DIV/0! | #DIV/0! | #DIV/0! |  |  |  | 158.4 | #DIV/0! | #DIV/0! | #DIV/0! | #DIV/0! | #DIV/0! | #DIV/0! | #DIV/0! | #DIV/0! | #DIV/0! | #DIV/0! | #DIV/0! | #DIV/0! | #DIV/0! |  |  |  | 158.4 | #DIV/0! | #DIV/0! | #DIV/0! | #DIV/0! | #DIV/0! | #DIV/0! | #DIV/0! | #DIV/0! | #DIV/0! | #DIV/0! | #DIV/0! | #DIV/0! | #DIV/0!
[15 empty] | 158.5 | 33.447 | -84.9101 | 4302.7943 | 3427.8317 | 4302.7943 | 3427.8317 | 14.2911 | 8.5388 | 1 | 1 | 4302.7943 | 3427.8317 |  |  |  |  | 158.5 | #DIV/0! | #DIV/0! | #DIV/0! | #DIV/0! | #DIV/0! | #DIV/0! | #DIV/0! | #DIV/0! | #DIV/0! | #DIV/0! | #DIV/0! | #DIV/0! | #DIV/0! |  |  |  | 158.5 | #DIV/0! | #DIV/0! | #DIV/0! | #DIV/0! | #DIV/0! | #DIV/0! | #DIV/0! | #DIV/0! | #DIV/0! | #DIV/0! | #DIV/0! | #DIV/0! | #DIV/0! |  |  |  | 158.5 | #DIV/0! | #DIV/0! | #DIV/0! | #DIV/0! | #DIV/0! | #DIV/0! | #DIV/0! | #DIV/0! | #DIV/0! | #DIV/0! | #DIV/0! | #DIV/0! | #DIV/0! |  |  |  | 158.5 | #DIV/0! | #DIV/0! | #DIV/0! | #DIV/0! | #DIV/0! | #DIV/0! | #DIV/0! | #DIV/0! | #DIV/0! | #DIV/0! | #DIV/0! | #DIV/0! | #DIV/0! |  |  |  | 158.5 | #DIV/0! | #DIV/0! | #DIV/0! | #DIV/0! | #DIV/0! | #DIV/0! | #DIV/0! | #DIV/0! | #DIV/0! | #DIV/0! | #DIV/0! | #DIV/0! | #DIV/0! |  |  |  | 158.5 | #DIV/0! | #DIV/0! | #DIV/0! | #DIV/0! | #DIV/0! | #DIV/0! | #DIV/0! | #DIV/0! | #DIV/0! | #DIV/0! | #DIV/0! | #DIV/0! | #DIV/0! |  |  |  | 158.5 | #DIV/0! | #DIV/0! | #DIV/0! | #DIV/0! | #DIV/0! | #DIV/0! | #DIV/0! | #DIV/0! | #DIV/0! | #DIV/0! | #DIV/0! | #DIV/0! | #DIV/0!
[15 empty] | 158.6 | 33.2987 | -84.9684 | 4303.3887 | 3427.4458 | 4303.3887 | 3427.4458 | 14.2297 | 8.5 | 1 | 1 | 4303.3887 | 3427.4458 |  |  |  |  | 158.6 | #DIV/0! | #DIV/0! | #DIV/0! | #DIV/0! | #DIV/0! | #DIV/0! | #DIV/0! | #DIV/0! | #DIV/0! | #DIV/0! | #DIV/0! | #DIV/0! | #DIV/0! |  |  |  | 158.6 | #DIV/0! | #DIV/0! | #DIV/0! | #DIV/0! | #DIV/0! | #DIV/0! | #DIV/0! | #DIV/0! | #DIV/0! | #DIV/0! | #DIV/0! | #DIV/0! | #DIV/0! |  |  |  | 158.6 | #DIV/0! | #DIV/0! | #DIV/0! | #DIV/0! | #DIV/0! | #DIV/0! | #DIV/0! | #DIV/0! | #DIV/0! | #DIV/0! | #DIV/0! | #DIV/0! | #DIV/0! |  |  |  | 158.6 | #DIV/0! | #DIV/0! | #DIV/0! | #DIV/0! | #DIV/0! | #DIV/0! | #DIV/0! | #DIV/0! | #DIV/0! | #DIV/0! | #DIV/0! | #DIV/0! | #DIV/0! |  |  |  | 158.6 | #DIV/0! | #DIV/0! | #DIV/0! | #DIV/0! | #DIV/0! | #DIV/0! | #DIV/0! | #DIV/0! | #DIV/0! | #DIV/0! | #DIV/0! | #DIV/0! | #DIV/0! |  |  |  | 158.6 | #DIV/0! | #DIV/0! | #DIV/0! | #DIV/0! | #DIV/0! | #DIV/0! | #DIV/0! | #DIV/0! | #DIV/0! | #DIV/0! | #DIV/0! | #DIV/0! | #DIV/0! |  |  |  | 158.6 | #DIV/0! | #DIV/0! | #DIV/0! | #DIV/0! | #DIV/0! | #DIV/0! | #DIV/0! | #DIV/0! | #DIV/0! | #DIV/0! | #DIV/0! | #DIV/0! | #DIV/0!
[15 empty] | 158.7 | 33.1504 | -85.0264 | 4303.9805 | 3427.0617 | 4303.9805 | 3427.0617 | 14.1683 | 8.4612 | 1 | 1 | 4303.9805 | 3427.0617 |  |  |  |  | 158.7 | #DIV/0! | #DIV/0! | #DIV/0! | #DIV/0! | #DIV/0! | #DIV/0! | #DIV/0! | #DIV/0! | #DIV/0! | #DIV/0! | #DIV/0! | #DIV/0! | #DIV/0! |  |  |  | 158.7 | #DIV/0! | #DIV/0! | #DIV/0! | #DIV/0! | #DIV/0! | #DIV/0! | #DIV/0! | #DIV/0! | #DIV/0! | #DIV/0! | #DIV/0! | #DIV/0! | #DIV/0! |  |  |  | 158.7 | #DIV/0! | #DIV/0! | #DIV/0! | #DIV/0! | #DIV/0! | #DIV/0! | #DIV/0! | #DIV/0! | #DIV/0! | #DIV/0! | #DIV/0! | #DIV/0! | #DIV/0! |  |  |  | 158.7 | #DIV/0! | #DIV/0! | #DIV/0! | #DIV/0! | #DIV/0! | #DIV/0! | #DIV/0! | #DIV/0! | #DIV/0! | #DIV/0! | #DIV/0! | #DIV/0! | #DIV/0! |  |  |  | 158.7 | #DIV/0! | #DIV/0! | #DIV/0! | #DIV/0! | #DIV/0! | #DIV/0! | #DIV/0! | #DIV/0! | #DIV/0! | #DIV/0! | #DIV/0! | #DIV/0! | #DIV/0! |  |  |  | 158.7 | #DIV/0! | #DIV/0! | #DIV/0! | #DIV/0! | #DIV/0! | #DIV/0! | #DIV/0! | #DIV/0! | #DIV/0! | #DIV/0! | #DIV/0! | #DIV/0! | #DIV/0! |  |  |  | 158.7 | #DIV/0! | #DIV/0! | #DIV/0! | #DIV/0! | #DIV/0! | #DIV/0! | #DIV/0! | #DIV/0! | #DIV/0! | #DIV/0! | #DIV/0! | #DIV/0! | #DIV/0!
[15 empty] | 158.8 | 33.002 | -85.0841 | 4304.5697 | 3426.6794 | 4304.5697 | 3426.6794 | 14.1068 | 8.4223 | 1 | 1 | 4304.5697 | 3426.6794 |  |  |  |  | 158.8 | #DIV/0! | #DIV/0! | #DIV/0! | #DIV/0! | #DIV/0! | #DIV/0! | #DIV/0! | #DIV/0! | #DIV/0! | #DIV/0! | #DIV/0! | #DIV/0! | #DIV/0! |  |  |  | 158.8 | #DIV/0! | #DIV/0! | #DIV/0! | #DIV/0! | #DIV/0! | #DIV/0! | #DIV/0! | #DIV/0! | #DIV/0! | #DIV/0! | #DIV/0! | #DIV/0! | #DIV/0! |  |  |  | 158.8 | #DIV/0! | #DIV/0! | #DIV/0! | #DIV/0! | #DIV/0! | #DIV/0! | #DIV/0! | #DIV/0! | #DIV/0! | #DIV/0! | #DIV/0! | #DIV/0! | #DIV/0! |  |  |  | 158.8 | #DIV/0! | #DIV/0! | #DIV/0! | #DIV/0! | #DIV/0! | #DIV/0! | #DIV/0! | #DIV/0! | #DIV/0! | #DIV/0! | #DIV/0! | #DIV/0! | #DIV/0! |  |  |  | 158.8 | #DIV/0! | #DIV/0! | #DIV/0! | #DIV/0! | #DIV/0! | #DIV/0! | #DIV/0! | #DIV/0! | #DIV/0! | #DIV/0! | #DIV/0! | #DIV/0! | #DIV/0! |  |  |  | 158.8 | #DIV/0! | #DIV/0! | #DIV/0! | #DIV/0! | #DIV/0! | #DIV/0! | #DIV/0! | #DIV/0! | #DIV/0! | #DIV/0! | #DIV/0! | #DIV/0! | #DIV/0! |  |  |  | 158.8 | #DIV/0! | #DIV/0! | #DIV/0! | #DIV/0! | #DIV/0! | #DIV/0! | #DIV/0! | #DIV/0! | #DIV/0! | #DIV/0! | #DIV/0! | #DIV/0! | #DIV/0!
[15 empty] | 158.9 | 32.8534 | -85.1416 | 4305.1563 | 3426.2989 | 4305.1563 | 3426.2989 | 14.0452 | 8.3835 | 1 | 1 | 4305.1563 | 3426.2989 |  |  |  |  | 158.9 | #DIV/0! | #DIV/0! | #DIV/0! | #DIV/0! | #DIV/0! | #DIV/0! | #DIV/0! | #DIV/0! | #DIV/0! | #DIV/0! | #DIV/0! | #DIV/0! | #DIV/0! |  |  |  | 158.9 | #DIV/0! | #DIV/0! | #DIV/0! | #DIV/0! | #DIV/0! | #DIV/0! | #DIV/0! | #DIV/0! | #DIV/0! | #DIV/0! | #DIV/0! | #DIV/0! | #DIV/0! |  |  |  | 158.9 | #DIV/0! | #DIV/0! | #DIV/0! | #DIV/0! | #DIV/0! | #DIV/0! | #DIV/0! | #DIV/0! | #DIV/0! | #DIV/0! | #DIV/0! | #DIV/0! | #DIV/0! |  |  |  | 158.9 | #DIV/0! | #DIV/0! | #DIV/0! | #DIV/0! | #DIV/0! | #DIV/0! | #DIV/0! | #DIV/0! | #DIV/0! | #DIV/0! | #DIV/0! | #DIV/0! | #DIV/0! |  |  |  | 158.9 | #DIV/0! | #DIV/0! | #DIV/0! | #DIV/0! | #DIV/0! | #DIV/0! | #DIV/0! | #DIV/0! | #DIV/0! | #DIV/0! | #DIV/0! | #DIV/0! | #DIV/0! |  |  |  | 158.9 | #DIV/0! | #DIV/0! | #DIV/0! | #DIV/0! | #DIV/0! | #DIV/0! | #DIV/0! | #DIV/0! | #DIV/0! | #DIV/0! | #DIV/0! | #DIV/0! | #DIV/0! |  |  |  | 158.9 | #DIV/0! | #DIV/0! | #DIV/0! | #DIV/0! | #DIV/0! | #DIV/0! | #DIV/0! | #DIV/0! | #DIV/0! | #DIV/0! | #DIV/0! | #DIV/0! | #DIV/0!
[15 empty] | 159 | 32.7048 | -85.1988 | 4305.7404 | 3425.9201 | 4305.7404 | 3425.9201 | 13.9835 | 8.3446 | 1 | 1 | 4305.7404 | 3425.9201 |  |  |  |  | 159 | #DIV/0! | #DIV/0! | #DIV/0! | #DIV/0! | #DIV/0! | #DIV/0! | #DIV/0! | #DIV/0! | #DIV/0! | #DIV/0! | #DIV/0! | #DIV/0! | #DIV/0! |  |  |  | 159 | #DIV/0! | #DIV/0! | #DIV/0! | #DIV/0! | #DIV/0! | #DIV/0! | #DIV/0! | #DIV/0! | #DIV/0! | #DIV/0! | #DIV/0! | #DIV/0! | #DIV/0! |  |  |  | 159 | #DIV/0! | #DIV/0! | #DIV/0! | #DIV/0! | #DIV/0! | #DIV/0! | #DIV/0! | #DIV/0! | #DIV/0! | #DIV/0! | #DIV/0! | #DIV/0! | #DIV/0! |  |  |  | 159 | #DIV/0! | #DIV/0! | #DIV/0! | #DIV/0! | #DIV/0! | #DIV/0! | #DIV/0! | #DIV/0! | #DIV/0! | #DIV/0! | #DIV/0! | #DIV/0! | #DIV/0! |  |  |  | 159 | #DIV/0! | #DIV/0! | #DIV/0! | #DIV/0! | #DIV/0! | #DIV/0! | #DIV/0! | #DIV/0! | #DIV/0! | #DIV/0! | #DIV/0! | #DIV/0! | #DIV/0! |  |  |  | 159 | #DIV/0! | #DIV/0! | #DIV/0! | #DIV/0! | #DIV/0! | #DIV/0! | #DIV/0! | #DIV/0! | #DIV/0! | #DIV/0! | #DIV/0! | #DIV/0! | #DIV/0! |  |  |  | 159 | #DIV/0! | #DIV/0! | #DIV/0! | #DIV/0! | #DIV/0! | #DIV/0! | #DIV/0! | #DIV/0! | #DIV/0! | #DIV/0! | #DIV/0! | #DIV/0! | #DIV/0!
[15 empty] | 159.1 | 32.556 | -85.2557 | 4306.3218 | 3425.5432 | 4306.3218 | 3425.5432 | 13.9218 | 8.3058 | 1 | 1 | 4306.3218 | 3425.5432 |  |  |  |  | 159.1 | #DIV/0! | #DIV/0! | #DIV/0! | #DIV/0! | #DIV/0! | #DIV/0! | #DIV/0! | #DIV/0! | #DIV/0! | #DIV/0! | #DIV/0! | #DIV/0! | #DIV/0! |  |  |  | 159.1 | #DIV/0! | #DIV/0! | #DIV/0! | #DIV/0! | #DIV/0! | #DIV/0! | #DIV/0! | #DIV/0! | #DIV/0! | #DIV/0! | #DIV/0! | #DIV/0! | #DIV/0! |  |  |  | 159.1 | #DIV/0! | #DIV/0! | #DIV/0! | #DIV/0! | #DIV/0! | #DIV/0! | #DIV/0! | #DIV/0! | #DIV/0! | #DIV/0! | #DIV/0! | #DIV/0! | #DIV/0! |  |  |  | 159.1 | #DIV/0! | #DIV/0! | #DIV/0! | #DIV/0! | #DIV/0! | #DIV/0! | #DIV/0! | #DIV/0! | #DIV/0! | #DIV/0! | #DIV/0! | #DIV/0! | #DIV/0! |  |  |  | 159.1 | #DIV/0! | #DIV/0! | #DIV/0! | #DIV/0! | #DIV/0! | #DIV/0! | #DIV/0! | #DIV/0! | #DIV/0! | #DIV/0! | #DIV/0! | #DIV/0! | #DIV/0! |  |  |  | 159.1 | #DIV/0! | #DIV/0! | #DIV/0! | #DIV/0! | #DIV/0! | #DIV/0! | #DIV/0! | #DIV/0! | #DIV/0! | #DIV/0! | #DIV/0! | #DIV/0! | #DIV/0! |  |  |  | 159.1 | #DIV/0! | #DIV/0! | #DIV/0! | #DIV/0! | #DIV/0! | #DIV/0! | #DIV/0! | #DIV/0! | #DIV/0! | #DIV/0! | #DIV/0! | #DIV/0! | #DIV/0!
[15 empty] | 159.2 | 32.4072 | -85.3124 | 4306.9007 | 3425.168 | 4306.9007 | 3425.168 | 13.86 | 8.2669 | 1 | 1 | 4306.9007 | 3425.168 |  |  |  |  | 159.2 | #DIV/0! | #DIV/0! | #DIV/0! | #DIV/0! | #DIV/0! | #DIV/0! | #DIV/0! | #DIV/0! | #DIV/0! | #DIV/0! | #DIV/0! | #DIV/0! | #DIV/0! |  |  |  | 159.2 | #DIV/0! | #DIV/0! | #DIV/0! | #DIV/0! | #DIV/0! | #DIV/0! | #DIV/0! | #DIV/0! | #DIV/0! | #DIV/0! | #DIV/0! | #DIV/0! | #DIV/0! |  |  |  | 159.2 | #DIV/0! | #DIV/0! | #DIV/0! | #DIV/0! | #DIV/0! | #DIV/0! | #DIV/0! | #DIV/0! | #DIV/0! | #DIV/0! | #DIV/0! | #DIV/0! | #DIV/0! |  |  |  | 159.2 | #DIV/0! | #DIV/0! | #DIV/0! | #DIV/0! | #DIV/0! | #DIV/0! | #DIV/0! | #DIV/0! | #DIV/0! | #DIV/0! | #DIV/0! | #DIV/0! | #DIV/0! |  |  |  | 159.2 | #DIV/0! | #DIV/0! | #DIV/0! | #DIV/0! | #DIV/0! | #DIV/0! | #DIV/0! | #DIV/0! | #DIV/0! | #DIV/0! | #DIV/0! | #DIV/0! | #DIV/0! |  |  |  | 159.2 | #DIV/0! | #DIV/0! | #DIV/0! | #DIV/0! | #DIV/0! | #DIV/0! | #DIV/0! | #DIV/0! | #DIV/0! | #DIV/0! | #DIV/0! | #DIV/0! | #DIV/0! |  |  |  | 159.2 | #DIV/0! | #DIV/0! | #DIV/0! | #DIV/0! | #DIV/0! | #DIV/0! | #DIV/0! | #DIV/0! | #DIV/0! | #DIV/0! | #DIV/0! | #DIV/0! | #DIV/0!
[15 empty] | 159.3 | 32.2582 | -85.3689 | 4307.4771 | 3424.7946 | 4307.4771 | 3424.7946 | 13.7982 | 8.228 | 1 | 1 | 4307.4771 | 3424.7946 |  |  |  |  | 159.3 | #DIV/0! | #DIV/0! | #DIV/0! | #DIV/0! | #DIV/0! | #DIV/0! | #DIV/0! | #DIV/0! | #DIV/0! | #DIV/0! | #DIV/0! | #DIV/0! | #DIV/0! |  |  |  | 159.3 | #DIV/0! | #DIV/0! | #DIV/0! | #DIV/0! | #DIV/0! | #DIV/0! | #DIV/0! | #DIV/0! | #DIV/0! | #DIV/0! | #DIV/0! | #DIV/0! | #DIV/0! |  |  |  | 159.3 | #DIV/0! | #DIV/0! | #DIV/0! | #DIV/0! | #DIV/0! | #DIV/0! | #DIV/0! | #DIV/0! | #DIV/0! | #DIV/0! | #DIV/0! | #DIV/0! | #DIV/0! |  |  |  | 159.3 | #DIV/0! | #DIV/0! | #DIV/0! | #DIV/0! | #DIV/0! | #DIV/0! | #DIV/0! | #DIV/0! | #DIV/0! | #DIV/0! | #DIV/0! | #DIV/0! | #DIV/0! |  |  |  | 159.3 | #DIV/0! | #DIV/0! | #DIV/0! | #DIV/0! | #DIV/0! | #DIV/0! | #DIV/0! | #DIV/0! | #DIV/0! | #DIV/0! | #DIV/0! | #DIV/0! | #DIV/0! |  |  |  | 159.3 | #DIV/0! | #DIV/0! | #DIV/0! | #DIV/0! | #DIV/0! | #DIV/0! | #DIV/0! | #DIV/0! | #DIV/0! | #DIV/0! | #DIV/0! | #DIV/0! | #DIV/0! |  |  |  | 159.3 | #DIV/0! | #DIV/0! | #DIV/0! | #DIV/0! | #DIV/0! | #DIV/0! | #DIV/0! | #DIV/0! | #DIV/0! | #DIV/0! | #DIV/0! | #DIV/0! | #DIV/0!
[15 empty] | 159.4 | 32.1092 | -85.425 | 4308.0508 | 3424.4229 | 4308.0508 | 3424.4229 | 13.7362 | 8.1891 | 1 | 1 | 4308.0508 | 3424.4229 |  |  |  |  | 159.4 | #DIV/0! | #DIV/0! | #DIV/0! | #DIV/0! | #DIV/0! | #DIV/0! | #DIV/0! | #DIV/0! | #DIV/0! | #DIV/0! | #DIV/0! | #DIV/0! | #DIV/0! |  |  |  | 159.4 | #DIV/0! | #DIV/0! | #DIV/0! | #DIV/0! | #DIV/0! | #DIV/0! | #DIV/0! | #DIV/0! | #DIV/0! | #DIV/0! | #DIV/0! | #DIV/0! | #DIV/0! |  |  |  | 159.4 | #DIV/0! | #DIV/0! | #DIV/0! | #DIV/0! | #DIV/0! | #DIV/0! | #DIV/0! | #DIV/0! | #DIV/0! | #DIV/0! | #DIV/0! | #DIV/0! | #DIV/0! |  |  |  | 159.4 | #DIV/0! | #DIV/0! | #DIV/0! | #DIV/0! | #DIV/0! | #DIV/0! | #DIV/0! | #DIV/0! | #DIV/0! | #DIV/0! | #DIV/0! | #DIV/0! | #DIV/0! |  |  |  | 159.4 | #DIV/0! | #DIV/0! | #DIV/0! | #DIV/0! | #DIV/0! | #DIV/0! | #DIV/0! | #DIV/0! | #DIV/0! | #DIV/0! | #DIV/0! | #DIV/0! | #DIV/0! |  |  |  | 159.4 | #DIV/0! | #DIV/0! | #DIV/0! | #DIV/0! | #DIV/0! | #DIV/0! | #DIV/0! | #DIV/0! | #DIV/0! | #DIV/0! | #DIV/0! | #DIV/0! | #DIV/0! |  |  |  | 159.4 | #DIV/0! | #DIV/0! | #DIV/0! | #DIV/0! | #DIV/0! | #DIV/0! | #DIV/0! | #DIV/0! | #DIV/0! | #DIV/0! | #DIV/0! | #DIV/0! | #DIV/0!
[15 empty] | 159.5 | 31.96 | -85.4809 | 4308.6219 | 3424.0531 | 4308.6219 | 3424.0531 | 13.6742 | 8.1502 | 1 | 1 | 4308.6219 | 3424.0531 |  |  |  |  | 159.5 | #DIV/0! | #DIV/0! | #DIV/0! | #DIV/0! | #DIV/0! | #DIV/0! | #DIV/0! | #DIV/0! | #DIV/0! | #DIV/0! | #DIV/0! | #DIV/0! | #DIV/0! |  |  |  | 159.5 | #DIV/0! | #DIV/0! | #DIV/0! | #DIV/0! | #DIV/0! | #DIV/0! | #DIV/0! | #DIV/0! | #DIV/0! | #DIV/0! | #DIV/0! | #DIV/0! | #DIV/0! |  |  |  | 159.5 | #DIV/0! | #DIV/0! | #DIV/0! | #DIV/0! | #DIV/0! | #DIV/0! | #DIV/0! | #DIV/0! | #DIV/0! | #DIV/0! | #DIV/0! | #DIV/0! | #DIV/0! |  |  |  | 159.5 | #DIV/0! | #DIV/0! | #DIV/0! | #DIV/0! | #DIV/0! | #DIV/0! | #DIV/0! | #DIV/0! | #DIV/0! | #DIV/0! | #DIV/0! | #DIV/0! | #DIV/0! |  |  |  | 159.5 | #DIV/0! | #DIV/0! | #DIV/0! | #DIV/0! | #DIV/0! | #DIV/0! | #DIV/0! | #DIV/0! | #DIV/0! | #DIV/0! | #DIV/0! | #DIV/0! | #DIV/0! |  |  |  | 159.5 | #DIV/0! | #DIV/0! | #DIV/0! | #DIV/0! | #DIV/0! | #DIV/0! | #DIV/0! | #DIV/0! | #DIV/0! | #DIV/0! | #DIV/0! | #DIV/0! | #DIV/0! |  |  |  | 159.5 | #DIV/0! | #DIV/0! | #DIV/0! | #DIV/0! | #DIV/0! | #DIV/0! | #DIV/0! | #DIV/0! | #DIV/0! | #DIV/0! | #DIV/0! | #DIV/0! | #DIV/0!
[15 empty] | 159.6 | 31.8108 | -85.5366 | 4309.1904 | 3423.685 | 4309.1904 | 3423.685 | 13.6122 | 8.1112 | 1 | 1 | 4309.1904 | 3423.685 |  |  |  |  | 159.6 | #DIV/0! | #DIV/0! | #DIV/0! | #DIV/0! | #DIV/0! | #DIV/0! | #DIV/0! | #DIV/0! | #DIV/0! | #DIV/0! | #DIV/0! | #DIV/0! | #DIV/0! |  |  |  | 159.6 | #DIV/0! | #DIV/0! | #DIV/0! | #DIV/0! | #DIV/0! | #DIV/0! | #DIV/0! | #DIV/0! | #DIV/0! | #DIV/0! | #DIV/0! | #DIV/0! | #DIV/0! |  |  |  | 159.6 | #DIV/0! | #DIV/0! | #DIV/0! | #DIV/0! | #DIV/0! | #DIV/0! | #DIV/0! | #DIV/0! | #DIV/0! | #DIV/0! | #DIV/0! | #DIV/0! | #DIV/0! |  |  |  | 159.6 | #DIV/0! | #DIV/0! | #DIV/0! | #DIV/0! | #DIV/0! | #DIV/0! | #DIV/0! | #DIV/0! | #DIV/0! | #DIV/0! | #DIV/0! | #DIV/0! | #DIV/0! |  |  |  | 159.6 | #DIV/0! | #DIV/0! | #DIV/0! | #DIV/0! | #DIV/0! | #DIV/0! | #DIV/0! | #DIV/0! | #DIV/0! | #DIV/0! | #DIV/0! | #DIV/0! | #DIV/0! |  |  |  | 159.6 | #DIV/0! | #DIV/0! | #DIV/0! | #DIV/0! | #DIV/0! | #DIV/0! | #DIV/0! | #DIV/0! | #DIV/0! | #DIV/0! | #DIV/0! | #DIV/0! | #DIV/0! |  |  |  | 159.6 | #DIV/0! | #DIV/0! | #DIV/0! | #DIV/0! | #DIV/0! | #DIV/0! | #DIV/0! | #DIV/0! | #DIV/0! | #DIV/0! | #DIV/0! | #DIV/0! | #DIV/0!
[15 empty] | 159.7 | 31.6614 | -85.592 | 4309.7564 | 3423.3187 | 4309.7564 | 3423.3187 | 13.5501 | 8.0723 | 1 | 1 | 4309.7564 | 3423.3187 |  |  |  |  | 159.7 | #DIV/0! | #DIV/0! | #DIV/0! | #DIV/0! | #DIV/0! | #DIV/0! | #DIV/0! | #DIV/0! | #DIV/0! | #DIV/0! | #DIV/0! | #DIV/0! | #DIV/0! |  |  |  | 159.7 | #DIV/0! | #DIV/0! | #DIV/0! | #DIV/0! | #DIV/0! | #DIV/0! | #DIV/0! | #DIV/0! | #DIV/0! | #DIV/0! | #DIV/0! | #DIV/0! | #DIV/0! |  |  |  | 159.7 | #DIV/0! | #DIV/0! | #DIV/0! | #DIV/0! | #DIV/0! | #DIV/0! | #DIV/0! | #DIV/0! | #DIV/0! | #DIV/0! | #DIV/0! | #DIV/0! | #DIV/0! |  |  |  | 159.7 | #DIV/0! | #DIV/0! | #DIV/0! | #DIV/0! | #DIV/0! | #DIV/0! | #DIV/0! | #DIV/0! | #DIV/0! | #DIV/0! | #DIV/0! | #DIV/0! | #DIV/0! |  |  |  | 159.7 | #DIV/0! | #DIV/0! | #DIV/0! | #DIV/0! | #DIV/0! | #DIV/0! | #DIV/0! | #DIV/0! | #DIV/0! | #DIV/0! | #DIV/0! | #DIV/0! | #DIV/0! |  |  |  | 159.7 | #DIV/0! | #DIV/0! | #DIV/0! | #DIV/0! | #DIV/0! | #DIV/0! | #DIV/0! | #DIV/0! | #DIV/0! | #DIV/0! | #DIV/0! | #DIV/0! | #DIV/0! |  |  |  | 159.7 | #DIV/0! | #DIV/0! | #DIV/0! | #DIV/0! | #DIV/0! | #DIV/0! | #DIV/0! | #DIV/0! | #DIV/0! | #DIV/0! | #DIV/0! | #DIV/0! | #DIV/0!
[15 empty] | 159.8 | 31.512 | -85.6471 | 4310.3197 | 3422.9542 | 4310.3197 | 3422.9542 | 13.4879 | 8.0333 | 1 | 1 | 4310.3197 | 3422.9542 |  |  |  |  | 159.8 | #DIV/0! | #DIV/0! | #DIV/0! | #DIV/0! | #DIV/0! | #DIV/0! | #DIV/0! | #DIV/0! | #DIV/0! | #DIV/0! | #DIV/0! | #DIV/0! | #DIV/0! |  |  |  | 159.8 | #DIV/0! | #DIV/0! | #DIV/0! | #DIV/0! | #DIV/0! | #DIV/0! | #DIV/0! | #DIV/0! | #DIV/0! | #DIV/0! | #DIV/0! | #DIV/0! | #DIV/0! |  |  |  | 159.8 | #DIV/0! | #DIV/0! | #DIV/0! | #DIV/0! | #DIV/0! | #DIV/0! | #DIV/0! | #DIV/0! | #DIV/0! | #DIV/0! | #DIV/0! | #DIV/0! | #DIV/0! |  |  |  | 159.8 | #DIV/0! | #DIV/0! | #DIV/0! | #DIV/0! | #DIV/0! | #DIV/0! | #DIV/0! | #DIV/0! | #DIV/0! | #DIV/0! | #DIV/0! | #DIV/0! | #DIV/0! |  |  |  | 159.8 | #DIV/0! | #DIV/0! | #DIV/0! | #DIV/0! | #DIV/0! | #DIV/0! | #DIV/0! | #DIV/0! | #DIV/0! | #DIV/0! | #DIV/0! | #DIV/0! | #DIV/0! |  |  |  | 159.8 | #DIV/0! | #DIV/0! | #DIV/0! | #DIV/0! | #DIV/0! | #DIV/0! | #DIV/0! | #DIV/0! | #DIV/0! | #DIV/0! | #DIV/0! | #DIV/0! | #DIV/0! |  |  |  | 159.8 | #DIV/0! | #DIV/0! | #DIV/0! | #DIV/0! | #DIV/0! | #DIV/0! | #DIV/0! | #DIV/0! | #DIV/0! | #DIV/0! | #DIV/0! | #DIV/0! | #DIV/0!
[15 empty] | 159.9 | 31.3625 | -85.702 | 4310.8805 | 3422.5915 | 4310.8805 | 3422.5915 | 13.4256 | 7.9944 | 1 | 1 | 4310.8805 | 3422.5915 |  |  |  |  | 159.9 | #DIV/0! | #DIV/0! | #DIV/0! | #DIV/0! | #DIV/0! | #DIV/0! | #DIV/0! | #DIV/0! | #DIV/0! | #DIV/0! | #DIV/0! | #DIV/0! | #DIV/0! |  |  |  | 159.9 | #DIV/0! | #DIV/0! | #DIV/0! | #DIV/0! | #DIV/0! | #DIV/0! | #DIV/0! | #DIV/0! | #DIV/0! | #DIV/0! | #DIV/0! | #DIV/0! | #DIV/0! |  |  |  | 159.9 | #DIV/0! | #DIV/0! | #DIV/0! | #DIV/0! | #DIV/0! | #DIV/0! | #DIV/0! | #DIV/0! | #DIV/0! | #DIV/0! | #DIV/0! | #DIV/0! | #DIV/0! |  |  |  | 159.9 | #DIV/0! | #DIV/0! | #DIV/0! | #DIV/0! | #DIV/0! | #DIV/0! | #DIV/0! | #DIV/0! | #DIV/0! | #DIV/0! | #DIV/0! | #DIV/0! | #DIV/0! |  |  |  | 159.9 | #DIV/0! | #DIV/0! | #DIV/0! | #DIV/0! | #DIV/0! | #DIV/0! | #DIV/0! | #DIV/0! | #DIV/0! | #DIV/0! | #DIV/0! | #DIV/0! | #DIV/0! |  |  |  | 159.9 | #DIV/0! | #DIV/0! | #DIV/0! | #DIV/0! | #DIV/0! | #DIV/0! | #DIV/0! | #DIV/0! | #DIV/0! | #DIV/0! | #DIV/0! | #DIV/0! | #DIV/0! |  |  |  | 159.9 | #DIV/0! | #DIV/0! | #DIV/0! | #DIV/0! | #DIV/0! | #DIV/0! | #DIV/0! | #DIV/0! | #DIV/0! | #DIV/0! | #DIV/0! | #DIV/0! | #DIV/0!
[15 empty] | 160 | 31.2128 | -85.7566 | 4311.4386 | 3422.2305 | 4311.4386 | 3422.2305 | 13.3633 | 7.9554 | 1 | 1 | 4311.4386 | 3422.2305 |  |  |  |  | 160 | #DIV/0! | #DIV/0! | #DIV/0! | #DIV/0! | #DIV/0! | #DIV/0! | #DIV/0! | #DIV/0! | #DIV/0! | #DIV/0! | #DIV/0! | #DIV/0! | #DIV/0! |  |  |  | 160 | #DIV/0! | #DIV/0! | #DIV/0! | #DIV/0! | #DIV/0! | #DIV/0! | #DIV/0! | #DIV/0! | #DIV/0! | #DIV/0! | #DIV/0! | #DIV/0! | #DIV/0! |  |  |  | 160 | #DIV/0! | #DIV/0! | #DIV/0! | #DIV/0! | #DIV/0! | #DIV/0! | #DIV/0! | #DIV/0! | #DIV/0! | #DIV/0! | #DIV/0! | #DIV/0! | #DIV/0! |  |  |  | 160 | #DIV/0! | #DIV/0! | #DIV/0! | #DIV/0! | #DIV/0! | #DIV/0! | #DIV/0! | #DIV/0! | #DIV/0! | #DIV/0! | #DIV/0! | #DIV/0! | #DIV/0! |  |  |  | 160 | #DIV/0! | #DIV/0! | #DIV/0! | #DIV/0! | #DIV/0! | #DIV/0! | #DIV/0! | #DIV/0! | #DIV/0! | #DIV/0! | #DIV/0! | #DIV/0! | #DIV/0! |  |  |  | 160 | #DIV/0! | #DIV/0! | #DIV/0! | #DIV/0! | #DIV/0! | #DIV/0! | #DIV/0! | #DIV/0! | #DIV/0! | #DIV/0! | #DIV/0! | #DIV/0! | #DIV/0! |  |  |  | 160 | #DIV/0! | #DIV/0! | #DIV/0! | #DIV/0! | #DIV/0! | #DIV/0! | #DIV/0! | #DIV/0! | #DIV/0! | #DIV/0! | #DIV/0! | #DIV/0! | #DIV/0!
[15 empty] | 160.1 | 31.0631 | -85.8109 | 4311.9941 | 3421.8714 | 4311.9941 | 3421.8714 | 13.3009 | 7.9164 | 1 | 1 | 4311.9941 | 3421.8714 |  |  |  |  | 160.1 | #DIV/0! | #DIV/0! | #DIV/0! | #DIV/0! | #DIV/0! | #DIV/0! | #DIV/0! | #DIV/0! | #DIV/0! | #DIV/0! | #DIV/0! | #DIV/0! | #DIV/0! |  |  |  | 160.1 | #DIV/0! | #DIV/0! | #DIV/0! | #DIV/0! | #DIV/0! | #DIV/0! | #DIV/0! | #DIV/0! | #DIV/0! | #DIV/0! | #DIV/0! | #DIV/0! | #DIV/0! |  |  |  | 160.1 | #DIV/0! | #DIV/0! | #DIV/0! | #DIV/0! | #DIV/0! | #DIV/0! | #DIV/0! | #DIV/0! | #DIV/0! | #DIV/0! | #DIV/0! | #DIV/0! | #DIV/0! |  |  |  | 160.1 | #DIV/0! | #DIV/0! | #DIV/0! | #DIV/0! | #DIV/0! | #DIV/0! | #DIV/0! | #DIV/0! | #DIV/0! | #DIV/0! | #DIV/0! | #DIV/0! | #DIV/0! |  |  |  | 160.1 | #DIV/0! | #DIV/0! | #DIV/0! | #DIV/0! | #DIV/0! | #DIV/0! | #DIV/0! | #DIV/0! | #DIV/0! | #DIV/0! | #DIV/0! | #DIV/0! | #DIV/0! |  |  |  | 160.1 | #DIV/0! | #DIV/0! | #DIV/0! | #DIV/0! | #DIV/0! | #DIV/0! | #DIV/0! | #DIV/0! | #DIV/0! | #DIV/0! | #DIV/0! | #DIV/0! | #DIV/0! |  |  |  | 160.1 | #DIV/0! | #DIV/0! | #DIV/0! | #DIV/0! | #DIV/0! | #DIV/0! | #DIV/0! | #DIV/0! | #DIV/0! | #DIV/0! | #DIV/0! | #DIV/0! | #DIV/0!
[15 empty] | 160.2 | 30.9133 | -85.865 | 4312.5471 | 3421.514 | 4312.5471 | 3421.514 | 13.2385 | 7.8774 | 1 | 1 | 4312.5471 | 3421.514 |  |  |  |  | 160.2 | #DIV/0! | #DIV/0! | #DIV/0! | #DIV/0! | #DIV/0! | #DIV/0! | #DIV/0! | #DIV/0! | #DIV/0! | #DIV/0! | #DIV/0! | #DIV/0! | #DIV/0! |  |  |  | 160.2 | #DIV/0! | #DIV/0! | #DIV/0! | #DIV/0! | #DIV/0! | #DIV/0! | #DIV/0! | #DIV/0! | #DIV/0! | #DIV/0! | #DIV/0! | #DIV/0! | #DIV/0! |  |  |  | 160.2 | #DIV/0! | #DIV/0! | #DIV/0! | #DIV/0! | #DIV/0! | #DIV/0! | #DIV/0! | #DIV/0! | #DIV/0! | #DIV/0! | #DIV/0! | #DIV/0! | #DIV/0! |  |  |  | 160.2 | #DIV/0! | #DIV/0! | #DIV/0! | #DIV/0! | #DIV/0! | #DIV/0! | #DIV/0! | #DIV/0! | #DIV/0! | #DIV/0! | #DIV/0! | #DIV/0! | #DIV/0! |  |  |  | 160.2 | #DIV/0! | #DIV/0! | #DIV/0! | #DIV/0! | #DIV/0! | #DIV/0! | #DIV/0! | #DIV/0! | #DIV/0! | #DIV/0! | #DIV/0! | #DIV/0! | #DIV/0! |  |  |  | 160.2 | #DIV/0! | #DIV/0! | #DIV/0! | #DIV/0! | #DIV/0! | #DIV/0! | #DIV/0! | #DIV/0! | #DIV/0! | #DIV/0! | #DIV/0! | #DIV/0! | #DIV/0! |  |  |  | 160.2 | #DIV/0! | #DIV/0! | #DIV/0! | #DIV/0! | #DIV/0! | #DIV/0! | #DIV/0! | #DIV/0! | #DIV/0! | #DIV/0! | #DIV/0! | #DIV/0! | #DIV/0!
[15 empty] | 160.3 | 30.7634 | -85.9188 | 4313.0974 | 3421.1584 | 4313.0974 | 3421.1584 | 13.1759 | 7.8384 | 1 | 1 | 4313.0974 | 3421.1584 |  |  |  |  | 160.3 | #DIV/0! | #DIV/0! | #DIV/0! | #DIV/0! | #DIV/0! | #DIV/0! | #DIV/0! | #DIV/0! | #DIV/0! | #DIV/0! | #DIV/0! | #DIV/0! | #DIV/0! |  |  |  | 160.3 | #DIV/0! | #DIV/0! | #DIV/0! | #DIV/0! | #DIV/0! | #DIV/0! | #DIV/0! | #DIV/0! | #DIV/0! | #DIV/0! | #DIV/0! | #DIV/0! | #DIV/0! |  |  |  | 160.3 | #DIV/0! | #DIV/0! | #DIV/0! | #DIV/0! | #DIV/0! | #DIV/0! | #DIV/0! | #DIV/0! | #DIV/0! | #DIV/0! | #DIV/0! | #DIV/0! | #DIV/0! |  |  |  | 160.3 | #DIV/0! | #DIV/0! | #DIV/0! | #DIV/0! | #DIV/0! | #DIV/0! | #DIV/0! | #DIV/0! | #DIV/0! | #DIV/0! | #DIV/0! | #DIV/0! | #DIV/0! |  |  |  | 160.3 | #DIV/0! | #DIV/0! | #DIV/0! | #DIV/0! | #DIV/0! | #DIV/0! | #DIV/0! | #DIV/0! | #DIV/0! | #DIV/0! | #DIV/0! | #DIV/0! | #DIV/0! |  |  |  | 160.3 | #DIV/0! | #DIV/0! | #DIV/0! | #DIV/0! | #DIV/0! | #DIV/0! | #DIV/0! | #DIV/0! | #DIV/0! | #DIV/0! | #DIV/0! | #DIV/0! | #DIV/0! |  |  |  | 160.3 | #DIV/0! | #DIV/0! | #DIV/0! | #DIV/0! | #DIV/0! | #DIV/0! | #DIV/0! | #DIV/0! | #DIV/0! | #DIV/0! | #DIV/0! | #DIV/0! | #DIV/0!
[15 empty] | 160.4 | 30.6134 | -85.9724 | 4313.645 | 3420.8046 | 4313.645 | 3420.8046 | 13.1134 | 7.7994 | 1 | 1 | 4313.645 | 3420.8046 |  |  |  |  | 160.4 | #DIV/0! | #DIV/0! | #DIV/0! | #DIV/0! | #DIV/0! | #DIV/0! | #DIV/0! | #DIV/0! | #DIV/0! | #DIV/0! | #DIV/0! | #DIV/0! | #DIV/0! |  |  |  | 160.4 | #DIV/0! | #DIV/0! | #DIV/0! | #DIV/0! | #DIV/0! | #DIV/0! | #DIV/0! | #DIV/0! | #DIV/0! | #DIV/0! | #DIV/0! | #DIV/0! | #DIV/0! |  |  |  | 160.4 | #DIV/0! | #DIV/0! | #DIV/0! | #DIV/0! | #DIV/0! | #DIV/0! | #DIV/0! | #DIV/0! | #DIV/0! | #DIV/0! | #DIV/0! | #DIV/0! | #DIV/0! |  |  |  | 160.4 | #DIV/0! | #DIV/0! | #DIV/0! | #DIV/0! | #DIV/0! | #DIV/0! | #DIV/0! | #DIV/0! | #DIV/0! | #DIV/0! | #DIV/0! | #DIV/0! | #DIV/0! |  |  |  | 160.4 | #DIV/0! | #DIV/0! | #DIV/0! | #DIV/0! | #DIV/0! | #DIV/0! | #DIV/0! | #DIV/0! | #DIV/0! | #DIV/0! | #DIV/0! | #DIV/0! | #DIV/0! |  |  |  | 160.4 | #DIV/0! | #DIV/0! | #DIV/0! | #DIV/0! | #DIV/0! | #DIV/0! | #DIV/0! | #DIV/0! | #DIV/0! | #DIV/0! | #DIV/0! | #DIV/0! | #DIV/0! |  |  |  | 160.4 | #DIV/0! | #DIV/0! | #DIV/0! | #DIV/0! | #DIV/0! | #DIV/0! | #DIV/0! | #DIV/0! | #DIV/0! | #DIV/0! | #DIV/0! | #DIV/0! | #DIV/0!
[15 empty] | 160.5 | 30.4633 | -86.0257 | 4314.1901 | 3420.4525 | 4314.1901 | 3420.4525 | 13.0507 | 7.7603 | 1 | 1 | 4314.1901 | 3420.4525 |  |  |  |  | 160.5 | #DIV/0! | #DIV/0! | #DIV/0! | #DIV/0! | #DIV/0! | #DIV/0! | #DIV/0! | #DIV/0! | #DIV/0! | #DIV/0! | #DIV/0! | #DIV/0! | #DIV/0! |  |  |  | 160.5 | #DIV/0! | #DIV/0! | #DIV/0! | #DIV/0! | #DIV/0! | #DIV/0! | #DIV/0! | #DIV/0! | #DIV/0! | #DIV/0! | #DIV/0! | #DIV/0! | #DIV/0! |  |  |  | 160.5 | #DIV/0! | #DIV/0! | #DIV/0! | #DIV/0! | #DIV/0! | #DIV/0! | #DIV/0! | #DIV/0! | #DIV/0! | #DIV/0! | #DIV/0! | #DIV/0! | #DIV/0! |  |  |  | 160.5 | #DIV/0! | #DIV/0! | #DIV/0! | #DIV/0! | #DIV/0! | #DIV/0! | #DIV/0! | #DIV/0! | #DIV/0! | #DIV/0! | #DIV/0! | #DIV/0! | #DIV/0! |  |  |  | 160.5 | #DIV/0! | #DIV/0! | #DIV/0! | #DIV/0! | #DIV/0! | #DIV/0! | #DIV/0! | #DIV/0! | #DIV/0! | #DIV/0! | #DIV/0! | #DIV/0! | #DIV/0! |  |  |  | 160.5 | #DIV/0! | #DIV/0! | #DIV/0! | #DIV/0! | #DIV/0! | #DIV/0! | #DIV/0! | #DIV/0! | #DIV/0! | #DIV/0! | #DIV/0! | #DIV/0! | #DIV/0! |  |  |  | 160.5 | #DIV/0! | #DIV/0! | #DIV/0! | #DIV/0! | #DIV/0! | #DIV/0! | #DIV/0! | #DIV/0! | #DIV/0! | #DIV/0! | #DIV/0! | #DIV/0! | #DIV/0!
[15 empty] | 160.6 | 30.3131 | -86.0787 | 4314.7326 | 3420.1023 | 4314.7326 | 3420.1023 | 12.988 | 7.7213 | 1 | 1 | 4314.7326 | 3420.1023 |  |  |  |  | 160.6 | #DIV/0! | #DIV/0! | #DIV/0! | #DIV/0! | #DIV/0! | #DIV/0! | #DIV/0! | #DIV/0! | #DIV/0! | #DIV/0! | #DIV/0! | #DIV/0! | #DIV/0! |  |  |  | 160.6 | #DIV/0! | #DIV/0! | #DIV/0! | #DIV/0! | #DIV/0! | #DIV/0! | #DIV/0! | #DIV/0! | #DIV/0! | #DIV/0! | #DIV/0! | #DIV/0! | #DIV/0! |  |  |  | 160.6 | #DIV/0! | #DIV/0! | #DIV/0! | #DIV/0! | #DIV/0! | #DIV/0! | #DIV/0! | #DIV/0! | #DIV/0! | #DIV/0! | #DIV/0! | #DIV/0! | #DIV/0! |  |  |  | 160.6 | #DIV/0! | #DIV/0! | #DIV/0! | #DIV/0! | #DIV/0! | #DIV/0! | #DIV/0! | #DIV/0! | #DIV/0! | #DIV/0! | #DIV/0! | #DIV/0! | #DIV/0! |  |  |  | 160.6 | #DIV/0! | #DIV/0! | #DIV/0! | #DIV/0! | #DIV/0! | #DIV/0! | #DIV/0! | #DIV/0! | #DIV/0! | #DIV/0! | #DIV/0! | #DIV/0! | #DIV/0! |  |  |  | 160.6 | #DIV/0! | #DIV/0! | #DIV/0! | #DIV/0! | #DIV/0! | #DIV/0! | #DIV/0! | #DIV/0! | #DIV/0! | #DIV/0! | #DIV/0! | #DIV/0! | #DIV/0! |  |  |  | 160.6 | #DIV/0! | #DIV/0! | #DIV/0! | #DIV/0! | #DIV/0! | #DIV/0! | #DIV/0! | #DIV/0! | #DIV/0! | #DIV/0! | #DIV/0! | #DIV/0! | #DIV/0!
[15 empty] | 160.7 | 30.1628 | -86.1315 | 4315.2724 | 3419.7538 | 4315.2724 | 3419.7538 | 12.9252 | 7.6822 | 1 | 1 | 4315.2724 | 3419.7538 |  |  |  |  | 160.7 | #DIV/0! | #DIV/0! | #DIV/0! | #DIV/0! | #DIV/0! | #DIV/0! | #DIV/0! | #DIV/0! | #DIV/0! | #DIV/0! | #DIV/0! | #DIV/0! | #DIV/0! |  |  |  | 160.7 | #DIV/0! | #DIV/0! | #DIV/0! | #DIV/0! | #DIV/0! | #DIV/0! | #DIV/0! | #DIV/0! | #DIV/0! | #DIV/0! | #DIV/0! | #DIV/0! | #DIV/0! |  |  |  | 160.7 | #DIV/0! | #DIV/0! | #DIV/0! | #DIV/0! | #DIV/0! | #DIV/0! | #DIV/0! | #DIV/0! | #DIV/0! | #DIV/0! | #DIV/0! | #DIV/0! | #DIV/0! |  |  |  | 160.7 | #DIV/0! | #DIV/0! | #DIV/0! | #DIV/0! | #DIV/0! | #DIV/0! | #DIV/0! | #DIV/0! | #DIV/0! | #DIV/0! | #DIV/0! | #DIV/0! | #DIV/0! |  |  |  | 160.7 | #DIV/0! | #DIV/0! | #DIV/0! | #DIV/0! | #DIV/0! | #DIV/0! | #DIV/0! | #DIV/0! | #DIV/0! | #DIV/0! | #DIV/0! | #DIV/0! | #DIV/0! |  |  |  | 160.7 | #DIV/0! | #DIV/0! | #DIV/0! | #DIV/0! | #DIV/0! | #DIV/0! | #DIV/0! | #DIV/0! | #DIV/0! | #DIV/0! | #DIV/0! | #DIV/0! | #DIV/0! |  |  |  | 160.7 | #DIV/0! | #DIV/0! | #DIV/0! | #DIV/0! | #DIV/0! | #DIV/0! | #DIV/0! | #DIV/0! | #DIV/0! | #DIV/0! | #DIV/0! | #DIV/0! | #DIV/0!
[15 empty] | 160.8 | 30.0125 | -86.184 | 4315.8096 | 3419.4072 | 4315.8096 | 3419.4072 | 12.8624 | 7.6431 | 1 | 1 | 4315.8096 | 3419.4072 |  |  |  |  | 160.8 | #DIV/0! | #DIV/0! | #DIV/0! | #DIV/0! | #DIV/0! | #DIV/0! | #DIV/0! | #DIV/0! | #DIV/0! | #DIV/0! | #DIV/0! | #DIV/0! | #DIV/0! |  |  |  | 160.8 | #DIV/0! | #DIV/0! | #DIV/0! | #DIV/0! | #DIV/0! | #DIV/0! | #DIV/0! | #DIV/0! | #DIV/0! | #DIV/0! | #DIV/0! | #DIV/0! | #DIV/0! |  |  |  | 160.8 | #DIV/0! | #DIV/0! | #DIV/0! | #DIV/0! | #DIV/0! | #DIV/0! | #DIV/0! | #DIV/0! | #DIV/0! | #DIV/0! | #DIV/0! | #DIV/0! | #DIV/0! |  |  |  | 160.8 | #DIV/0! | #DIV/0! | #DIV/0! | #DIV/0! | #DIV/0! | #DIV/0! | #DIV/0! | #DIV/0! | #DIV/0! | #DIV/0! | #DIV/0! | #DIV/0! | #DIV/0! |  |  |  | 160.8 | #DIV/0! | #DIV/0! | #DIV/0! | #DIV/0! | #DIV/0! | #DIV/0! | #DIV/0! | #DIV/0! | #DIV/0! | #DIV/0! | #DIV/0! | #DIV/0! | #DIV/0! |  |  |  | 160.8 | #DIV/0! | #DIV/0! | #DIV/0! | #DIV/0! | #DIV/0! | #DIV/0! | #DIV/0! | #DIV/0! | #DIV/0! | #DIV/0! | #DIV/0! | #DIV/0! | #DIV/0! |  |  |  | 160.8 | #DIV/0! | #DIV/0! | #DIV/0! | #DIV/0! | #DIV/0! | #DIV/0! | #DIV/0! | #DIV/0! | #DIV/0! | #DIV/0! | #DIV/0! | #DIV/0! | #DIV/0!
[15 empty] | 160.9 | 29.862 | -86.2363 | 4316.3442 | 3419.0623 | 4316.3442 | 3419.0623 | 12.7995 | 7.604 | 1 | 1 | 4316.3442 | 3419.0623 |  |  |  |  | 160.9 | #DIV/0! | #DIV/0! | #DIV/0! | #DIV/0! | #DIV/0! | #DIV/0! | #DIV/0! | #DIV/0! | #DIV/0! | #DIV/0! | #DIV/0! | #DIV/0! | #DIV/0! |  |  |  | 160.9 | #DIV/0! | #DIV/0! | #DIV/0! | #DIV/0! | #DIV/0! | #DIV/0! | #DIV/0! | #DIV/0! | #DIV/0! | #DIV/0! | #DIV/0! | #DIV/0! | #DIV/0! |  |  |  | 160.9 | #DIV/0! | #DIV/0! | #DIV/0! | #DIV/0! | #DIV/0! | #DIV/0! | #DIV/0! | #DIV/0! | #DIV/0! | #DIV/0! | #DIV/0! | #DIV/0! | #DIV/0! |  |  |  | 160.9 | #DIV/0! | #DIV/0! | #DIV/0! | #DIV/0! | #DIV/0! | #DIV/0! | #DIV/0! | #DIV/0! | #DIV/0! | #DIV/0! | #DIV/0! | #DIV/0! | #DIV/0! |  |  |  | 160.9 | #DIV/0! | #DIV/0! | #DIV/0! | #DIV/0! | #DIV/0! | #DIV/0! | #DIV/0! | #DIV/0! | #DIV/0! | #DIV/0! | #DIV/0! | #DIV/0! | #DIV/0! |  |  |  | 160.9 | #DIV/0! | #DIV/0! | #DIV/0! | #DIV/0! | #DIV/0! | #DIV/0! | #DIV/0! | #DIV/0! | #DIV/0! | #DIV/0! | #DIV/0! | #DIV/0! | #DIV/0! |  |  |  | 160.9 | #DIV/0! | #DIV/0! | #DIV/0! | #DIV/0! | #DIV/0! | #DIV/0! | #DIV/0! | #DIV/0! | #DIV/0! | #DIV/0! | #DIV/0! | #DIV/0! | #DIV/0!
[15 empty] | 161 | 29.7114 | -86.2883 | 4316.8761 | 3418.7192 | 4316.8761 | 3418.7192 | 12.7365 | 7.565 | 1 | 1 | 4316.8761 | 3418.7192 |  |  |  |  | 161 | #DIV/0! | #DIV/0! | #DIV/0! | #DIV/0! | #DIV/0! | #DIV/0! | #DIV/0! | #DIV/0! | #DIV/0! | #DIV/0! | #DIV/0! | #DIV/0! | #DIV/0! |  |  |  | 161 | #DIV/0! | #DIV/0! | #DIV/0! | #DIV/0! | #DIV/0! | #DIV/0! | #DIV/0! | #DIV/0! | #DIV/0! | #DIV/0! | #DIV/0! | #DIV/0! | #DIV/0! |  |  |  | 161 | #DIV/0! | #DIV/0! | #DIV/0! | #DIV/0! | #DIV/0! | #DIV/0! | #DIV/0! | #DIV/0! | #DIV/0! | #DIV/0! | #DIV/0! | #DIV/0! | #DIV/0! |  |  |  | 161 | #DIV/0! | #DIV/0! | #DIV/0! | #DIV/0! | #DIV/0! | #DIV/0! | #DIV/0! | #DIV/0! | #DIV/0! | #DIV/0! | #DIV/0! | #DIV/0! | #DIV/0! |  |  |  | 161 | #DIV/0! | #DIV/0! | #DIV/0! | #DIV/0! | #DIV/0! | #DIV/0! | #DIV/0! | #DIV/0! | #DIV/0! | #DIV/0! | #DIV/0! | #DIV/0! | #DIV/0! |  |  |  | 161 | #DIV/0! | #DIV/0! | #DIV/0! | #DIV/0! | #DIV/0! | #DIV/0! | #DIV/0! | #DIV/0! | #DIV/0! | #DIV/0! | #DIV/0! | #DIV/0! | #DIV/0! |  |  |  | 161 | #DIV/0! | #DIV/0! | #DIV/0! | #DIV/0! | #DIV/0! | #DIV/0! | #DIV/0! | #DIV/0! | #DIV/0! | #DIV/0! | #DIV/0! | #DIV/0! | #DIV/0!
[15 empty] | 161.1 | 29.5608 | -86.34 | 4317.4054 | 3418.3778 | 4317.4054 | 3418.3778 | 12.6735 | 7.5258 | 1 | 1 | 4317.4054 | 3418.3778 |  |  |  |  | 161.1 | #DIV/0! | #DIV/0! | #DIV/0! | #DIV/0! | #DIV/0! | #DIV/0! | #DIV/0! | #DIV/0! | #DIV/0! | #DIV/0! | #DIV/0! | #DIV/0! | #DIV/0! |  |  |  | 161.1 | #DIV/0! | #DIV/0! | #DIV/0! | #DIV/0! | #DIV/0! | #DIV/0! | #DIV/0! | #DIV/0! | #DIV/0! | #DIV/0! | #DIV/0! | #DIV/0! | #DIV/0! |  |  |  | 161.1 | #DIV/0! | #DIV/0! | #DIV/0! | #DIV/0! | #DIV/0! | #DIV/0! | #DIV/0! | #DIV/0! | #DIV/0! | #DIV/0! | #DIV/0! | #DIV/0! | #DIV/0! |  |  |  | 161.1 | #DIV/0! | #DIV/0! | #DIV/0! | #DIV/0! | #DIV/0! | #DIV/0! | #DIV/0! | #DIV/0! | #DIV/0! | #DIV/0! | #DIV/0! | #DIV/0! | #DIV/0! |  |  |  | 161.1 | #DIV/0! | #DIV/0! | #DIV/0! | #DIV/0! | #DIV/0! | #DIV/0! | #DIV/0! | #DIV/0! | #DIV/0! | #DIV/0! | #DIV/0! | #DIV/0! | #DIV/0! |  |  |  | 161.1 | #DIV/0! | #DIV/0! | #DIV/0! | #DIV/0! | #DIV/0! | #DIV/0! | #DIV/0! | #DIV/0! | #DIV/0! | #DIV/0! | #DIV/0! | #DIV/0! | #DIV/0! |  |  |  | 161.1 | #DIV/0! | #DIV/0! | #DIV/0! | #DIV/0! | #DIV/0! | #DIV/0! | #DIV/0! | #DIV/0! | #DIV/0! | #DIV/0! | #DIV/0! | #DIV/0! | #DIV/0!
[15 empty] | 161.2 | 29.4101 | -86.3915 | 4317.9321 | 3418.0383 | 4317.9321 | 3418.0383 | 12.6104 | 7.4867 | 1 | 1 | 4317.9321 | 3418.0383 |  |  |  |  | 161.2 | #DIV/0! | #DIV/0! | #DIV/0! | #DIV/0! | #DIV/0! | #DIV/0! | #DIV/0! | #DIV/0! | #DIV/0! | #DIV/0! | #DIV/0! | #DIV/0! | #DIV/0! |  |  |  | 161.2 | #DIV/0! | #DIV/0! | #DIV/0! | #DIV/0! | #DIV/0! | #DIV/0! | #DIV/0! | #DIV/0! | #DIV/0! | #DIV/0! | #DIV/0! | #DIV/0! | #DIV/0! |  |  |  | 161.2 | #DIV/0! | #DIV/0! | #DIV/0! | #DIV/0! | #DIV/0! | #DIV/0! | #DIV/0! | #DIV/0! | #DIV/0! | #DIV/0! | #DIV/0! | #DIV/0! | #DIV/0! |  |  |  | 161.2 | #DIV/0! | #DIV/0! | #DIV/0! | #DIV/0! | #DIV/0! | #DIV/0! | #DIV/0! | #DIV/0! | #DIV/0! | #DIV/0! | #DIV/0! | #DIV/0! | #DIV/0! |  |  |  | 161.2 | #DIV/0! | #DIV/0! | #DIV/0! | #DIV/0! | #DIV/0! | #DIV/0! | #DIV/0! | #DIV/0! | #DIV/0! | #DIV/0! | #DIV/0! | #DIV/0! | #DIV/0! |  |  |  | 161.2 | #DIV/0! | #DIV/0! | #DIV/0! | #DIV/0! | #DIV/0! | #DIV/0! | #DIV/0! | #DIV/0! | #DIV/0! | #DIV/0! | #DIV/0! | #DIV/0! | #DIV/0! |  |  |  | 161.2 | #DIV/0! | #DIV/0! | #DIV/0! | #DIV/0! | #DIV/0! | #DIV/0! | #DIV/0! | #DIV/0! | #DIV/0! | #DIV/0! | #DIV/0! | #DIV/0! | #DIV/0!
[15 empty] | 161.3 | 29.2592 | -86.4427 | 4318.4562 | 3417.7005 | 4318.4562 | 3417.7005 | 12.5473 | 7.4476 | 1 | 1 | 4318.4562 | 3417.7005 |  |  |  |  | 161.3 | #DIV/0! | #DIV/0! | #DIV/0! | #DIV/0! | #DIV/0! | #DIV/0! | #DIV/0! | #DIV/0! | #DIV/0! | #DIV/0! | #DIV/0! | #DIV/0! | #DIV/0! |  |  |  | 161.3 | #DIV/0! | #DIV/0! | #DIV/0! | #DIV/0! | #DIV/0! | #DIV/0! | #DIV/0! | #DIV/0! | #DIV/0! | #DIV/0! | #DIV/0! | #DIV/0! | #DIV/0! |  |  |  | 161.3 | #DIV/0! | #DIV/0! | #DIV/0! | #DIV/0! | #DIV/0! | #DIV/0! | #DIV/0! | #DIV/0! | #DIV/0! | #DIV/0! | #DIV/0! | #DIV/0! | #DIV/0! |  |  |  | 161.3 | #DIV/0! | #DIV/0! | #DIV/0! | #DIV/0! | #DIV/0! | #DIV/0! | #DIV/0! | #DIV/0! | #DIV/0! | #DIV/0! | #DIV/0! | #DIV/0! | #DIV/0! |  |  |  | 161.3 | #DIV/0! | #DIV/0! | #DIV/0! | #DIV/0! | #DIV/0! | #DIV/0! | #DIV/0! | #DIV/0! | #DIV/0! | #DIV/0! | #DIV/0! | #DIV/0! | #DIV/0! |  |  |  | 161.3 | #DIV/0! | #DIV/0! | #DIV/0! | #DIV/0! | #DIV/0! | #DIV/0! | #DIV/0! | #DIV/0! | #DIV/0! | #DIV/0! | #DIV/0! | #DIV/0! | #DIV/0! |  |  |  | 161.3 | #DIV/0! | #DIV/0! | #DIV/0! | #DIV/0! | #DIV/0! | #DIV/0! | #DIV/0! | #DIV/0! | #DIV/0! | #DIV/0! | #DIV/0! | #DIV/0! | #DIV/0!
[15 empty] | 161.4 | 29.1083 | -86.4936 | 4318.9776 | 3417.3646 | 4318.9776 | 3417.3646 | 12.4841 | 7.4085 | 1 | 1 | 4318.9776 | 3417.3646 |  |  |  |  | 161.4 | #DIV/0! | #DIV/0! | #DIV/0! | #DIV/0! | #DIV/0! | #DIV/0! | #DIV/0! | #DIV/0! | #DIV/0! | #DIV/0! | #DIV/0! | #DIV/0! | #DIV/0! |  |  |  | 161.4 | #DIV/0! | #DIV/0! | #DIV/0! | #DIV/0! | #DIV/0! | #DIV/0! | #DIV/0! | #DIV/0! | #DIV/0! | #DIV/0! | #DIV/0! | #DIV/0! | #DIV/0! |  |  |  | 161.4 | #DIV/0! | #DIV/0! | #DIV/0! | #DIV/0! | #DIV/0! | #DIV/0! | #DIV/0! | #DIV/0! | #DIV/0! | #DIV/0! | #DIV/0! | #DIV/0! | #DIV/0! |  |  |  | 161.4 | #DIV/0! | #DIV/0! | #DIV/0! | #DIV/0! | #DIV/0! | #DIV/0! | #DIV/0! | #DIV/0! | #DIV/0! | #DIV/0! | #DIV/0! | #DIV/0! | #DIV/0! |  |  |  | 161.4 | #DIV/0! | #DIV/0! | #DIV/0! | #DIV/0! | #DIV/0! | #DIV/0! | #DIV/0! | #DIV/0! | #DIV/0! | #DIV/0! | #DIV/0! | #DIV/0! | #DIV/0! |  |  |  | 161.4 | #DIV/0! | #DIV/0! | #DIV/0! | #DIV/0! | #DIV/0! | #DIV/0! | #DIV/0! | #DIV/0! | #DIV/0! | #DIV/0! | #DIV/0! | #DIV/0! | #DIV/0! |  |  |  | 161.4 | #DIV/0! | #DIV/0! | #DIV/0! | #DIV/0! | #DIV/0! | #DIV/0! | #DIV/0! | #DIV/0! | #DIV/0! | #DIV/0! | #DIV/0! | #DIV/0! | #DIV/0!
[15 empty] | 161.5 | 28.9573 | -86.5443 | 4319.4963 | 3417.0304 | 4319.4963 | 3417.0304 | 12.4208 | 7.3693 | 1 | 1 | 4319.4963 | 3417.0304 |  |  |  |  | 161.5 | #DIV/0! | #DIV/0! | #DIV/0! | #DIV/0! | #DIV/0! | #DIV/0! | #DIV/0! | #DIV/0! | #DIV/0! | #DIV/0! | #DIV/0! | #DIV/0! | #DIV/0! |  |  |  | 161.5 | #DIV/0! | #DIV/0! | #DIV/0! | #DIV/0! | #DIV/0! | #DIV/0! | #DIV/0! | #DIV/0! | #DIV/0! | #DIV/0! | #DIV/0! | #DIV/0! | #DIV/0! |  |  |  | 161.5 | #DIV/0! | #DIV/0! | #DIV/0! | #DIV/0! | #DIV/0! | #DIV/0! | #DIV/0! | #DIV/0! | #DIV/0! | #DIV/0! | #DIV/0! | #DIV/0! | #DIV/0! |  |  |  | 161.5 | #DIV/0! | #DIV/0! | #DIV/0! | #DIV/0! | #DIV/0! | #DIV/0! | #DIV/0! | #DIV/0! | #DIV/0! | #DIV/0! | #DIV/0! | #DIV/0! | #DIV/0! |  |  |  | 161.5 | #DIV/0! | #DIV/0! | #DIV/0! | #DIV/0! | #DIV/0! | #DIV/0! | #DIV/0! | #DIV/0! | #DIV/0! | #DIV/0! | #DIV/0! | #DIV/0! | #DIV/0! |  |  |  | 161.5 | #DIV/0! | #DIV/0! | #DIV/0! | #DIV/0! | #DIV/0! | #DIV/0! | #DIV/0! | #DIV/0! | #DIV/0! | #DIV/0! | #DIV/0! | #DIV/0! | #DIV/0! |  |  |  | 161.5 | #DIV/0! | #DIV/0! | #DIV/0! | #DIV/0! | #DIV/0! | #DIV/0! | #DIV/0! | #DIV/0! | #DIV/0! | #DIV/0! | #DIV/0! | #DIV/0! | #DIV/0!
[15 empty] | 161.6 | 28.8062 | -86.5947 | 4320.0124 | 3416.698 | 4320.0124 | 3416.698 | 12.3575 | 7.3301 | 1 | 1 | 4320.0124 | 3416.698 |  |  |  |  | 161.6 | #DIV/0! | #DIV/0! | #DIV/0! | #DIV/0! | #DIV/0! | #DIV/0! | #DIV/0! | #DIV/0! | #DIV/0! | #DIV/0! | #DIV/0! | #DIV/0! | #DIV/0! |  |  |  | 161.6 | #DIV/0! | #DIV/0! | #DIV/0! | #DIV/0! | #DIV/0! | #DIV/0! | #DIV/0! | #DIV/0! | #DIV/0! | #DIV/0! | #DIV/0! | #DIV/0! | #DIV/0! |  |  |  | 161.6 | #DIV/0! | #DIV/0! | #DIV/0! | #DIV/0! | #DIV/0! | #DIV/0! | #DIV/0! | #DIV/0! | #DIV/0! | #DIV/0! | #DIV/0! | #DIV/0! | #DIV/0! |  |  |  | 161.6 | #DIV/0! | #DIV/0! | #DIV/0! | #DIV/0! | #DIV/0! | #DIV/0! | #DIV/0! | #DIV/0! | #DIV/0! | #DIV/0! | #DIV/0! | #DIV/0! | #DIV/0! |  |  |  | 161.6 | #DIV/0! | #DIV/0! | #DIV/0! | #DIV/0! | #DIV/0! | #DIV/0! | #DIV/0! | #DIV/0! | #DIV/0! | #DIV/0! | #DIV/0! | #DIV/0! | #DIV/0! |  |  |  | 161.6 | #DIV/0! | #DIV/0! | #DIV/0! | #DIV/0! | #DIV/0! | #DIV/0! | #DIV/0! | #DIV/0! | #DIV/0! | #DIV/0! | #DIV/0! | #DIV/0! | #DIV/0! |  |  |  | 161.6 | #DIV/0! | #DIV/0! | #DIV/0! | #DIV/0! | #DIV/0! | #DIV/0! | #DIV/0! | #DIV/0! | #DIV/0! | #DIV/0! | #DIV/0! | #DIV/0! | #DIV/0!
[15 empty] | 161.7 | 28.655 | -86.6448 | 4320.5259 | 3416.3674 | 4320.5259 | 3416.3674 | 12.2941 | 7.291 | 1 | 1 | 4320.5259 | 3416.3674 |  |  |  |  | 161.7 | #DIV/0! | #DIV/0! | #DIV/0! | #DIV/0! | #DIV/0! | #DIV/0! | #DIV/0! | #DIV/0! | #DIV/0! | #DIV/0! | #DIV/0! | #DIV/0! | #DIV/0! |  |  |  | 161.7 | #DIV/0! | #DIV/0! | #DIV/0! | #DIV/0! | #DIV/0! | #DIV/0! | #DIV/0! | #DIV/0! | #DIV/0! | #DIV/0! | #DIV/0! | #DIV/0! | #DIV/0! |  |  |  | 161.7 | #DIV/0! | #DIV/0! | #DIV/0! | #DIV/0! | #DIV/0! | #DIV/0! | #DIV/0! | #DIV/0! | #DIV/0! | #DIV/0! | #DIV/0! | #DIV/0! | #DIV/0! |  |  |  | 161.7 | #DIV/0! | #DIV/0! | #DIV/0! | #DIV/0! | #DIV/0! | #DIV/0! | #DIV/0! | #DIV/0! | #DIV/0! | #DIV/0! | #DIV/0! | #DIV/0! | #DIV/0! |  |  |  | 161.7 | #DIV/0! | #DIV/0! | #DIV/0! | #DIV/0! | #DIV/0! | #DIV/0! | #DIV/0! | #DIV/0! | #DIV/0! | #DIV/0! | #DIV/0! | #DIV/0! | #DIV/0! |  |  |  | 161.7 | #DIV/0! | #DIV/0! | #DIV/0! | #DIV/0! | #DIV/0! | #DIV/0! | #DIV/0! | #DIV/0! | #DIV/0! | #DIV/0! | #DIV/0! | #DIV/0! | #DIV/0! |  |  |  | 161.7 | #DIV/0! | #DIV/0! | #DIV/0! | #DIV/0! | #DIV/0! | #DIV/0! | #DIV/0! | #DIV/0! | #DIV/0! | #DIV/0! | #DIV/0! | #DIV/0! | #DIV/0!
[15 empty] | 161.8 | 28.5038 | -86.6947 | 4321.0367 | 3416.0386 | 4321.0367 | 3416.0386 | 12.2306 | 7.2518 | 1 | 1 | 4321.0367 | 3416.0386 |  |  |  |  | 161.8 | #DIV/0! | #DIV/0! | #DIV/0! | #DIV/0! | #DIV/0! | #DIV/0! | #DIV/0! | #DIV/0! | #DIV/0! | #DIV/0! | #DIV/0! | #DIV/0! | #DIV/0! |  |  |  | 161.8 | #DIV/0! | #DIV/0! | #DIV/0! | #DIV/0! | #DIV/0! | #DIV/0! | #DIV/0! | #DIV/0! | #DIV/0! | #DIV/0! | #DIV/0! | #DIV/0! | #DIV/0! |  |  |  | 161.8 | #DIV/0! | #DIV/0! | #DIV/0! | #DIV/0! | #DIV/0! | #DIV/0! | #DIV/0! | #DIV/0! | #DIV/0! | #DIV/0! | #DIV/0! | #DIV/0! | #DIV/0! |  |  |  | 161.8 | #DIV/0! | #DIV/0! | #DIV/0! | #DIV/0! | #DIV/0! | #DIV/0! | #DIV/0! | #DIV/0! | #DIV/0! | #DIV/0! | #DIV/0! | #DIV/0! | #DIV/0! |  |  |  | 161.8 | #DIV/0! | #DIV/0! | #DIV/0! | #DIV/0! | #DIV/0! | #DIV/0! | #DIV/0! | #DIV/0! | #DIV/0! | #DIV/0! | #DIV/0! | #DIV/0! | #DIV/0! |  |  |  | 161.8 | #DIV/0! | #DIV/0! | #DIV/0! | #DIV/0! | #DIV/0! | #DIV/0! | #DIV/0! | #DIV/0! | #DIV/0! | #DIV/0! | #DIV/0! | #DIV/0! | #DIV/0! |  |  |  | 161.8 | #DIV/0! | #DIV/0! | #DIV/0! | #DIV/0! | #DIV/0! | #DIV/0! | #DIV/0! | #DIV/0! | #DIV/0! | #DIV/0! | #DIV/0! | #DIV/0! | #DIV/0!
[15 empty] | 161.9 | 28.3524 | -86.7443 | 4321.5449 | 3415.7115 | 4321.5449 | 3415.7115 | 12.1671 | 7.2126 | 1 | 1 | 4321.5449 | 3415.7115 |  |  |  |  | 161.9 | #DIV/0! | #DIV/0! | #DIV/0! | #DIV/0! | #DIV/0! | #DIV/0! | #DIV/0! | #DIV/0! | #DIV/0! | #DIV/0! | #DIV/0! | #DIV/0! | #DIV/0! |  |  |  | 161.9 | #DIV/0! | #DIV/0! | #DIV/0! | #DIV/0! | #DIV/0! | #DIV/0! | #DIV/0! | #DIV/0! | #DIV/0! | #DIV/0! | #DIV/0! | #DIV/0! | #DIV/0! |  |  |  | 161.9 | #DIV/0! | #DIV/0! | #DIV/0! | #DIV/0! | #DIV/0! | #DIV/0! | #DIV/0! | #DIV/0! | #DIV/0! | #DIV/0! | #DIV/0! | #DIV/0! | #DIV/0! |  |  |  | 161.9 | #DIV/0! | #DIV/0! | #DIV/0! | #DIV/0! | #DIV/0! | #DIV/0! | #DIV/0! | #DIV/0! | #DIV/0! | #DIV/0! | #DIV/0! | #DIV/0! | #DIV/0! |  |  |  | 161.9 | #DIV/0! | #DIV/0! | #DIV/0! | #DIV/0! | #DIV/0! | #DIV/0! | #DIV/0! | #DIV/0! | #DIV/0! | #DIV/0! | #DIV/0! | #DIV/0! | #DIV/0! |  |  |  | 161.9 | #DIV/0! | #DIV/0! | #DIV/0! | #DIV/0! | #DIV/0! | #DIV/0! | #DIV/0! | #DIV/0! | #DIV/0! | #DIV/0! | #DIV/0! | #DIV/0! | #DIV/0! |  |  |  | 161.9 | #DIV/0! | #DIV/0! | #DIV/0! | #DIV/0! | #DIV/0! | #DIV/0! | #DIV/0! | #DIV/0! | #DIV/0! | #DIV/0! | #DIV/0! | #DIV/0! | #DIV/0!
[15 empty] | 162 | 28.201 | -86.7937 | 4322.0504 | 3415.3863 | 4322.0504 | 3415.3863 | 12.1035 | 7.1734 | 1 | 1 | 4322.0504 | 3415.3863 |  |  |  |  | 162 | #DIV/0! | #DIV/0! | #DIV/0! | #DIV/0! | #DIV/0! | #DIV/0! | #DIV/0! | #DIV/0! | #DIV/0! | #DIV/0! | #DIV/0! | #DIV/0! | #DIV/0! |  |  |  | 162 | #DIV/0! | #DIV/0! | #DIV/0! | #DIV/0! | #DIV/0! | #DIV/0! | #DIV/0! | #DIV/0! | #DIV/0! | #DIV/0! | #DIV/0! | #DIV/0! | #DIV/0! |  |  |  | 162 | #DIV/0! | #DIV/0! | #DIV/0! | #DIV/0! | #DIV/0! | #DIV/0! | #DIV/0! | #DIV/0! | #DIV/0! | #DIV/0! | #DIV/0! | #DIV/0! | #DIV/0! |  |  |  | 162 | #DIV/0! | #DIV/0! | #DIV/0! | #DIV/0! | #DIV/0! | #DIV/0! | #DIV/0! | #DIV/0! | #DIV/0! | #DIV/0! | #DIV/0! | #DIV/0! | #DIV/0! |  |  |  | 162 | #DIV/0! | #DIV/0! | #DIV/0! | #DIV/0! | #DIV/0! | #DIV/0! | #DIV/0! | #DIV/0! | #DIV/0! | #DIV/0! | #DIV/0! | #DIV/0! | #DIV/0! |  |  |  | 162 | #DIV/0! | #DIV/0! | #DIV/0! | #DIV/0! | #DIV/0! | #DIV/0! | #DIV/0! | #DIV/0! | #DIV/0! | #DIV/0! | #DIV/0! | #DIV/0! | #DIV/0! |  |  |  | 162 | #DIV/0! | #DIV/0! | #DIV/0! | #DIV/0! | #DIV/0! | #DIV/0! | #DIV/0! | #DIV/0! | #DIV/0! | #DIV/0! | #DIV/0! | #DIV/0! | #DIV/0!
[15 empty] | 162.1 | 28.0494 | -86.8428 | 4322.5533 | 3415.0628 | 4322.5533 | 3415.0628 | 12.0399 | 7.1341 | 1 | 1 | 4322.5533 | 3415.0628 |  |  |  |  | 162.1 | #DIV/0! | #DIV/0! | #DIV/0! | #DIV/0! | #DIV/0! | #DIV/0! | #DIV/0! | #DIV/0! | #DIV/0! | #DIV/0! | #DIV/0! | #DIV/0! | #DIV/0! |  |  |  | 162.1 | #DIV/0! | #DIV/0! | #DIV/0! | #DIV/0! | #DIV/0! | #DIV/0! | #DIV/0! | #DIV/0! | #DIV/0! | #DIV/0! | #DIV/0! | #DIV/0! | #DIV/0! |  |  |  | 162.1 | #DIV/0! | #DIV/0! | #DIV/0! | #DIV/0! | #DIV/0! | #DIV/0! | #DIV/0! | #DIV/0! | #DIV/0! | #DIV/0! | #DIV/0! | #DIV/0! | #DIV/0! |  |  |  | 162.1 | #DIV/0! | #DIV/0! | #DIV/0! | #DIV/0! | #DIV/0! | #DIV/0! | #DIV/0! | #DIV/0! | #DIV/0! | #DIV/0! | #DIV/0! | #DIV/0! | #DIV/0! |  |  |  | 162.1 | #DIV/0! | #DIV/0! | #DIV/0! | #DIV/0! | #DIV/0! | #DIV/0! | #DIV/0! | #DIV/0! | #DIV/0! | #DIV/0! | #DIV/0! | #DIV/0! | #DIV/0! |  |  |  | 162.1 | #DIV/0! | #DIV/0! | #DIV/0! | #DIV/0! | #DIV/0! | #DIV/0! | #DIV/0! | #DIV/0! | #DIV/0! | #DIV/0! | #DIV/0! | #DIV/0! | #DIV/0! |  |  |  | 162.1 | #DIV/0! | #DIV/0! | #DIV/0! | #DIV/0! | #DIV/0! | #DIV/0! | #DIV/0! | #DIV/0! | #DIV/0! | #DIV/0! | #DIV/0! | #DIV/0! | #DIV/0!
[15 empty] | 162.2 | 27.8978 | -86.8916 | 4323.0535 | 3414.7411 | 4323.0535 | 3414.7411 | 11.9762 | 7.0949 | 1 | 1 | 4323.0535 | 3414.7411 |  |  |  |  | 162.2 | #DIV/0! | #DIV/0! | #DIV/0! | #DIV/0! | #DIV/0! | #DIV/0! | #DIV/0! | #DIV/0! | #DIV/0! | #DIV/0! | #DIV/0! | #DIV/0! | #DIV/0! |  |  |  | 162.2 | #DIV/0! | #DIV/0! | #DIV/0! | #DIV/0! | #DIV/0! | #DIV/0! | #DIV/0! | #DIV/0! | #DIV/0! | #DIV/0! | #DIV/0! | #DIV/0! | #DIV/0! |  |  |  | 162.2 | #DIV/0! | #DIV/0! | #DIV/0! | #DIV/0! | #DIV/0! | #DIV/0! | #DIV/0! | #DIV/0! | #DIV/0! | #DIV/0! | #DIV/0! | #DIV/0! | #DIV/0! |  |  |  | 162.2 | #DIV/0! | #DIV/0! | #DIV/0! | #DIV/0! | #DIV/0! | #DIV/0! | #DIV/0! | #DIV/0! | #DIV/0! | #DIV/0! | #DIV/0! | #DIV/0! | #DIV/0! |  |  |  | 162.2 | #DIV/0! | #DIV/0! | #DIV/0! | #DIV/0! | #DIV/0! | #DIV/0! | #DIV/0! | #DIV/0! | #DIV/0! | #DIV/0! | #DIV/0! | #DIV/0! | #DIV/0! |  |  |  | 162.2 | #DIV/0! | #DIV/0! | #DIV/0! | #DIV/0! | #DIV/0! | #DIV/0! | #DIV/0! | #DIV/0! | #DIV/0! | #DIV/0! | #DIV/0! | #DIV/0! | #DIV/0! |  |  |  | 162.2 | #DIV/0! | #DIV/0! | #DIV/0! | #DIV/0! | #DIV/0! | #DIV/0! | #DIV/0! | #DIV/0! | #DIV/0! | #DIV/0! | #DIV/0! | #DIV/0! | #DIV/0!
[15 empty] | 162.3 | 27.7461 | -86.9401 | 4323.551 | 3414.4213 | 4323.551 | 3414.4213 | 11.9124 | 7.0557 | 1 | 1 | 4323.551 | 3414.4213 |  |  |  |  | 162.3 | #DIV/0! | #DIV/0! | #DIV/0! | #DIV/0! | #DIV/0! | #DIV/0! | #DIV/0! | #DIV/0! | #DIV/0! | #DIV/0! | #DIV/0! | #DIV/0! | #DIV/0! |  |  |  | 162.3 | #DIV/0! | #DIV/0! | #DIV/0! | #DIV/0! | #DIV/0! | #DIV/0! | #DIV/0! | #DIV/0! | #DIV/0! | #DIV/0! | #DIV/0! | #DIV/0! | #DIV/0! |  |  |  | 162.3 | #DIV/0! | #DIV/0! | #DIV/0! | #DIV/0! | #DIV/0! | #DIV/0! | #DIV/0! | #DIV/0! | #DIV/0! | #DIV/0! | #DIV/0! | #DIV/0! | #DIV/0! |  |  |  | 162.3 | #DIV/0! | #DIV/0! | #DIV/0! | #DIV/0! | #DIV/0! | #DIV/0! | #DIV/0! | #DIV/0! | #DIV/0! | #DIV/0! | #DIV/0! | #DIV/0! | #DIV/0! |  |  |  | 162.3 | #DIV/0! | #DIV/0! | #DIV/0! | #DIV/0! | #DIV/0! | #DIV/0! | #DIV/0! | #DIV/0! | #DIV/0! | #DIV/0! | #DIV/0! | #DIV/0! | #DIV/0! |  |  |  | 162.3 | #DIV/0! | #DIV/0! | #DIV/0! | #DIV/0! | #DIV/0! | #DIV/0! | #DIV/0! | #DIV/0! | #DIV/0! | #DIV/0! | #DIV/0! | #DIV/0! | #DIV/0! |  |  |  | 162.3 | #DIV/0! | #DIV/0! | #DIV/0! | #DIV/0! | #DIV/0! | #DIV/0! | #DIV/0! | #DIV/0! | #DIV/0! | #DIV/0! | #DIV/0! | #DIV/0! | #DIV/0!
[15 empty] | 162.4 | 27.5944 | -86.9884 | 4324.0459 | 3414.1032 | 4324.0459 | 3414.1032 | 11.8486 | 7.0164 | 1 | 1 | 4324.0459 | 3414.1032 |  |  |  |  | 162.4 | #DIV/0! | #DIV/0! | #DIV/0! | #DIV/0! | #DIV/0! | #DIV/0! | #DIV/0! | #DIV/0! | #DIV/0! | #DIV/0! | #DIV/0! | #DIV/0! | #DIV/0! |  |  |  | 162.4 | #DIV/0! | #DIV/0! | #DIV/0! | #DIV/0! | #DIV/0! | #DIV/0! | #DIV/0! | #DIV/0! | #DIV/0! | #DIV/0! | #DIV/0! | #DIV/0! | #DIV/0! |  |  |  | 162.4 | #DIV/0! | #DIV/0! | #DIV/0! | #DIV/0! | #DIV/0! | #DIV/0! | #DIV/0! | #DIV/0! | #DIV/0! | #DIV/0! | #DIV/0! | #DIV/0! | #DIV/0! |  |  |  | 162.4 | #DIV/0! | #DIV/0! | #DIV/0! | #DIV/0! | #DIV/0! | #DIV/0! | #DIV/0! | #DIV/0! | #DIV/0! | #DIV/0! | #DIV/0! | #DIV/0! | #DIV/0! |  |  |  | 162.4 | #DIV/0! | #DIV/0! | #DIV/0! | #DIV/0! | #DIV/0! | #DIV/0! | #DIV/0! | #DIV/0! | #DIV/0! | #DIV/0! | #DIV/0! | #DIV/0! | #DIV/0! |  |  |  | 162.4 | #DIV/0! | #DIV/0! | #DIV/0! | #DIV/0! | #DIV/0! | #DIV/0! | #DIV/0! | #DIV/0! | #DIV/0! | #DIV/0! | #DIV/0! | #DIV/0! | #DIV/0! |  |  |  | 162.4 | #DIV/0! | #DIV/0! | #DIV/0! | #DIV/0! | #DIV/0! | #DIV/0! | #DIV/0! | #DIV/0! | #DIV/0! | #DIV/0! | #DIV/0! | #DIV/0! | #DIV/0!
[15 empty] | 162.5 | 27.4425 | -87.0365 | 4324.5381 | 3413.7869 | 4324.5381 | 3413.7869 | 11.7848 | 6.9772 | 1 | 1 | 4324.5381 | 3413.7869 |  |  |  |  | 162.5 | #DIV/0! | #DIV/0! | #DIV/0! | #DIV/0! | #DIV/0! | #DIV/0! | #DIV/0! | #DIV/0! | #DIV/0! | #DIV/0! | #DIV/0! | #DIV/0! | #DIV/0! |  |  |  | 162.5 | #DIV/0! | #DIV/0! | #DIV/0! | #DIV/0! | #DIV/0! | #DIV/0! | #DIV/0! | #DIV/0! | #DIV/0! | #DIV/0! | #DIV/0! | #DIV/0! | #DIV/0! |  |  |  | 162.5 | #DIV/0! | #DIV/0! | #DIV/0! | #DIV/0! | #DIV/0! | #DIV/0! | #DIV/0! | #DIV/0! | #DIV/0! | #DIV/0! | #DIV/0! | #DIV/0! | #DIV/0! |  |  |  | 162.5 | #DIV/0! | #DIV/0! | #DIV/0! | #DIV/0! | #DIV/0! | #DIV/0! | #DIV/0! | #DIV/0! | #DIV/0! | #DIV/0! | #DIV/0! | #DIV/0! | #DIV/0! |  |  |  | 162.5 | #DIV/0! | #DIV/0! | #DIV/0! | #DIV/0! | #DIV/0! | #DIV/0! | #DIV/0! | #DIV/0! | #DIV/0! | #DIV/0! | #DIV/0! | #DIV/0! | #DIV/0! |  |  |  | 162.5 | #DIV/0! | #DIV/0! | #DIV/0! | #DIV/0! | #DIV/0! | #DIV/0! | #DIV/0! | #DIV/0! | #DIV/0! | #DIV/0! | #DIV/0! | #DIV/0! | #DIV/0! |  |  |  | 162.5 | #DIV/0! | #DIV/0! | #DIV/0! | #DIV/0! | #DIV/0! | #DIV/0! | #DIV/0! | #DIV/0! | #DIV/0! | #DIV/0! | #DIV/0! | #DIV/0! | #DIV/0!
[15 empty] | 162.6 | 27.2905 | -87.0842 | 4325.0276 | 3413.4723 | 4325.0276 | 3413.4723 | 11.7208 | 6.9379 | 1 | 1 | 4325.0276 | 3413.4723 |  |  |  |  | 162.6 | #DIV/0! | #DIV/0! | #DIV/0! | #DIV/0! | #DIV/0! | #DIV/0! | #DIV/0! | #DIV/0! | #DIV/0! | #DIV/0! | #DIV/0! | #DIV/0! | #DIV/0! |  |  |  | 162.6 | #DIV/0! | #DIV/0! | #DIV/0! | #DIV/0! | #DIV/0! | #DIV/0! | #DIV/0! | #DIV/0! | #DIV/0! | #DIV/0! | #DIV/0! | #DIV/0! | #DIV/0! |  |  |  | 162.6 | #DIV/0! | #DIV/0! | #DIV/0! | #DIV/0! | #DIV/0! | #DIV/0! | #DIV/0! | #DIV/0! | #DIV/0! | #DIV/0! | #DIV/0! | #DIV/0! | #DIV/0! |  |  |  | 162.6 | #DIV/0! | #DIV/0! | #DIV/0! | #DIV/0! | #DIV/0! | #DIV/0! | #DIV/0! | #DIV/0! | #DIV/0! | #DIV/0! | #DIV/0! | #DIV/0! | #DIV/0! |  |  |  | 162.6 | #DIV/0! | #DIV/0! | #DIV/0! | #DIV/0! | #DIV/0! | #DIV/0! | #DIV/0! | #DIV/0! | #DIV/0! | #DIV/0! | #DIV/0! | #DIV/0! | #DIV/0! |  |  |  | 162.6 | #DIV/0! | #DIV/0! | #DIV/0! | #DIV/0! | #DIV/0! | #DIV/0! | #DIV/0! | #DIV/0! | #DIV/0! | #DIV/0! | #DIV/0! | #DIV/0! | #DIV/0! |  |  |  | 162.6 | #DIV/0! | #DIV/0! | #DIV/0! | #DIV/0! | #DIV/0! | #DIV/0! | #DIV/0! | #DIV/0! | #DIV/0! | #DIV/0! | #DIV/0! | #DIV/0! | #DIV/0!
[15 empty] | 162.7 | 27.1385 | -87.1317 | 4325.5145 | 3413.1596 | 4325.5145 | 3413.1596 | 11.6569 | 6.8986 | 1 | 1 | 4325.5145 | 3413.1596 |  |  |  |  | 162.7 | #DIV/0! | #DIV/0! | #DIV/0! | #DIV/0! | #DIV/0! | #DIV/0! | #DIV/0! | #DIV/0! | #DIV/0! | #DIV/0! | #DIV/0! | #DIV/0! | #DIV/0! |  |  |  | 162.7 | #DIV/0! | #DIV/0! | #DIV/0! | #DIV/0! | #DIV/0! | #DIV/0! | #DIV/0! | #DIV/0! | #DIV/0! | #DIV/0! | #DIV/0! | #DIV/0! | #DIV/0! |  |  |  | 162.7 | #DIV/0! | #DIV/0! | #DIV/0! | #DIV/0! | #DIV/0! | #DIV/0! | #DIV/0! | #DIV/0! | #DIV/0! | #DIV/0! | #DIV/0! | #DIV/0! | #DIV/0! |  |  |  | 162.7 | #DIV/0! | #DIV/0! | #DIV/0! | #DIV/0! | #DIV/0! | #DIV/0! | #DIV/0! | #DIV/0! | #DIV/0! | #DIV/0! | #DIV/0! | #DIV/0! | #DIV/0! |  |  |  | 162.7 | #DIV/0! | #DIV/0! | #DIV/0! | #DIV/0! | #DIV/0! | #DIV/0! | #DIV/0! | #DIV/0! | #DIV/0! | #DIV/0! | #DIV/0! | #DIV/0! | #DIV/0! |  |  |  | 162.7 | #DIV/0! | #DIV/0! | #DIV/0! | #DIV/0! | #DIV/0! | #DIV/0! | #DIV/0! | #DIV/0! | #DIV/0! | #DIV/0! | #DIV/0! | #DIV/0! | #DIV/0! |  |  |  | 162.7 | #DIV/0! | #DIV/0! | #DIV/0! | #DIV/0! | #DIV/0! | #DIV/0! | #DIV/0! | #DIV/0! | #DIV/0! | #DIV/0! | #DIV/0! | #DIV/0! | #DIV/0!
[15 empty] | 162.8 | 26.9864 | -87.179 | 4325.9986 | 3412.8487 | 4325.9986 | 3412.8487 | 11.5928 | 6.8593 | 1 | 1 | 4325.9986 | 3412.8487 |  |  |  |  | 162.8 | #DIV/0! | #DIV/0! | #DIV/0! | #DIV/0! | #DIV/0! | #DIV/0! | #DIV/0! | #DIV/0! | #DIV/0! | #DIV/0! | #DIV/0! | #DIV/0! | #DIV/0! |  |  |  | 162.8 | #DIV/0! | #DIV/0! | #DIV/0! | #DIV/0! | #DIV/0! | #DIV/0! | #DIV/0! | #DIV/0! | #DIV/0! | #DIV/0! | #DIV/0! | #DIV/0! | #DIV/0! |  |  |  | 162.8 | #DIV/0! | #DIV/0! | #DIV/0! | #DIV/0! | #DIV/0! | #DIV/0! | #DIV/0! | #DIV/0! | #DIV/0! | #DIV/0! | #DIV/0! | #DIV/0! | #DIV/0! |  |  |  | 162.8 | #DIV/0! | #DIV/0! | #DIV/0! | #DIV/0! | #DIV/0! | #DIV/0! | #DIV/0! | #DIV/0! | #DIV/0! | #DIV/0! | #DIV/0! | #DIV/0! | #DIV/0! |  |  |  | 162.8 | #DIV/0! | #DIV/0! | #DIV/0! | #DIV/0! | #DIV/0! | #DIV/0! | #DIV/0! | #DIV/0! | #DIV/0! | #DIV/0! | #DIV/0! | #DIV/0! | #DIV/0! |  |  |  | 162.8 | #DIV/0! | #DIV/0! | #DIV/0! | #DIV/0! | #DIV/0! | #DIV/0! | #DIV/0! | #DIV/0! | #DIV/0! | #DIV/0! | #DIV/0! | #DIV/0! | #DIV/0! |  |  |  | 162.8 | #DIV/0! | #DIV/0! | #DIV/0! | #DIV/0! | #DIV/0! | #DIV/0! | #DIV/0! | #DIV/0! | #DIV/0! | #DIV/0! | #DIV/0! | #DIV/0! | #DIV/0!
[15 empty] | 162.9 | 26.8342 | -87.2259 | 4326.4802 | 3412.5395 | 4326.4802 | 3412.5395 | 11.5287 | 6.82 | 1 | 1 | 4326.4802 | 3412.5395 |  |  |  |  | 162.9 | #DIV/0! | #DIV/0! | #DIV/0! | #DIV/0! | #DIV/0! | #DIV/0! | #DIV/0! | #DIV/0! | #DIV/0! | #DIV/0! | #DIV/0! | #DIV/0! | #DIV/0! |  |  |  | 162.9 | #DIV/0! | #DIV/0! | #DIV/0! | #DIV/0! | #DIV/0! | #DIV/0! | #DIV/0! | #DIV/0! | #DIV/0! | #DIV/0! | #DIV/0! | #DIV/0! | #DIV/0! |  |  |  | 162.9 | #DIV/0! | #DIV/0! | #DIV/0! | #DIV/0! | #DIV/0! | #DIV/0! | #DIV/0! | #DIV/0! | #DIV/0! | #DIV/0! | #DIV/0! | #DIV/0! | #DIV/0! |  |  |  | 162.9 | #DIV/0! | #DIV/0! | #DIV/0! | #DIV/0! | #DIV/0! | #DIV/0! | #DIV/0! | #DIV/0! | #DIV/0! | #DIV/0! | #DIV/0! | #DIV/0! | #DIV/0! |  |  |  | 162.9 | #DIV/0! | #DIV/0! | #DIV/0! | #DIV/0! | #DIV/0! | #DIV/0! | #DIV/0! | #DIV/0! | #DIV/0! | #DIV/0! | #DIV/0! | #DIV/0! | #DIV/0! |  |  |  | 162.9 | #DIV/0! | #DIV/0! | #DIV/0! | #DIV/0! | #DIV/0! | #DIV/0! | #DIV/0! | #DIV/0! | #DIV/0! | #DIV/0! | #DIV/0! | #DIV/0! | #DIV/0! |  |  |  | 162.9 | #DIV/0! | #DIV/0! | #DIV/0! | #DIV/0! | #DIV/0! | #DIV/0! | #DIV/0! | #DIV/0! | #DIV/0! | #DIV/0! | #DIV/0! | #DIV/0! | #DIV/0!
[15 empty] | 163 | 26.6819 | -87.2726 | 4326.959 | 3412.2322 | 4326.959 | 3412.2322 | 11.4646 | 6.7807 | 1 | 1 | 4326.959 | 3412.2322 |  |  |  |  | 163 | #DIV/0! | #DIV/0! | #DIV/0! | #DIV/0! | #DIV/0! | #DIV/0! | #DIV/0! | #DIV/0! | #DIV/0! | #DIV/0! | #DIV/0! | #DIV/0! | #DIV/0! |  |  |  | 163 | #DIV/0! | #DIV/0! | #DIV/0! | #DIV/0! | #DIV/0! | #DIV/0! | #DIV/0! | #DIV/0! | #DIV/0! | #DIV/0! | #DIV/0! | #DIV/0! | #DIV/0! |  |  |  | 163 | #DIV/0! | #DIV/0! | #DIV/0! | #DIV/0! | #DIV/0! | #DIV/0! | #DIV/0! | #DIV/0! | #DIV/0! | #DIV/0! | #DIV/0! | #DIV/0! | #DIV/0! |  |  |  | 163 | #DIV/0! | #DIV/0! | #DIV/0! | #DIV/0! | #DIV/0! | #DIV/0! | #DIV/0! | #DIV/0! | #DIV/0! | #DIV/0! | #DIV/0! | #DIV/0! | #DIV/0! |  |  |  | 163 | #DIV/0! | #DIV/0! | #DIV/0! | #DIV/0! | #DIV/0! | #DIV/0! | #DIV/0! | #DIV/0! | #DIV/0! | #DIV/0! | #DIV/0! | #DIV/0! | #DIV/0! |  |  |  | 163 | #DIV/0! | #DIV/0! | #DIV/0! | #DIV/0! | #DIV/0! | #DIV/0! | #DIV/0! | #DIV/0! | #DIV/0! | #DIV/0! | #DIV/0! | #DIV/0! | #DIV/0! |  |  |  | 163 | #DIV/0! | #DIV/0! | #DIV/0! | #DIV/0! | #DIV/0! | #DIV/0! | #DIV/0! | #DIV/0! | #DIV/0! | #DIV/0! | #DIV/0! | #DIV/0! | #DIV/0!
[15 empty] | 163.1 | 26.5296 | -87.3191 | 4327.4351 | 3411.9266 | 4327.4351 | 3411.9266 | 11.4004 | 6.7414 | 1 | 1 | 4327.4351 | 3411.9266 |  |  |  |  | 163.1 | #DIV/0! | #DIV/0! | #DIV/0! | #DIV/0! | #DIV/0! | #DIV/0! | #DIV/0! | #DIV/0! | #DIV/0! | #DIV/0! | #DIV/0! | #DIV/0! | #DIV/0! |  |  |  | 163.1 | #DIV/0! | #DIV/0! | #DIV/0! | #DIV/0! | #DIV/0! | #DIV/0! | #DIV/0! | #DIV/0! | #DIV/0! | #DIV/0! | #DIV/0! | #DIV/0! | #DIV/0! |  |  |  | 163.1 | #DIV/0! | #DIV/0! | #DIV/0! | #DIV/0! | #DIV/0! | #DIV/0! | #DIV/0! | #DIV/0! | #DIV/0! | #DIV/0! | #DIV/0! | #DIV/0! | #DIV/0! |  |  |  | 163.1 | #DIV/0! | #DIV/0! | #DIV/0! | #DIV/0! | #DIV/0! | #DIV/0! | #DIV/0! | #DIV/0! | #DIV/0! | #DIV/0! | #DIV/0! | #DIV/0! | #DIV/0! |  |  |  | 163.1 | #DIV/0! | #DIV/0! | #DIV/0! | #DIV/0! | #DIV/0! | #DIV/0! | #DIV/0! | #DIV/0! | #DIV/0! | #DIV/0! | #DIV/0! | #DIV/0! | #DIV/0! |  |  |  | 163.1 | #DIV/0! | #DIV/0! | #DIV/0! | #DIV/0! | #DIV/0! | #DIV/0! | #DIV/0! | #DIV/0! | #DIV/0! | #DIV/0! | #DIV/0! | #DIV/0! | #DIV/0! |  |  |  | 163.1 | #DIV/0! | #DIV/0! | #DIV/0! | #DIV/0! | #DIV/0! | #DIV/0! | #DIV/0! | #DIV/0! | #DIV/0! | #DIV/0! | #DIV/0! | #DIV/0! | #DIV/0!
[15 empty] | 163.2 | 26.3771 | -87.3652 | 4327.9086 | 3411.6228 | 4327.9086 | 3411.6228 | 11.3361 | 6.702 | 1 | 1 | 4327.9086 | 3411.6228 |  |  |  |  | 163.2 | #DIV/0! | #DIV/0! | #DIV/0! | #DIV/0! | #DIV/0! | #DIV/0! | #DIV/0! | #DIV/0! | #DIV/0! | #DIV/0! | #DIV/0! | #DIV/0! | #DIV/0! |  |  |  | 163.2 | #DIV/0! | #DIV/0! | #DIV/0! | #DIV/0! | #DIV/0! | #DIV/0! | #DIV/0! | #DIV/0! | #DIV/0! | #DIV/0! | #DIV/0! | #DIV/0! | #DIV/0! |  |  |  | 163.2 | #DIV/0! | #DIV/0! | #DIV/0! | #DIV/0! | #DIV/0! | #DIV/0! | #DIV/0! | #DIV/0! | #DIV/0! | #DIV/0! | #DIV/0! | #DIV/0! | #DIV/0! |  |  |  | 163.2 | #DIV/0! | #DIV/0! | #DIV/0! | #DIV/0! | #DIV/0! | #DIV/0! | #DIV/0! | #DIV/0! | #DIV/0! | #DIV/0! | #DIV/0! | #DIV/0! | #DIV/0! |  |  |  | 163.2 | #DIV/0! | #DIV/0! | #DIV/0! | #DIV/0! | #DIV/0! | #DIV/0! | #DIV/0! | #DIV/0! | #DIV/0! | #DIV/0! | #DIV/0! | #DIV/0! | #DIV/0! |  |  |  | 163.2 | #DIV/0! | #DIV/0! | #DIV/0! | #DIV/0! | #DIV/0! | #DIV/0! | #DIV/0! | #DIV/0! | #DIV/0! | #DIV/0! | #DIV/0! | #DIV/0! | #DIV/0! |  |  |  | 163.2 | #DIV/0! | #DIV/0! | #DIV/0! | #DIV/0! | #DIV/0! | #DIV/0! | #DIV/0! | #DIV/0! | #DIV/0! | #DIV/0! | #DIV/0! | #DIV/0! | #DIV/0!
[15 empty] | 163.3 | 26.2246 | -87.4111 | 4328.3794 | 3411.3208 | 4328.3794 | 3411.3208 | 11.2718 | 6.6627 | 1 | 1 | 4328.3794 | 3411.3208 |  |  |  |  | 163.3 | #DIV/0! | #DIV/0! | #DIV/0! | #DIV/0! | #DIV/0! | #DIV/0! | #DIV/0! | #DIV/0! | #DIV/0! | #DIV/0! | #DIV/0! | #DIV/0! | #DIV/0! |  |  |  | 163.3 | #DIV/0! | #DIV/0! | #DIV/0! | #DIV/0! | #DIV/0! | #DIV/0! | #DIV/0! | #DIV/0! | #DIV/0! | #DIV/0! | #DIV/0! | #DIV/0! | #DIV/0! |  |  |  | 163.3 | #DIV/0! | #DIV/0! | #DIV/0! | #DIV/0! | #DIV/0! | #DIV/0! | #DIV/0! | #DIV/0! | #DIV/0! | #DIV/0! | #DIV/0! | #DIV/0! | #DIV/0! |  |  |  | 163.3 | #DIV/0! | #DIV/0! | #DIV/0! | #DIV/0! | #DIV/0! | #DIV/0! | #DIV/0! | #DIV/0! | #DIV/0! | #DIV/0! | #DIV/0! | #DIV/0! | #DIV/0! |  |  |  | 163.3 | #DIV/0! | #DIV/0! | #DIV/0! | #DIV/0! | #DIV/0! | #DIV/0! | #DIV/0! | #DIV/0! | #DIV/0! | #DIV/0! | #DIV/0! | #DIV/0! | #DIV/0! |  |  |  | 163.3 | #DIV/0! | #DIV/0! | #DIV/0! | #DIV/0! | #DIV/0! | #DIV/0! | #DIV/0! | #DIV/0! | #DIV/0! | #DIV/0! | #DIV/0! | #DIV/0! | #DIV/0! |  |  |  | 163.3 | #DIV/0! | #DIV/0! | #DIV/0! | #DIV/0! | #DIV/0! | #DIV/0! | #DIV/0! | #DIV/0! | #DIV/0! | #DIV/0! | #DIV/0! | #DIV/0! | #DIV/0!
[15 empty] | 163.4 | 26.072 | -87.4568 | 4328.8475 | 3411.0206 | 4328.8475 | 3411.0206 | 11.2074 | 6.6234 | 1 | 1 | 4328.8475 | 3411.0206 |  |  |  |  | 163.4 | #DIV/0! | #DIV/0! | #DIV/0! | #DIV/0! | #DIV/0! | #DIV/0! | #DIV/0! | #DIV/0! | #DIV/0! | #DIV/0! | #DIV/0! | #DIV/0! | #DIV/0! |  |  |  | 163.4 | #DIV/0! | #DIV/0! | #DIV/0! | #DIV/0! | #DIV/0! | #DIV/0! | #DIV/0! | #DIV/0! | #DIV/0! | #DIV/0! | #DIV/0! | #DIV/0! | #DIV/0! |  |  |  | 163.4 | #DIV/0! | #DIV/0! | #DIV/0! | #DIV/0! | #DIV/0! | #DIV/0! | #DIV/0! | #DIV/0! | #DIV/0! | #DIV/0! | #DIV/0! | #DIV/0! | #DIV/0! |  |  |  | 163.4 | #DIV/0! | #DIV/0! | #DIV/0! | #DIV/0! | #DIV/0! | #DIV/0! | #DIV/0! | #DIV/0! | #DIV/0! | #DIV/0! | #DIV/0! | #DIV/0! | #DIV/0! |  |  |  | 163.4 | #DIV/0! | #DIV/0! | #DIV/0! | #DIV/0! | #DIV/0! | #DIV/0! | #DIV/0! | #DIV/0! | #DIV/0! | #DIV/0! | #DIV/0! | #DIV/0! | #DIV/0! |  |  |  | 163.4 | #DIV/0! | #DIV/0! | #DIV/0! | #DIV/0! | #DIV/0! | #DIV/0! | #DIV/0! | #DIV/0! | #DIV/0! | #DIV/0! | #DIV/0! | #DIV/0! | #DIV/0! |  |  |  | 163.4 | #DIV/0! | #DIV/0! | #DIV/0! | #DIV/0! | #DIV/0! | #DIV/0! | #DIV/0! | #DIV/0! | #DIV/0! | #DIV/0! | #DIV/0! | #DIV/0! | #DIV/0!
[15 empty] | 163.5 | 25.9193 | -87.5021 | 4329.3129 | 3410.7222 | 4329.3129 | 3410.7222 | 11.143 | 6.584 | 1 | 1 | 4329.3129 | 3410.7222 |  |  |  |  | 163.5 | #DIV/0! | #DIV/0! | #DIV/0! | #DIV/0! | #DIV/0! | #DIV/0! | #DIV/0! | #DIV/0! | #DIV/0! | #DIV/0! | #DIV/0! | #DIV/0! | #DIV/0! |  |  |  | 163.5 | #DIV/0! | #DIV/0! | #DIV/0! | #DIV/0! | #DIV/0! | #DIV/0! | #DIV/0! | #DIV/0! | #DIV/0! | #DIV/0! | #DIV/0! | #DIV/0! | #DIV/0! |  |  |  | 163.5 | #DIV/0! | #DIV/0! | #DIV/0! | #DIV/0! | #DIV/0! | #DIV/0! | #DIV/0! | #DIV/0! | #DIV/0! | #DIV/0! | #DIV/0! | #DIV/0! | #DIV/0! |  |  |  | 163.5 | #DIV/0! | #DIV/0! | #DIV/0! | #DIV/0! | #DIV/0! | #DIV/0! | #DIV/0! | #DIV/0! | #DIV/0! | #DIV/0! | #DIV/0! | #DIV/0! | #DIV/0! |  |  |  | 163.5 | #DIV/0! | #DIV/0! | #DIV/0! | #DIV/0! | #DIV/0! | #DIV/0! | #DIV/0! | #DIV/0! | #DIV/0! | #DIV/0! | #DIV/0! | #DIV/0! | #DIV/0! |  |  |  | 163.5 | #DIV/0! | #DIV/0! | #DIV/0! | #DIV/0! | #DIV/0! | #DIV/0! | #DIV/0! | #DIV/0! | #DIV/0! | #DIV/0! | #DIV/0! | #DIV/0! | #DIV/0! |  |  |  | 163.5 | #DIV/0! | #DIV/0! | #DIV/0! | #DIV/0! | #DIV/0! | #DIV/0! | #DIV/0! | #DIV/0! | #DIV/0! | #DIV/0! | #DIV/0! | #DIV/0! | #DIV/0!
[15 empty] | 163.6 | 25.7666 | -87.5472 | 4329.7757 | 3410.4256 | 4329.7757 | 3410.4256 | 11.0785 | 6.5446 | 1 | 1 | 4329.7757 | 3410.4256 |  |  |  |  | 163.6 | #DIV/0! | #DIV/0! | #DIV/0! | #DIV/0! | #DIV/0! | #DIV/0! | #DIV/0! | #DIV/0! | #DIV/0! | #DIV/0! | #DIV/0! | #DIV/0! | #DIV/0! |  |  |  | 163.6 | #DIV/0! | #DIV/0! | #DIV/0! | #DIV/0! | #DIV/0! | #DIV/0! | #DIV/0! | #DIV/0! | #DIV/0! | #DIV/0! | #DIV/0! | #DIV/0! | #DIV/0! |  |  |  | 163.6 | #DIV/0! | #DIV/0! | #DIV/0! | #DIV/0! | #DIV/0! | #DIV/0! | #DIV/0! | #DIV/0! | #DIV/0! | #DIV/0! | #DIV/0! | #DIV/0! | #DIV/0! |  |  |  | 163.6 | #DIV/0! | #DIV/0! | #DIV/0! | #DIV/0! | #DIV/0! | #DIV/0! | #DIV/0! | #DIV/0! | #DIV/0! | #DIV/0! | #DIV/0! | #DIV/0! | #DIV/0! |  |  |  | 163.6 | #DIV/0! | #DIV/0! | #DIV/0! | #DIV/0! | #DIV/0! | #DIV/0! | #DIV/0! | #DIV/0! | #DIV/0! | #DIV/0! | #DIV/0! | #DIV/0! | #DIV/0! |  |  |  | 163.6 | #DIV/0! | #DIV/0! | #DIV/0! | #DIV/0! | #DIV/0! | #DIV/0! | #DIV/0! | #DIV/0! | #DIV/0! | #DIV/0! | #DIV/0! | #DIV/0! | #DIV/0! |  |  |  | 163.6 | #DIV/0! | #DIV/0! | #DIV/0! | #DIV/0! | #DIV/0! | #DIV/0! | #DIV/0! | #DIV/0! | #DIV/0! | #DIV/0! | #DIV/0! | #DIV/0! | #DIV/0!
[15 empty] | 163.7 | 25.6137 | -87.5921 | 4330.2357 | 3410.1308 | 4330.2357 | 3410.1308 | 11.0139 | 6.5052 | 1 | 1 | 4330.2357 | 3410.1308 |  |  |  |  | 163.7 | #DIV/0! | #DIV/0! | #DIV/0! | #DIV/0! | #DIV/0! | #DIV/0! | #DIV/0! | #DIV/0! | #DIV/0! | #DIV/0! | #DIV/0! | #DIV/0! | #DIV/0! |  |  |  | 163.7 | #DIV/0! | #DIV/0! | #DIV/0! | #DIV/0! | #DIV/0! | #DIV/0! | #DIV/0! | #DIV/0! | #DIV/0! | #DIV/0! | #DIV/0! | #DIV/0! | #DIV/0! |  |  |  | 163.7 | #DIV/0! | #DIV/0! | #DIV/0! | #DIV/0! | #DIV/0! | #DIV/0! | #DIV/0! | #DIV/0! | #DIV/0! | #DIV/0! | #DIV/0! | #DIV/0! | #DIV/0! |  |  |  | 163.7 | #DIV/0! | #DIV/0! | #DIV/0! | #DIV/0! | #DIV/0! | #DIV/0! | #DIV/0! | #DIV/0! | #DIV/0! | #DIV/0! | #DIV/0! | #DIV/0! | #DIV/0! |  |  |  | 163.7 | #DIV/0! | #DIV/0! | #DIV/0! | #DIV/0! | #DIV/0! | #DIV/0! | #DIV/0! | #DIV/0! | #DIV/0! | #DIV/0! | #DIV/0! | #DIV/0! | #DIV/0! |  |  |  | 163.7 | #DIV/0! | #DIV/0! | #DIV/0! | #DIV/0! | #DIV/0! | #DIV/0! | #DIV/0! | #DIV/0! | #DIV/0! | #DIV/0! | #DIV/0! | #DIV/0! | #DIV/0! |  |  |  | 163.7 | #DIV/0! | #DIV/0! | #DIV/0! | #DIV/0! | #DIV/0! | #DIV/0! | #DIV/0! | #DIV/0! | #DIV/0! | #DIV/0! | #DIV/0! | #DIV/0! | #DIV/0!
[15 empty] | 163.8 | 25.4608 | -87.6367 | 4330.693 | 3409.8378 | 4330.693 | 3409.8378 | 10.9493 | 6.4658 | 1 | 1 | 4330.693 | 3409.8378 |  |  |  |  | 163.8 | #DIV/0! | #DIV/0! | #DIV/0! | #DIV/0! | #DIV/0! | #DIV/0! | #DIV/0! | #DIV/0! | #DIV/0! | #DIV/0! | #DIV/0! | #DIV/0! | #DIV/0! |  |  |  | 163.8 | #DIV/0! | #DIV/0! | #DIV/0! | #DIV/0! | #DIV/0! | #DIV/0! | #DIV/0! | #DIV/0! | #DIV/0! | #DIV/0! | #DIV/0! | #DIV/0! | #DIV/0! |  |  |  | 163.8 | #DIV/0! | #DIV/0! | #DIV/0! | #DIV/0! | #DIV/0! | #DIV/0! | #DIV/0! | #DIV/0! | #DIV/0! | #DIV/0! | #DIV/0! | #DIV/0! | #DIV/0! |  |  |  | 163.8 | #DIV/0! | #DIV/0! | #DIV/0! | #DIV/0! | #DIV/0! | #DIV/0! | #DIV/0! | #DIV/0! | #DIV/0! | #DIV/0! | #DIV/0! | #DIV/0! | #DIV/0! |  |  |  | 163.8 | #DIV/0! | #DIV/0! | #DIV/0! | #DIV/0! | #DIV/0! | #DIV/0! | #DIV/0! | #DIV/0! | #DIV/0! | #DIV/0! | #DIV/0! | #DIV/0! | #DIV/0! |  |  |  | 163.8 | #DIV/0! | #DIV/0! | #DIV/0! | #DIV/0! | #DIV/0! | #DIV/0! | #DIV/0! | #DIV/0! | #DIV/0! | #DIV/0! | #DIV/0! | #DIV/0! | #DIV/0! |  |  |  | 163.8 | #DIV/0! | #DIV/0! | #DIV/0! | #DIV/0! | #DIV/0! | #DIV/0! | #DIV/0! | #DIV/0! | #DIV/0! | #DIV/0! | #DIV/0! | #DIV/0! | #DIV/0!
[15 empty] | 163.9 | 25.3078 | -87.681 | 4331.1477 | 3409.5465 | 4331.1477 | 3409.5465 | 10.8847 | 6.4264 | 1 | 1 | 4331.1477 | 3409.5465 |  |  |  |  | 163.9 | #DIV/0! | #DIV/0! | #DIV/0! | #DIV/0! | #DIV/0! | #DIV/0! | #DIV/0! | #DIV/0! | #DIV/0! | #DIV/0! | #DIV/0! | #DIV/0! | #DIV/0! |  |  |  | 163.9 | #DIV/0! | #DIV/0! | #DIV/0! | #DIV/0! | #DIV/0! | #DIV/0! | #DIV/0! | #DIV/0! | #DIV/0! | #DIV/0! | #DIV/0! | #DIV/0! | #DIV/0! |  |  |  | 163.9 | #DIV/0! | #DIV/0! | #DIV/0! | #DIV/0! | #DIV/0! | #DIV/0! | #DIV/0! | #DIV/0! | #DIV/0! | #DIV/0! | #DIV/0! | #DIV/0! | #DIV/0! |  |  |  | 163.9 | #DIV/0! | #DIV/0! | #DIV/0! | #DIV/0! | #DIV/0! | #DIV/0! | #DIV/0! | #DIV/0! | #DIV/0! | #DIV/0! | #DIV/0! | #DIV/0! | #DIV/0! |  |  |  | 163.9 | #DIV/0! | #DIV/0! | #DIV/0! | #DIV/0! | #DIV/0! | #DIV/0! | #DIV/0! | #DIV/0! | #DIV/0! | #DIV/0! | #DIV/0! | #DIV/0! | #DIV/0! |  |  |  | 163.9 | #DIV/0! | #DIV/0! | #DIV/0! | #DIV/0! | #DIV/0! | #DIV/0! | #DIV/0! | #DIV/0! | #DIV/0! | #DIV/0! | #DIV/0! | #DIV/0! | #DIV/0! |  |  |  | 163.9 | #DIV/0! | #DIV/0! | #DIV/0! | #DIV/0! | #DIV/0! | #DIV/0! | #DIV/0! | #DIV/0! | #DIV/0! | #DIV/0! | #DIV/0! | #DIV/0! | #DIV/0!
[15 empty] | 164 | 25.1547 | -87.725 | 4331.5996 | 3409.2571 | 4331.5996 | 3409.2571 | 10.82 | 6.387 | 1 | 1 | 4331.5996 | 3409.2571 |  |  |  |  | 164 | #DIV/0! | #DIV/0! | #DIV/0! | #DIV/0! | #DIV/0! | #DIV/0! | #DIV/0! | #DIV/0! | #DIV/0! | #DIV/0! | #DIV/0! | #DIV/0! | #DIV/0! |  |  |  | 164 | #DIV/0! | #DIV/0! | #DIV/0! | #DIV/0! | #DIV/0! | #DIV/0! | #DIV/0! | #DIV/0! | #DIV/0! | #DIV/0! | #DIV/0! | #DIV/0! | #DIV/0! |  |  |  | 164 | #DIV/0! | #DIV/0! | #DIV/0! | #DIV/0! | #DIV/0! | #DIV/0! | #DIV/0! | #DIV/0! | #DIV/0! | #DIV/0! | #DIV/0! | #DIV/0! | #DIV/0! |  |  |  | 164 | #DIV/0! | #DIV/0! | #DIV/0! | #DIV/0! | #DIV/0! | #DIV/0! | #DIV/0! | #DIV/0! | #DIV/0! | #DIV/0! | #DIV/0! | #DIV/0! | #DIV/0! |  |  |  | 164 | #DIV/0! | #DIV/0! | #DIV/0! | #DIV/0! | #DIV/0! | #DIV/0! | #DIV/0! | #DIV/0! | #DIV/0! | #DIV/0! | #DIV/0! | #DIV/0! | #DIV/0! |  |  |  | 164 | #DIV/0! | #DIV/0! | #DIV/0! | #DIV/0! | #DIV/0! | #DIV/0! | #DIV/0! | #DIV/0! | #DIV/0! | #DIV/0! | #DIV/0! | #DIV/0! | #DIV/0! |  |  |  | 164 | #DIV/0! | #DIV/0! | #DIV/0! | #DIV/0! | #DIV/0! | #DIV/0! | #DIV/0! | #DIV/0! | #DIV/0! | #DIV/0! | #DIV/0! | #DIV/0! | #DIV/0!
[15 empty] | 164.1 | 25.0016 | -87.7688 | 4332.0488 | 3408.9694 | 4332.0488 | 3408.9694 | 10.7552 | 6.3476 | 1 | 1 | 4332.0488 | 3408.9694 |  |  |  |  | 164.1 | #DIV/0! | #DIV/0! | #DIV/0! | #DIV/0! | #DIV/0! | #DIV/0! | #DIV/0! | #DIV/0! | #DIV/0! | #DIV/0! | #DIV/0! | #DIV/0! | #DIV/0! |  |  |  | 164.1 | #DIV/0! | #DIV/0! | #DIV/0! | #DIV/0! | #DIV/0! | #DIV/0! | #DIV/0! | #DIV/0! | #DIV/0! | #DIV/0! | #DIV/0! | #DIV/0! | #DIV/0! |  |  |  | 164.1 | #DIV/0! | #DIV/0! | #DIV/0! | #DIV/0! | #DIV/0! | #DIV/0! | #DIV/0! | #DIV/0! | #DIV/0! | #DIV/0! | #DIV/0! | #DIV/0! | #DIV/0! |  |  |  | 164.1 | #DIV/0! | #DIV/0! | #DIV/0! | #DIV/0! | #DIV/0! | #DIV/0! | #DIV/0! | #DIV/0! | #DIV/0! | #DIV/0! | #DIV/0! | #DIV/0! | #DIV/0! |  |  |  | 164.1 | #DIV/0! | #DIV/0! | #DIV/0! | #DIV/0! | #DIV/0! | #DIV/0! | #DIV/0! | #DIV/0! | #DIV/0! | #DIV/0! | #DIV/0! | #DIV/0! | #DIV/0! |  |  |  | 164.1 | #DIV/0! | #DIV/0! | #DIV/0! | #DIV/0! | #DIV/0! | #DIV/0! | #DIV/0! | #DIV/0! | #DIV/0! | #DIV/0! | #DIV/0! | #DIV/0! | #DIV/0! |  |  |  | 164.1 | #DIV/0! | #DIV/0! | #DIV/0! | #DIV/0! | #DIV/0! | #DIV/0! | #DIV/0! | #DIV/0! | #DIV/0! | #DIV/0! | #DIV/0! | #DIV/0! | #DIV/0!
[15 empty] | 164.2 | 24.8484 | -87.8123 | 4332.4954 | 3408.6836 | 4332.4954 | 3408.6836 | 10.6904 | 6.3082 | 1 | 1 | 4332.4954 | 3408.6836 |  |  |  |  | 164.2 | #DIV/0! | #DIV/0! | #DIV/0! | #DIV/0! | #DIV/0! | #DIV/0! | #DIV/0! | #DIV/0! | #DIV/0! | #DIV/0! | #DIV/0! | #DIV/0! | #DIV/0! |  |  |  | 164.2 | #DIV/0! | #DIV/0! | #DIV/0! | #DIV/0! | #DIV/0! | #DIV/0! | #DIV/0! | #DIV/0! | #DIV/0! | #DIV/0! | #DIV/0! | #DIV/0! | #DIV/0! |  |  |  | 164.2 | #DIV/0! | #DIV/0! | #DIV/0! | #DIV/0! | #DIV/0! | #DIV/0! | #DIV/0! | #DIV/0! | #DIV/0! | #DIV/0! | #DIV/0! | #DIV/0! | #DIV/0! |  |  |  | 164.2 | #DIV/0! | #DIV/0! | #DIV/0! | #DIV/0! | #DIV/0! | #DIV/0! | #DIV/0! | #DIV/0! | #DIV/0! | #DIV/0! | #DIV/0! | #DIV/0! | #DIV/0! |  |  |  | 164.2 | #DIV/0! | #DIV/0! | #DIV/0! | #DIV/0! | #DIV/0! | #DIV/0! | #DIV/0! | #DIV/0! | #DIV/0! | #DIV/0! | #DIV/0! | #DIV/0! | #DIV/0! |  |  |  | 164.2 | #DIV/0! | #DIV/0! | #DIV/0! | #DIV/0! | #DIV/0! | #DIV/0! | #DIV/0! | #DIV/0! | #DIV/0! | #DIV/0! | #DIV/0! | #DIV/0! | #DIV/0! |  |  |  | 164.2 | #DIV/0! | #DIV/0! | #DIV/0! | #DIV/0! | #DIV/0! | #DIV/0! | #DIV/0! | #DIV/0! | #DIV/0! | #DIV/0! | #DIV/0! | #DIV/0! | #DIV/0!
[15 empty] | 164.3 | 24.6951 | -87.8555 | 4332.9392 | 3408.3995 | 4332.9392 | 3408.3995 | 10.6255 | 6.2687 | 1 | 1 | 4332.9392 | 3408.3995 |  |  |  |  | 164.3 | #DIV/0! | #DIV/0! | #DIV/0! | #DIV/0! | #DIV/0! | #DIV/0! | #DIV/0! | #DIV/0! | #DIV/0! | #DIV/0! | #DIV/0! | #DIV/0! | #DIV/0! |  |  |  | 164.3 | #DIV/0! | #DIV/0! | #DIV/0! | #DIV/0! | #DIV/0! | #DIV/0! | #DIV/0! | #DIV/0! | #DIV/0! | #DIV/0! | #DIV/0! | #DIV/0! | #DIV/0! |  |  |  | 164.3 | #DIV/0! | #DIV/0! | #DIV/0! | #DIV/0! | #DIV/0! | #DIV/0! | #DIV/0! | #DIV/0! | #DIV/0! | #DIV/0! | #DIV/0! | #DIV/0! | #DIV/0! |  |  |  | 164.3 | #DIV/0! | #DIV/0! | #DIV/0! | #DIV/0! | #DIV/0! | #DIV/0! | #DIV/0! | #DIV/0! | #DIV/0! | #DIV/0! | #DIV/0! | #DIV/0! | #DIV/0! |  |  |  | 164.3 | #DIV/0! | #DIV/0! | #DIV/0! | #DIV/0! | #DIV/0! | #DIV/0! | #DIV/0! | #DIV/0! | #DIV/0! | #DIV/0! | #DIV/0! | #DIV/0! | #DIV/0! |  |  |  | 164.3 | #DIV/0! | #DIV/0! | #DIV/0! | #DIV/0! | #DIV/0! | #DIV/0! | #DIV/0! | #DIV/0! | #DIV/0! | #DIV/0! | #DIV/0! | #DIV/0! | #DIV/0! |  |  |  | 164.3 | #DIV/0! | #DIV/0! | #DIV/0! | #DIV/0! | #DIV/0! | #DIV/0! | #DIV/0! | #DIV/0! | #DIV/0! | #DIV/0! | #DIV/0! | #DIV/0! | #DIV/0!
[15 empty] | 164.4 | 24.5417 | -87.8985 | 4333.3803 | 3408.1172 | 4333.3803 | 3408.1172 | 10.5606 | 6.2293 | 1 | 1 | 4333.3803 | 3408.1172 |  |  |  |  | 164.4 | #DIV/0! | #DIV/0! | #DIV/0! | #DIV/0! | #DIV/0! | #DIV/0! | #DIV/0! | #DIV/0! | #DIV/0! | #DIV/0! | #DIV/0! | #DIV/0! | #DIV/0! |  |  |  | 164.4 | #DIV/0! | #DIV/0! | #DIV/0! | #DIV/0! | #DIV/0! | #DIV/0! | #DIV/0! | #DIV/0! | #DIV/0! | #DIV/0! | #DIV/0! | #DIV/0! | #DIV/0! |  |  |  | 164.4 | #DIV/0! | #DIV/0! | #DIV/0! | #DIV/0! | #DIV/0! | #DIV/0! | #DIV/0! | #DIV/0! | #DIV/0! | #DIV/0! | #DIV/0! | #DIV/0! | #DIV/0! |  |  |  | 164.4 | #DIV/0! | #DIV/0! | #DIV/0! | #DIV/0! | #DIV/0! | #DIV/0! | #DIV/0! | #DIV/0! | #DIV/0! | #DIV/0! | #DIV/0! | #DIV/0! | #DIV/0! |  |  |  | 164.4 | #DIV/0! | #DIV/0! | #DIV/0! | #DIV/0! | #DIV/0! | #DIV/0! | #DIV/0! | #DIV/0! | #DIV/0! | #DIV/0! | #DIV/0! | #DIV/0! | #DIV/0! |  |  |  | 164.4 | #DIV/0! | #DIV/0! | #DIV/0! | #DIV/0! | #DIV/0! | #DIV/0! | #DIV/0! | #DIV/0! | #DIV/0! | #DIV/0! | #DIV/0! | #DIV/0! | #DIV/0! |  |  |  | 164.4 | #DIV/0! | #DIV/0! | #DIV/0! | #DIV/0! | #DIV/0! | #DIV/0! | #DIV/0! | #DIV/0! | #DIV/0! | #DIV/0! | #DIV/0! | #DIV/0! | #DIV/0!
[15 empty] | 164.5 | 24.3882 | -87.9412 | 4333.8187 | 3407.8367 | 4333.8187 | 3407.8367 | 10.4956 | 6.1898 | 1 | 1 | 4333.8187 | 3407.8367 |  |  |  |  | 164.5 | #DIV/0! | #DIV/0! | #DIV/0! | #DIV/0! | #DIV/0! | #DIV/0! | #DIV/0! | #DIV/0! | #DIV/0! | #DIV/0! | #DIV/0! | #DIV/0! | #DIV/0! |  |  |  | 164.5 | #DIV/0! | #DIV/0! | #DIV/0! | #DIV/0! | #DIV/0! | #DIV/0! | #DIV/0! | #DIV/0! | #DIV/0! | #DIV/0! | #DIV/0! | #DIV/0! | #DIV/0! |  |  |  | 164.5 | #DIV/0! | #DIV/0! | #DIV/0! | #DIV/0! | #DIV/0! | #DIV/0! | #DIV/0! | #DIV/0! | #DIV/0! | #DIV/0! | #DIV/0! | #DIV/0! | #DIV/0! |  |  |  | 164.5 | #DIV/0! | #DIV/0! | #DIV/0! | #DIV/0! | #DIV/0! | #DIV/0! | #DIV/0! | #DIV/0! | #DIV/0! | #DIV/0! | #DIV/0! | #DIV/0! | #DIV/0! |  |  |  | 164.5 | #DIV/0! | #DIV/0! | #DIV/0! | #DIV/0! | #DIV/0! | #DIV/0! | #DIV/0! | #DIV/0! | #DIV/0! | #DIV/0! | #DIV/0! | #DIV/0! | #DIV/0! |  |  |  | 164.5 | #DIV/0! | #DIV/0! | #DIV/0! | #DIV/0! | #DIV/0! | #DIV/0! | #DIV/0! | #DIV/0! | #DIV/0! | #DIV/0! | #DIV/0! | #DIV/0! | #DIV/0! |  |  |  | 164.5 | #DIV/0! | #DIV/0! | #DIV/0! | #DIV/0! | #DIV/0! | #DIV/0! | #DIV/0! | #DIV/0! | #DIV/0! | #DIV/0! | #DIV/0! | #DIV/0! | #DIV/0!
[15 empty] | 164.6 | 24.2347 | -87.9836 | 4334.2544 | 3407.558 | 4334.2544 | 3407.558 | 10.4306 | 6.1504 | 1 | 1 | 4334.2544 | 3407.558 |  |  |  |  | 164.6 | #DIV/0! | #DIV/0! | #DIV/0! | #DIV/0! | #DIV/0! | #DIV/0! | #DIV/0! | #DIV/0! | #DIV/0! | #DIV/0! | #DIV/0! | #DIV/0! | #DIV/0! |  |  |  | 164.6 | #DIV/0! | #DIV/0! | #DIV/0! | #DIV/0! | #DIV/0! | #DIV/0! | #DIV/0! | #DIV/0! | #DIV/0! | #DIV/0! | #DIV/0! | #DIV/0! | #DIV/0! |  |  |  | 164.6 | #DIV/0! | #DIV/0! | #DIV/0! | #DIV/0! | #DIV/0! | #DIV/0! | #DIV/0! | #DIV/0! | #DIV/0! | #DIV/0! | #DIV/0! | #DIV/0! | #DIV/0! |  |  |  | 164.6 | #DIV/0! | #DIV/0! | #DIV/0! | #DIV/0! | #DIV/0! | #DIV/0! | #DIV/0! | #DIV/0! | #DIV/0! | #DIV/0! | #DIV/0! | #DIV/0! | #DIV/0! |  |  |  | 164.6 | #DIV/0! | #DIV/0! | #DIV/0! | #DIV/0! | #DIV/0! | #DIV/0! | #DIV/0! | #DIV/0! | #DIV/0! | #DIV/0! | #DIV/0! | #DIV/0! | #DIV/0! |  |  |  | 164.6 | #DIV/0! | #DIV/0! | #DIV/0! | #DIV/0! | #DIV/0! | #DIV/0! | #DIV/0! | #DIV/0! | #DIV/0! | #DIV/0! | #DIV/0! | #DIV/0! | #DIV/0! |  |  |  | 164.6 | #DIV/0! | #DIV/0! | #DIV/0! | #DIV/0! | #DIV/0! | #DIV/0! | #DIV/0! | #DIV/0! | #DIV/0! | #DIV/0! | #DIV/0! | #DIV/0! | #DIV/0!
[15 empty] | 164.7 | 24.0811 | -88.0258 | 4334.6874 | 3407.2811 | 4334.6874 | 3407.2811 | 10.3656 | 6.1109 | 1 | 1 | 4334.6874 | 3407.2811 |  |  |  |  | 164.7 | #DIV/0! | #DIV/0! | #DIV/0! | #DIV/0! | #DIV/0! | #DIV/0! | #DIV/0! | #DIV/0! | #DIV/0! | #DIV/0! | #DIV/0! | #DIV/0! | #DIV/0! |  |  |  | 164.7 | #DIV/0! | #DIV/0! | #DIV/0! | #DIV/0! | #DIV/0! | #DIV/0! | #DIV/0! | #DIV/0! | #DIV/0! | #DIV/0! | #DIV/0! | #DIV/0! | #DIV/0! |  |  |  | 164.7 | #DIV/0! | #DIV/0! | #DIV/0! | #DIV/0! | #DIV/0! | #DIV/0! | #DIV/0! | #DIV/0! | #DIV/0! | #DIV/0! | #DIV/0! | #DIV/0! | #DIV/0! |  |  |  | 164.7 | #DIV/0! | #DIV/0! | #DIV/0! | #DIV/0! | #DIV/0! | #DIV/0! | #DIV/0! | #DIV/0! | #DIV/0! | #DIV/0! | #DIV/0! | #DIV/0! | #DIV/0! |  |  |  | 164.7 | #DIV/0! | #DIV/0! | #DIV/0! | #DIV/0! | #DIV/0! | #DIV/0! | #DIV/0! | #DIV/0! | #DIV/0! | #DIV/0! | #DIV/0! | #DIV/0! | #DIV/0! |  |  |  | 164.7 | #DIV/0! | #DIV/0! | #DIV/0! | #DIV/0! | #DIV/0! | #DIV/0! | #DIV/0! | #DIV/0! | #DIV/0! | #DIV/0! | #DIV/0! | #DIV/0! | #DIV/0! |  |  |  | 164.7 | #DIV/0! | #DIV/0! | #DIV/0! | #DIV/0! | #DIV/0! | #DIV/0! | #DIV/0! | #DIV/0! | #DIV/0! | #DIV/0! | #DIV/0! | #DIV/0! | #DIV/0!
[15 empty] | 164.8 | 23.9275 | -88.0677 | 4335.1176 | 3407.006 | 4335.1176 | 3407.006 | 10.3004 | 6.0714 | 1 | 1 | 4335.1176 | 3407.006 |  |  |  |  | 164.8 | #DIV/0! | #DIV/0! | #DIV/0! | #DIV/0! | #DIV/0! | #DIV/0! | #DIV/0! | #DIV/0! | #DIV/0! | #DIV/0! | #DIV/0! | #DIV/0! | #DIV/0! |  |  |  | 164.8 | #DIV/0! | #DIV/0! | #DIV/0! | #DIV/0! | #DIV/0! | #DIV/0! | #DIV/0! | #DIV/0! | #DIV/0! | #DIV/0! | #DIV/0! | #DIV/0! | #DIV/0! |  |  |  | 164.8 | #DIV/0! | #DIV/0! | #DIV/0! | #DIV/0! | #DIV/0! | #DIV/0! | #DIV/0! | #DIV/0! | #DIV/0! | #DIV/0! | #DIV/0! | #DIV/0! | #DIV/0! |  |  |  | 164.8 | #DIV/0! | #DIV/0! | #DIV/0! | #DIV/0! | #DIV/0! | #DIV/0! | #DIV/0! | #DIV/0! | #DIV/0! | #DIV/0! | #DIV/0! | #DIV/0! | #DIV/0! |  |  |  | 164.8 | #DIV/0! | #DIV/0! | #DIV/0! | #DIV/0! | #DIV/0! | #DIV/0! | #DIV/0! | #DIV/0! | #DIV/0! | #DIV/0! | #DIV/0! | #DIV/0! | #DIV/0! |  |  |  | 164.8 | #DIV/0! | #DIV/0! | #DIV/0! | #DIV/0! | #DIV/0! | #DIV/0! | #DIV/0! | #DIV/0! | #DIV/0! | #DIV/0! | #DIV/0! | #DIV/0! | #DIV/0! |  |  |  | 164.8 | #DIV/0! | #DIV/0! | #DIV/0! | #DIV/0! | #DIV/0! | #DIV/0! | #DIV/0! | #DIV/0! | #DIV/0! | #DIV/0! | #DIV/0! | #DIV/0! | #DIV/0!
[15 empty] | 164.9 | 23.7737 | -88.1093 | 4335.5452 | 3406.7327 | 4335.5452 | 3406.7327 | 10.2353 | 6.0319 | 1 | 1 | 4335.5452 | 3406.7327 |  |  |  |  | 164.9 | #DIV/0! | #DIV/0! | #DIV/0! | #DIV/0! | #DIV/0! | #DIV/0! | #DIV/0! | #DIV/0! | #DIV/0! | #DIV/0! | #DIV/0! | #DIV/0! | #DIV/0! |  |  |  | 164.9 | #DIV/0! | #DIV/0! | #DIV/0! | #DIV/0! | #DIV/0! | #DIV/0! | #DIV/0! | #DIV/0! | #DIV/0! | #DIV/0! | #DIV/0! | #DIV/0! | #DIV/0! |  |  |  | 164.9 | #DIV/0! | #DIV/0! | #DIV/0! | #DIV/0! | #DIV/0! | #DIV/0! | #DIV/0! | #DIV/0! | #DIV/0! | #DIV/0! | #DIV/0! | #DIV/0! | #DIV/0! |  |  |  | 164.9 | #DIV/0! | #DIV/0! | #DIV/0! | #DIV/0! | #DIV/0! | #DIV/0! | #DIV/0! | #DIV/0! | #DIV/0! | #DIV/0! | #DIV/0! | #DIV/0! | #DIV/0! |  |  |  | 164.9 | #DIV/0! | #DIV/0! | #DIV/0! | #DIV/0! | #DIV/0! | #DIV/0! | #DIV/0! | #DIV/0! | #DIV/0! | #DIV/0! | #DIV/0! | #DIV/0! | #DIV/0! |  |  |  | 164.9 | #DIV/0! | #DIV/0! | #DIV/0! | #DIV/0! | #DIV/0! | #DIV/0! | #DIV/0! | #DIV/0! | #DIV/0! | #DIV/0! | #DIV/0! | #DIV/0! | #DIV/0! |  |  |  | 164.9 | #DIV/0! | #DIV/0! | #DIV/0! | #DIV/0! | #DIV/0! | #DIV/0! | #DIV/0! | #DIV/0! | #DIV/0! | #DIV/0! | #DIV/0! | #DIV/0! | #DIV/0!
[15 empty] | 165 | 23.6199 | -88.1506 | 4335.97 | 3406.4612 | 4335.97 | 3406.4612 | 10.17 | 5.9924 | 1 | 1 | 4335.97 | 3406.4612 |  |  |  |  | 165 | #DIV/0! | #DIV/0! | #DIV/0! | #DIV/0! | #DIV/0! | #DIV/0! | #DIV/0! | #DIV/0! | #DIV/0! | #DIV/0! | #DIV/0! | #DIV/0! | #DIV/0! |  |  |  | 165 | #DIV/0! | #DIV/0! | #DIV/0! | #DIV/0! | #DIV/0! | #DIV/0! | #DIV/0! | #DIV/0! | #DIV/0! | #DIV/0! | #DIV/0! | #DIV/0! | #DIV/0! |  |  |  | 165 | #DIV/0! | #DIV/0! | #DIV/0! | #DIV/0! | #DIV/0! | #DIV/0! | #DIV/0! | #DIV/0! | #DIV/0! | #DIV/0! | #DIV/0! | #DIV/0! | #DIV/0! |  |  |  | 165 | #DIV/0! | #DIV/0! | #DIV/0! | #DIV/0! | #DIV/0! | #DIV/0! | #DIV/0! | #DIV/0! | #DIV/0! | #DIV/0! | #DIV/0! | #DIV/0! | #DIV/0! |  |  |  | 165 | #DIV/0! | #DIV/0! | #DIV/0! | #DIV/0! | #DIV/0! | #DIV/0! | #DIV/0! | #DIV/0! | #DIV/0! | #DIV/0! | #DIV/0! | #DIV/0! | #DIV/0! |  |  |  | 165 | #DIV/0! | #DIV/0! | #DIV/0! | #DIV/0! | #DIV/0! | #DIV/0! | #DIV/0! | #DIV/0! | #DIV/0! | #DIV/0! | #DIV/0! | #DIV/0! | #DIV/0! |  |  |  | 165 | #DIV/0! | #DIV/0! | #DIV/0! | #DIV/0! | #DIV/0! | #DIV/0! | #DIV/0! | #DIV/0! | #DIV/0! | #DIV/0! | #DIV/0! | #DIV/0! | #DIV/0!
[15 empty] | 165.1 | 23.466 | -88.1917 | 4336.3921 | 3406.1915 | 4336.3921 | 3406.1915 | 10.1048 | 5.9529 | 1 | 1 | 4336.3921 | 3406.1915 |  |  |  |  | 165.1 | #DIV/0! | #DIV/0! | #DIV/0! | #DIV/0! | #DIV/0! | #DIV/0! | #DIV/0! | #DIV/0! | #DIV/0! | #DIV/0! | #DIV/0! | #DIV/0! | #DIV/0! |  |  |  | 165.1 | #DIV/0! | #DIV/0! | #DIV/0! | #DIV/0! | #DIV/0! | #DIV/0! | #DIV/0! | #DIV/0! | #DIV/0! | #DIV/0! | #DIV/0! | #DIV/0! | #DIV/0! |  |  |  | 165.1 | #DIV/0! | #DIV/0! | #DIV/0! | #DIV/0! | #DIV/0! | #DIV/0! | #DIV/0! | #DIV/0! | #DIV/0! | #DIV/0! | #DIV/0! | #DIV/0! | #DIV/0! |  |  |  | 165.1 | #DIV/0! | #DIV/0! | #DIV/0! | #DIV/0! | #DIV/0! | #DIV/0! | #DIV/0! | #DIV/0! | #DIV/0! | #DIV/0! | #DIV/0! | #DIV/0! | #DIV/0! |  |  |  | 165.1 | #DIV/0! | #DIV/0! | #DIV/0! | #DIV/0! | #DIV/0! | #DIV/0! | #DIV/0! | #DIV/0! | #DIV/0! | #DIV/0! | #DIV/0! | #DIV/0! | #DIV/0! |  |  |  | 165.1 | #DIV/0! | #DIV/0! | #DIV/0! | #DIV/0! | #DIV/0! | #DIV/0! | #DIV/0! | #DIV/0! | #DIV/0! | #DIV/0! | #DIV/0! | #DIV/0! | #DIV/0! |  |  |  | 165.1 | #DIV/0! | #DIV/0! | #DIV/0! | #DIV/0! | #DIV/0! | #DIV/0! | #DIV/0! | #DIV/0! | #DIV/0! | #DIV/0! | #DIV/0! | #DIV/0! | #DIV/0!
[15 empty] | 165.2 | 23.312 | -88.2326 | 4336.8115 | 3405.9236 | 4336.8115 | 3405.9236 | 10.0394 | 5.9134 | 1 | 1 | 4336.8115 | 3405.9236 |  |  |  |  | 165.2 | #DIV/0! | #DIV/0! | #DIV/0! | #DIV/0! | #DIV/0! | #DIV/0! | #DIV/0! | #DIV/0! | #DIV/0! | #DIV/0! | #DIV/0! | #DIV/0! | #DIV/0! |  |  |  | 165.2 | #DIV/0! | #DIV/0! | #DIV/0! | #DIV/0! | #DIV/0! | #DIV/0! | #DIV/0! | #DIV/0! | #DIV/0! | #DIV/0! | #DIV/0! | #DIV/0! | #DIV/0! |  |  |  | 165.2 | #DIV/0! | #DIV/0! | #DIV/0! | #DIV/0! | #DIV/0! | #DIV/0! | #DIV/0! | #DIV/0! | #DIV/0! | #DIV/0! | #DIV/0! | #DIV/0! | #DIV/0! |  |  |  | 165.2 | #DIV/0! | #DIV/0! | #DIV/0! | #DIV/0! | #DIV/0! | #DIV/0! | #DIV/0! | #DIV/0! | #DIV/0! | #DIV/0! | #DIV/0! | #DIV/0! | #DIV/0! |  |  |  | 165.2 | #DIV/0! | #DIV/0! | #DIV/0! | #DIV/0! | #DIV/0! | #DIV/0! | #DIV/0! | #DIV/0! | #DIV/0! | #DIV/0! | #DIV/0! | #DIV/0! | #DIV/0! |  |  |  | 165.2 | #DIV/0! | #DIV/0! | #DIV/0! | #DIV/0! | #DIV/0! | #DIV/0! | #DIV/0! | #DIV/0! | #DIV/0! | #DIV/0! | #DIV/0! | #DIV/0! | #DIV/0! |  |  |  | 165.2 | #DIV/0! | #DIV/0! | #DIV/0! | #DIV/0! | #DIV/0! | #DIV/0! | #DIV/0! | #DIV/0! | #DIV/0! | #DIV/0! | #DIV/0! | #DIV/0! | #DIV/0!
[15 empty] | 165.3 | 23.158 | -88.2731 | 4337.2281 | 3405.6574 | 4337.2281 | 3405.6574 | 9.974 | 5.8738 | 1 | 1 | 4337.2281 | 3405.6574 |  |  |  |  | 165.3 | #DIV/0! | #DIV/0! | #DIV/0! | #DIV/0! | #DIV/0! | #DIV/0! | #DIV/0! | #DIV/0! | #DIV/0! | #DIV/0! | #DIV/0! | #DIV/0! | #DIV/0! |  |  |  | 165.3 | #DIV/0! | #DIV/0! | #DIV/0! | #DIV/0! | #DIV/0! | #DIV/0! | #DIV/0! | #DIV/0! | #DIV/0! | #DIV/0! | #DIV/0! | #DIV/0! | #DIV/0! |  |  |  | 165.3 | #DIV/0! | #DIV/0! | #DIV/0! | #DIV/0! | #DIV/0! | #DIV/0! | #DIV/0! | #DIV/0! | #DIV/0! | #DIV/0! | #DIV/0! | #DIV/0! | #DIV/0! |  |  |  | 165.3 | #DIV/0! | #DIV/0! | #DIV/0! | #DIV/0! | #DIV/0! | #DIV/0! | #DIV/0! | #DIV/0! | #DIV/0! | #DIV/0! | #DIV/0! | #DIV/0! | #DIV/0! |  |  |  | 165.3 | #DIV/0! | #DIV/0! | #DIV/0! | #DIV/0! | #DIV/0! | #DIV/0! | #DIV/0! | #DIV/0! | #DIV/0! | #DIV/0! | #DIV/0! | #DIV/0! | #DIV/0! |  |  |  | 165.3 | #DIV/0! | #DIV/0! | #DIV/0! | #DIV/0! | #DIV/0! | #DIV/0! | #DIV/0! | #DIV/0! | #DIV/0! | #DIV/0! | #DIV/0! | #DIV/0! | #DIV/0! |  |  |  | 165.3 | #DIV/0! | #DIV/0! | #DIV/0! | #DIV/0! | #DIV/0! | #DIV/0! | #DIV/0! | #DIV/0! | #DIV/0! | #DIV/0! | #DIV/0! | #DIV/0! | #DIV/0!
[15 empty] | 165.4 | 23.0039 | -88.3134 | 4337.6421 | 3405.3931 | 4337.6421 | 3405.3931 | 9.9086 | 5.8343 | 1 | 1 | 4337.6421 | 3405.3931 |  |  |  |  | 165.4 | #DIV/0! | #DIV/0! | #DIV/0! | #DIV/0! | #DIV/0! | #DIV/0! | #DIV/0! | #DIV/0! | #DIV/0! | #DIV/0! | #DIV/0! | #DIV/0! | #DIV/0! |  |  |  | 165.4 | #DIV/0! | #DIV/0! | #DIV/0! | #DIV/0! | #DIV/0! | #DIV/0! | #DIV/0! | #DIV/0! | #DIV/0! | #DIV/0! | #DIV/0! | #DIV/0! | #DIV/0! |  |  |  | 165.4 | #DIV/0! | #DIV/0! | #DIV/0! | #DIV/0! | #DIV/0! | #DIV/0! | #DIV/0! | #DIV/0! | #DIV/0! | #DIV/0! | #DIV/0! | #DIV/0! | #DIV/0! |  |  |  | 165.4 | #DIV/0! | #DIV/0! | #DIV/0! | #DIV/0! | #DIV/0! | #DIV/0! | #DIV/0! | #DIV/0! | #DIV/0! | #DIV/0! | #DIV/0! | #DIV/0! | #DIV/0! |  |  |  | 165.4 | #DIV/0! | #DIV/0! | #DIV/0! | #DIV/0! | #DIV/0! | #DIV/0! | #DIV/0! | #DIV/0! | #DIV/0! | #DIV/0! | #DIV/0! | #DIV/0! | #DIV/0! |  |  |  | 165.4 | #DIV/0! | #DIV/0! | #DIV/0! | #DIV/0! | #DIV/0! | #DIV/0! | #DIV/0! | #DIV/0! | #DIV/0! | #DIV/0! | #DIV/0! | #DIV/0! | #DIV/0! |  |  |  | 165.4 | #DIV/0! | #DIV/0! | #DIV/0! | #DIV/0! | #DIV/0! | #DIV/0! | #DIV/0! | #DIV/0! | #DIV/0! | #DIV/0! | #DIV/0! | #DIV/0! | #DIV/0!
[15 empty] | 165.5 | 22.8497 | -88.3534 | 4338.0533 | 3405.1306 | 4338.0533 | 3405.1306 | 9.8432 | 5.7947 | 1 | 1 | 4338.0533 | 3405.1306 |  |  |  |  | 165.5 | #DIV/0! | #DIV/0! | #DIV/0! | #DIV/0! | #DIV/0! | #DIV/0! | #DIV/0! | #DIV/0! | #DIV/0! | #DIV/0! | #DIV/0! | #DIV/0! | #DIV/0! |  |  |  | 165.5 | #DIV/0! | #DIV/0! | #DIV/0! | #DIV/0! | #DIV/0! | #DIV/0! | #DIV/0! | #DIV/0! | #DIV/0! | #DIV/0! | #DIV/0! | #DIV/0! | #DIV/0! |  |  |  | 165.5 | #DIV/0! | #DIV/0! | #DIV/0! | #DIV/0! | #DIV/0! | #DIV/0! | #DIV/0! | #DIV/0! | #DIV/0! | #DIV/0! | #DIV/0! | #DIV/0! | #DIV/0! |  |  |  | 165.5 | #DIV/0! | #DIV/0! | #DIV/0! | #DIV/0! | #DIV/0! | #DIV/0! | #DIV/0! | #DIV/0! | #DIV/0! | #DIV/0! | #DIV/0! | #DIV/0! | #DIV/0! |  |  |  | 165.5 | #DIV/0! | #DIV/0! | #DIV/0! | #DIV/0! | #DIV/0! | #DIV/0! | #DIV/0! | #DIV/0! | #DIV/0! | #DIV/0! | #DIV/0! | #DIV/0! | #DIV/0! |  |  |  | 165.5 | #DIV/0! | #DIV/0! | #DIV/0! | #DIV/0! | #DIV/0! | #DIV/0! | #DIV/0! | #DIV/0! | #DIV/0! | #DIV/0! | #DIV/0! | #DIV/0! | #DIV/0! |  |  |  | 165.5 | #DIV/0! | #DIV/0! | #DIV/0! | #DIV/0! | #DIV/0! | #DIV/0! | #DIV/0! | #DIV/0! | #DIV/0! | #DIV/0! | #DIV/0! | #DIV/0! | #DIV/0!
[15 empty] | 165.6 | 22.6955 | -88.3932 | 4338.4617 | 3404.8698 | 4338.4617 | 3404.8698 | 9.7776 | 5.7552 | 1 | 1 | 4338.4617 | 3404.8698 |  |  |  |  | 165.6 | #DIV/0! | #DIV/0! | #DIV/0! | #DIV/0! | #DIV/0! | #DIV/0! | #DIV/0! | #DIV/0! | #DIV/0! | #DIV/0! | #DIV/0! | #DIV/0! | #DIV/0! |  |  |  | 165.6 | #DIV/0! | #DIV/0! | #DIV/0! | #DIV/0! | #DIV/0! | #DIV/0! | #DIV/0! | #DIV/0! | #DIV/0! | #DIV/0! | #DIV/0! | #DIV/0! | #DIV/0! |  |  |  | 165.6 | #DIV/0! | #DIV/0! | #DIV/0! | #DIV/0! | #DIV/0! | #DIV/0! | #DIV/0! | #DIV/0! | #DIV/0! | #DIV/0! | #DIV/0! | #DIV/0! | #DIV/0! |  |  |  | 165.6 | #DIV/0! | #DIV/0! | #DIV/0! | #DIV/0! | #DIV/0! | #DIV/0! | #DIV/0! | #DIV/0! | #DIV/0! | #DIV/0! | #DIV/0! | #DIV/0! | #DIV/0! |  |  |  | 165.6 | #DIV/0! | #DIV/0! | #DIV/0! | #DIV/0! | #DIV/0! | #DIV/0! | #DIV/0! | #DIV/0! | #DIV/0! | #DIV/0! | #DIV/0! | #DIV/0! | #DIV/0! |  |  |  | 165.6 | #DIV/0! | #DIV/0! | #DIV/0! | #DIV/0! | #DIV/0! | #DIV/0! | #DIV/0! | #DIV/0! | #DIV/0! | #DIV/0! | #DIV/0! | #DIV/0! | #DIV/0! |  |  |  | 165.6 | #DIV/0! | #DIV/0! | #DIV/0! | #DIV/0! | #DIV/0! | #DIV/0! | #DIV/0! | #DIV/0! | #DIV/0! | #DIV/0! | #DIV/0! | #DIV/0! | #DIV/0!
[15 empty] | 165.7 | 22.5412 | -88.4326 | 4338.8674 | 3404.6109 | 4338.8674 | 3404.6109 | 9.7121 | 5.7156 | 1 | 1 | 4338.8674 | 3404.6109 |  |  |  |  | 165.7 | #DIV/0! | #DIV/0! | #DIV/0! | #DIV/0! | #DIV/0! | #DIV/0! | #DIV/0! | #DIV/0! | #DIV/0! | #DIV/0! | #DIV/0! | #DIV/0! | #DIV/0! |  |  |  | 165.7 | #DIV/0! | #DIV/0! | #DIV/0! | #DIV/0! | #DIV/0! | #DIV/0! | #DIV/0! | #DIV/0! | #DIV/0! | #DIV/0! | #DIV/0! | #DIV/0! | #DIV/0! |  |  |  | 165.7 | #DIV/0! | #DIV/0! | #DIV/0! | #DIV/0! | #DIV/0! | #DIV/0! | #DIV/0! | #DIV/0! | #DIV/0! | #DIV/0! | #DIV/0! | #DIV/0! | #DIV/0! |  |  |  | 165.7 | #DIV/0! | #DIV/0! | #DIV/0! | #DIV/0! | #DIV/0! | #DIV/0! | #DIV/0! | #DIV/0! | #DIV/0! | #DIV/0! | #DIV/0! | #DIV/0! | #DIV/0! |  |  |  | 165.7 | #DIV/0! | #DIV/0! | #DIV/0! | #DIV/0! | #DIV/0! | #DIV/0! | #DIV/0! | #DIV/0! | #DIV/0! | #DIV/0! | #DIV/0! | #DIV/0! | #DIV/0! |  |  |  | 165.7 | #DIV/0! | #DIV/0! | #DIV/0! | #DIV/0! | #DIV/0! | #DIV/0! | #DIV/0! | #DIV/0! | #DIV/0! | #DIV/0! | #DIV/0! | #DIV/0! | #DIV/0! |  |  |  | 165.7 | #DIV/0! | #DIV/0! | #DIV/0! | #DIV/0! | #DIV/0! | #DIV/0! | #DIV/0! | #DIV/0! | #DIV/0! | #DIV/0! | #DIV/0! | #DIV/0! | #DIV/0!
[15 empty] | 165.8 | 22.3868 | -88.4718 | 4339.2704 | 3404.3537 | 4339.2704 | 3404.3537 | 9.6464 | 5.676 | 1 | 1 | 4339.2704 | 3404.3537 |  |  |  |  | 165.8 | #DIV/0! | #DIV/0! | #DIV/0! | #DIV/0! | #DIV/0! | #DIV/0! | #DIV/0! | #DIV/0! | #DIV/0! | #DIV/0! | #DIV/0! | #DIV/0! | #DIV/0! |  |  |  | 165.8 | #DIV/0! | #DIV/0! | #DIV/0! | #DIV/0! | #DIV/0! | #DIV/0! | #DIV/0! | #DIV/0! | #DIV/0! | #DIV/0! | #DIV/0! | #DIV/0! | #DIV/0! |  |  |  | 165.8 | #DIV/0! | #DIV/0! | #DIV/0! | #DIV/0! | #DIV/0! | #DIV/0! | #DIV/0! | #DIV/0! | #DIV/0! | #DIV/0! | #DIV/0! | #DIV/0! | #DIV/0! |  |  |  | 165.8 | #DIV/0! | #DIV/0! | #DIV/0! | #DIV/0! | #DIV/0! | #DIV/0! | #DIV/0! | #DIV/0! | #DIV/0! | #DIV/0! | #DIV/0! | #DIV/0! | #DIV/0! |  |  |  | 165.8 | #DIV/0! | #DIV/0! | #DIV/0! | #DIV/0! | #DIV/0! | #DIV/0! | #DIV/0! | #DIV/0! | #DIV/0! | #DIV/0! | #DIV/0! | #DIV/0! | #DIV/0! |  |  |  | 165.8 | #DIV/0! | #DIV/0! | #DIV/0! | #DIV/0! | #DIV/0! | #DIV/0! | #DIV/0! | #DIV/0! | #DIV/0! | #DIV/0! | #DIV/0! | #DIV/0! | #DIV/0! |  |  |  | 165.8 | #DIV/0! | #DIV/0! | #DIV/0! | #DIV/0! | #DIV/0! | #DIV/0! | #DIV/0! | #DIV/0! | #DIV/0! | #DIV/0! | #DIV/0! | #DIV/0! | #DIV/0!
[15 empty] | 165.9 | 22.2324 | -88.5108 | 4339.6707 | 3404.0984 | 4339.6707 | 3404.0984 | 9.5808 | 5.6365 | 1 | 1 | 4339.6707 | 3404.0984 |  |  |  |  | 165.9 | #DIV/0! | #DIV/0! | #DIV/0! | #DIV/0! | #DIV/0! | #DIV/0! | #DIV/0! | #DIV/0! | #DIV/0! | #DIV/0! | #DIV/0! | #DIV/0! | #DIV/0! |  |  |  | 165.9 | #DIV/0! | #DIV/0! | #DIV/0! | #DIV/0! | #DIV/0! | #DIV/0! | #DIV/0! | #DIV/0! | #DIV/0! | #DIV/0! | #DIV/0! | #DIV/0! | #DIV/0! |  |  |  | 165.9 | #DIV/0! | #DIV/0! | #DIV/0! | #DIV/0! | #DIV/0! | #DIV/0! | #DIV/0! | #DIV/0! | #DIV/0! | #DIV/0! | #DIV/0! | #DIV/0! | #DIV/0! |  |  |  | 165.9 | #DIV/0! | #DIV/0! | #DIV/0! | #DIV/0! | #DIV/0! | #DIV/0! | #DIV/0! | #DIV/0! | #DIV/0! | #DIV/0! | #DIV/0! | #DIV/0! | #DIV/0! |  |  |  | 165.9 | #DIV/0! | #DIV/0! | #DIV/0! | #DIV/0! | #DIV/0! | #DIV/0! | #DIV/0! | #DIV/0! | #DIV/0! | #DIV/0! | #DIV/0! | #DIV/0! | #DIV/0! |  |  |  | 165.9 | #DIV/0! | #DIV/0! | #DIV/0! | #DIV/0! | #DIV/0! | #DIV/0! | #DIV/0! | #DIV/0! | #DIV/0! | #DIV/0! | #DIV/0! | #DIV/0! | #DIV/0! |  |  |  | 165.9 | #DIV/0! | #DIV/0! | #DIV/0! | #DIV/0! | #DIV/0! | #DIV/0! | #DIV/0! | #DIV/0! | #DIV/0! | #DIV/0! | #DIV/0! | #DIV/0! | #DIV/0!
[15 empty] | 166 | 22.0779 | -88.5494 | 4340.0682 | 3403.8448 | 4340.0682 | 3403.8448 | 9.5151 | 5.5969 | 1 | 1 | 4340.0682 | 3403.8448 |  |  |  |  | 166 | #DIV/0! | #DIV/0! | #DIV/0! | #DIV/0! | #DIV/0! | #DIV/0! | #DIV/0! | #DIV/0! | #DIV/0! | #DIV/0! | #DIV/0! | #DIV/0! | #DIV/0! |  |  |  | 166 | #DIV/0! | #DIV/0! | #DIV/0! | #DIV/0! | #DIV/0! | #DIV/0! | #DIV/0! | #DIV/0! | #DIV/0! | #DIV/0! | #DIV/0! | #DIV/0! | #DIV/0! |  |  |  | 166 | #DIV/0! | #DIV/0! | #DIV/0! | #DIV/0! | #DIV/0! | #DIV/0! | #DIV/0! | #DIV/0! | #DIV/0! | #DIV/0! | #DIV/0! | #DIV/0! | #DIV/0! |  |  |  | 166 | #DIV/0! | #DIV/0! | #DIV/0! | #DIV/0! | #DIV/0! | #DIV/0! | #DIV/0! | #DIV/0! | #DIV/0! | #DIV/0! | #DIV/0! | #DIV/0! | #DIV/0! |  |  |  | 166 | #DIV/0! | #DIV/0! | #DIV/0! | #DIV/0! | #DIV/0! | #DIV/0! | #DIV/0! | #DIV/0! | #DIV/0! | #DIV/0! | #DIV/0! | #DIV/0! | #DIV/0! |  |  |  | 166 | #DIV/0! | #DIV/0! | #DIV/0! | #DIV/0! | #DIV/0! | #DIV/0! | #DIV/0! | #DIV/0! | #DIV/0! | #DIV/0! | #DIV/0! | #DIV/0! | #DIV/0! |  |  |  | 166 | #DIV/0! | #DIV/0! | #DIV/0! | #DIV/0! | #DIV/0! | #DIV/0! | #DIV/0! | #DIV/0! | #DIV/0! | #DIV/0! | #DIV/0! | #DIV/0! | #DIV/0!
[15 empty] | 166.1 | 21.9233 | -88.5878 | 4340.463 | 3403.593 | 4340.463 | 3403.593 | 9.4493 | 5.5573 | 1 | 1 | 4340.463 | 3403.593 |  |  |  |  | 166.1 | #DIV/0! | #DIV/0! | #DIV/0! | #DIV/0! | #DIV/0! | #DIV/0! | #DIV/0! | #DIV/0! | #DIV/0! | #DIV/0! | #DIV/0! | #DIV/0! | #DIV/0! |  |  |  | 166.1 | #DIV/0! | #DIV/0! | #DIV/0! | #DIV/0! | #DIV/0! | #DIV/0! | #DIV/0! | #DIV/0! | #DIV/0! | #DIV/0! | #DIV/0! | #DIV/0! | #DIV/0! |  |  |  | 166.1 | #DIV/0! | #DIV/0! | #DIV/0! | #DIV/0! | #DIV/0! | #DIV/0! | #DIV/0! | #DIV/0! | #DIV/0! | #DIV/0! | #DIV/0! | #DIV/0! | #DIV/0! |  |  |  | 166.1 | #DIV/0! | #DIV/0! | #DIV/0! | #DIV/0! | #DIV/0! | #DIV/0! | #DIV/0! | #DIV/0! | #DIV/0! | #DIV/0! | #DIV/0! | #DIV/0! | #DIV/0! |  |  |  | 166.1 | #DIV/0! | #DIV/0! | #DIV/0! | #DIV/0! | #DIV/0! | #DIV/0! | #DIV/0! | #DIV/0! | #DIV/0! | #DIV/0! | #DIV/0! | #DIV/0! | #DIV/0! |  |  |  | 166.1 | #DIV/0! | #DIV/0! | #DIV/0! | #DIV/0! | #DIV/0! | #DIV/0! | #DIV/0! | #DIV/0! | #DIV/0! | #DIV/0! | #DIV/0! | #DIV/0! | #DIV/0! |  |  |  | 166.1 | #DIV/0! | #DIV/0! | #DIV/0! | #DIV/0! | #DIV/0! | #DIV/0! | #DIV/0! | #DIV/0! | #DIV/0! | #DIV/0! | #DIV/0! | #DIV/0! | #DIV/0!
[15 empty] | 166.2 | 21.7686 | -88.626 | 4340.855 | 3403.3431 | 4340.855 | 3403.3431 | 9.3835 | 5.5177 | 1 | 1 | 4340.855 | 3403.3431 |  |  |  |  | 166.2 | #DIV/0! | #DIV/0! | #DIV/0! | #DIV/0! | #DIV/0! | #DIV/0! | #DIV/0! | #DIV/0! | #DIV/0! | #DIV/0! | #DIV/0! | #DIV/0! | #DIV/0! |  |  |  | 166.2 | #DIV/0! | #DIV/0! | #DIV/0! | #DIV/0! | #DIV/0! | #DIV/0! | #DIV/0! | #DIV/0! | #DIV/0! | #DIV/0! | #DIV/0! | #DIV/0! | #DIV/0! |  |  |  | 166.2 | #DIV/0! | #DIV/0! | #DIV/0! | #DIV/0! | #DIV/0! | #DIV/0! | #DIV/0! | #DIV/0! | #DIV/0! | #DIV/0! | #DIV/0! | #DIV/0! | #DIV/0! |  |  |  | 166.2 | #DIV/0! | #DIV/0! | #DIV/0! | #DIV/0! | #DIV/0! | #DIV/0! | #DIV/0! | #DIV/0! | #DIV/0! | #DIV/0! | #DIV/0! | #DIV/0! | #DIV/0! |  |  |  | 166.2 | #DIV/0! | #DIV/0! | #DIV/0! | #DIV/0! | #DIV/0! | #DIV/0! | #DIV/0! | #DIV/0! | #DIV/0! | #DIV/0! | #DIV/0! | #DIV/0! | #DIV/0! |  |  |  | 166.2 | #DIV/0! | #DIV/0! | #DIV/0! | #DIV/0! | #DIV/0! | #DIV/0! | #DIV/0! | #DIV/0! | #DIV/0! | #DIV/0! | #DIV/0! | #DIV/0! | #DIV/0! |  |  |  | 166.2 | #DIV/0! | #DIV/0! | #DIV/0! | #DIV/0! | #DIV/0! | #DIV/0! | #DIV/0! | #DIV/0! | #DIV/0! | #DIV/0! | #DIV/0! | #DIV/0! | #DIV/0!
[15 empty] | 166.3 | 21.6139 | -88.6638 | 4341.2443 | 3403.0949 | 4341.2443 | 3403.0949 | 9.3176 | 5.4781 | 1 | 1 | 4341.2443 | 3403.0949 |  |  |  |  | 166.3 | #DIV/0! | #DIV/0! | #DIV/0! | #DIV/0! | #DIV/0! | #DIV/0! | #DIV/0! | #DIV/0! | #DIV/0! | #DIV/0! | #DIV/0! | #DIV/0! | #DIV/0! |  |  |  | 166.3 | #DIV/0! | #DIV/0! | #DIV/0! | #DIV/0! | #DIV/0! | #DIV/0! | #DIV/0! | #DIV/0! | #DIV/0! | #DIV/0! | #DIV/0! | #DIV/0! | #DIV/0! |  |  |  | 166.3 | #DIV/0! | #DIV/0! | #DIV/0! | #DIV/0! | #DIV/0! | #DIV/0! | #DIV/0! | #DIV/0! | #DIV/0! | #DIV/0! | #DIV/0! | #DIV/0! | #DIV/0! |  |  |  | 166.3 | #DIV/0! | #DIV/0! | #DIV/0! | #DIV/0! | #DIV/0! | #DIV/0! | #DIV/0! | #DIV/0! | #DIV/0! | #DIV/0! | #DIV/0! | #DIV/0! | #DIV/0! |  |  |  | 166.3 | #DIV/0! | #DIV/0! | #DIV/0! | #DIV/0! | #DIV/0! | #DIV/0! | #DIV/0! | #DIV/0! | #DIV/0! | #DIV/0! | #DIV/0! | #DIV/0! | #DIV/0! |  |  |  | 166.3 | #DIV/0! | #DIV/0! | #DIV/0! | #DIV/0! | #DIV/0! | #DIV/0! | #DIV/0! | #DIV/0! | #DIV/0! | #DIV/0! | #DIV/0! | #DIV/0! | #DIV/0! |  |  |  | 166.3 | #DIV/0! | #DIV/0! | #DIV/0! | #DIV/0! | #DIV/0! | #DIV/0! | #DIV/0! | #DIV/0! | #DIV/0! | #DIV/0! | #DIV/0! | #DIV/0! | #DIV/0!
[15 empty] | 166.4 | 21.4591 | -88.7014 | 4341.6308 | 3402.8485 | 4341.6308 | 3402.8485 | 9.2517 | 5.4384 | 1 | 1 | 4341.6308 | 3402.8485 |  |  |  |  | 166.4 | #DIV/0! | #DIV/0! | #DIV/0! | #DIV/0! | #DIV/0! | #DIV/0! | #DIV/0! | #DIV/0! | #DIV/0! | #DIV/0! | #DIV/0! | #DIV/0! | #DIV/0! |  |  |  | 166.4 | #DIV/0! | #DIV/0! | #DIV/0! | #DIV/0! | #DIV/0! | #DIV/0! | #DIV/0! | #DIV/0! | #DIV/0! | #DIV/0! | #DIV/0! | #DIV/0! | #DIV/0! |  |  |  | 166.4 | #DIV/0! | #DIV/0! | #DIV/0! | #DIV/0! | #DIV/0! | #DIV/0! | #DIV/0! | #DIV/0! | #DIV/0! | #DIV/0! | #DIV/0! | #DIV/0! | #DIV/0! |  |  |  | 166.4 | #DIV/0! | #DIV/0! | #DIV/0! | #DIV/0! | #DIV/0! | #DIV/0! | #DIV/0! | #DIV/0! | #DIV/0! | #DIV/0! | #DIV/0! | #DIV/0! | #DIV/0! |  |  |  | 166.4 | #DIV/0! | #DIV/0! | #DIV/0! | #DIV/0! | #DIV/0! | #DIV/0! | #DIV/0! | #DIV/0! | #DIV/0! | #DIV/0! | #DIV/0! | #DIV/0! | #DIV/0! |  |  |  | 166.4 | #DIV/0! | #DIV/0! | #DIV/0! | #DIV/0! | #DIV/0! | #DIV/0! | #DIV/0! | #DIV/0! | #DIV/0! | #DIV/0! | #DIV/0! | #DIV/0! | #DIV/0! |  |  |  | 166.4 | #DIV/0! | #DIV/0! | #DIV/0! | #DIV/0! | #DIV/0! | #DIV/0! | #DIV/0! | #DIV/0! | #DIV/0! | #DIV/0! | #DIV/0! | #DIV/0! | #DIV/0!
[15 empty] | 166.5 | 21.3043 | -88.7387 | 4342.0146 | 3402.604 | 4342.0146 | 3402.604 | 9.1858 | 5.3988 | 1 | 1 | 4342.0146 | 3402.604 |  |  |  |  | 166.5 | #DIV/0! | #DIV/0! | #DIV/0! | #DIV/0! | #DIV/0! | #DIV/0! | #DIV/0! | #DIV/0! | #DIV/0! | #DIV/0! | #DIV/0! | #DIV/0! | #DIV/0! |  |  |  | 166.5 | #DIV/0! | #DIV/0! | #DIV/0! | #DIV/0! | #DIV/0! | #DIV/0! | #DIV/0! | #DIV/0! | #DIV/0! | #DIV/0! | #DIV/0! | #DIV/0! | #DIV/0! |  |  |  | 166.5 | #DIV/0! | #DIV/0! | #DIV/0! | #DIV/0! | #DIV/0! | #DIV/0! | #DIV/0! | #DIV/0! | #DIV/0! | #DIV/0! | #DIV/0! | #DIV/0! | #DIV/0! |  |  |  | 166.5 | #DIV/0! | #DIV/0! | #DIV/0! | #DIV/0! | #DIV/0! | #DIV/0! | #DIV/0! | #DIV/0! | #DIV/0! | #DIV/0! | #DIV/0! | #DIV/0! | #DIV/0! |  |  |  | 166.5 | #DIV/0! | #DIV/0! | #DIV/0! | #DIV/0! | #DIV/0! | #DIV/0! | #DIV/0! | #DIV/0! | #DIV/0! | #DIV/0! | #DIV/0! | #DIV/0! | #DIV/0! |  |  |  | 166.5 | #DIV/0! | #DIV/0! | #DIV/0! | #DIV/0! | #DIV/0! | #DIV/0! | #DIV/0! | #DIV/0! | #DIV/0! | #DIV/0! | #DIV/0! | #DIV/0! | #DIV/0! |  |  |  | 166.5 | #DIV/0! | #DIV/0! | #DIV/0! | #DIV/0! | #DIV/0! | #DIV/0! | #DIV/0! | #DIV/0! | #DIV/0! | #DIV/0! | #DIV/0! | #DIV/0! | #DIV/0!
[15 empty] | 166.6 | 21.1494 | -88.7758 | 4342.3956 | 3402.3612 | 4342.3956 | 3402.3612 | 9.1198 | 5.3592 | 1 | 1 | 4342.3956 | 3402.3612 |  |  |  |  | 166.6 | #DIV/0! | #DIV/0! | #DIV/0! | #DIV/0! | #DIV/0! | #DIV/0! | #DIV/0! | #DIV/0! | #DIV/0! | #DIV/0! | #DIV/0! | #DIV/0! | #DIV/0! |  |  |  | 166.6 | #DIV/0! | #DIV/0! | #DIV/0! | #DIV/0! | #DIV/0! | #DIV/0! | #DIV/0! | #DIV/0! | #DIV/0! | #DIV/0! | #DIV/0! | #DIV/0! | #DIV/0! |  |  |  | 166.6 | #DIV/0! | #DIV/0! | #DIV/0! | #DIV/0! | #DIV/0! | #DIV/0! | #DIV/0! | #DIV/0! | #DIV/0! | #DIV/0! | #DIV/0! | #DIV/0! | #DIV/0! |  |  |  | 166.6 | #DIV/0! | #DIV/0! | #DIV/0! | #DIV/0! | #DIV/0! | #DIV/0! | #DIV/0! | #DIV/0! | #DIV/0! | #DIV/0! | #DIV/0! | #DIV/0! | #DIV/0! |  |  |  | 166.6 | #DIV/0! | #DIV/0! | #DIV/0! | #DIV/0! | #DIV/0! | #DIV/0! | #DIV/0! | #DIV/0! | #DIV/0! | #DIV/0! | #DIV/0! | #DIV/0! | #DIV/0! |  |  |  | 166.6 | #DIV/0! | #DIV/0! | #DIV/0! | #DIV/0! | #DIV/0! | #DIV/0! | #DIV/0! | #DIV/0! | #DIV/0! | #DIV/0! | #DIV/0! | #DIV/0! | #DIV/0! |  |  |  | 166.6 | #DIV/0! | #DIV/0! | #DIV/0! | #DIV/0! | #DIV/0! | #DIV/0! | #DIV/0! | #DIV/0! | #DIV/0! | #DIV/0! | #DIV/0! | #DIV/0! | #DIV/0!
[15 empty] | 166.7 | 20.9944 | -88.8126 | 4342.7739 | 3402.1202 | 4342.7739 | 3402.1202 | 9.0538 | 5.3195 | 1 | 1 | 4342.7739 | 3402.1202 |  |  |  |  | 166.7 | #DIV/0! | #DIV/0! | #DIV/0! | #DIV/0! | #DIV/0! | #DIV/0! | #DIV/0! | #DIV/0! | #DIV/0! | #DIV/0! | #DIV/0! | #DIV/0! | #DIV/0! |  |  |  | 166.7 | #DIV/0! | #DIV/0! | #DIV/0! | #DIV/0! | #DIV/0! | #DIV/0! | #DIV/0! | #DIV/0! | #DIV/0! | #DIV/0! | #DIV/0! | #DIV/0! | #DIV/0! |  |  |  | 166.7 | #DIV/0! | #DIV/0! | #DIV/0! | #DIV/0! | #DIV/0! | #DIV/0! | #DIV/0! | #DIV/0! | #DIV/0! | #DIV/0! | #DIV/0! | #DIV/0! | #DIV/0! |  |  |  | 166.7 | #DIV/0! | #DIV/0! | #DIV/0! | #DIV/0! | #DIV/0! | #DIV/0! | #DIV/0! | #DIV/0! | #DIV/0! | #DIV/0! | #DIV/0! | #DIV/0! | #DIV/0! |  |  |  | 166.7 | #DIV/0! | #DIV/0! | #DIV/0! | #DIV/0! | #DIV/0! | #DIV/0! | #DIV/0! | #DIV/0! | #DIV/0! | #DIV/0! | #DIV/0! | #DIV/0! | #DIV/0! |  |  |  | 166.7 | #DIV/0! | #DIV/0! | #DIV/0! | #DIV/0! | #DIV/0! | #DIV/0! | #DIV/0! | #DIV/0! | #DIV/0! | #DIV/0! | #DIV/0! | #DIV/0! | #DIV/0! |  |  |  | 166.7 | #DIV/0! | #DIV/0! | #DIV/0! | #DIV/0! | #DIV/0! | #DIV/0! | #DIV/0! | #DIV/0! | #DIV/0! | #DIV/0! | #DIV/0! | #DIV/0! | #DIV/0!
[15 empty] | 166.8 | 20.8394 | -88.8491 | 4343.1494 | 3401.881 | 4343.1494 | 3401.881 | 8.9877 | 5.2799 | 1 | 1 | 4343.1494 | 3401.881 |  |  |  |  | 166.8 | #DIV/0! | #DIV/0! | #DIV/0! | #DIV/0! | #DIV/0! | #DIV/0! | #DIV/0! | #DIV/0! | #DIV/0! | #DIV/0! | #DIV/0! | #DIV/0! | #DIV/0! |  |  |  | 166.8 | #DIV/0! | #DIV/0! | #DIV/0! | #DIV/0! | #DIV/0! | #DIV/0! | #DIV/0! | #DIV/0! | #DIV/0! | #DIV/0! | #DIV/0! | #DIV/0! | #DIV/0! |  |  |  | 166.8 | #DIV/0! | #DIV/0! | #DIV/0! | #DIV/0! | #DIV/0! | #DIV/0! | #DIV/0! | #DIV/0! | #DIV/0! | #DIV/0! | #DIV/0! | #DIV/0! | #DIV/0! |  |  |  | 166.8 | #DIV/0! | #DIV/0! | #DIV/0! | #DIV/0! | #DIV/0! | #DIV/0! | #DIV/0! | #DIV/0! | #DIV/0! | #DIV/0! | #DIV/0! | #DIV/0! | #DIV/0! |  |  |  | 166.8 | #DIV/0! | #DIV/0! | #DIV/0! | #DIV/0! | #DIV/0! | #DIV/0! | #DIV/0! | #DIV/0! | #DIV/0! | #DIV/0! | #DIV/0! | #DIV/0! | #DIV/0! |  |  |  | 166.8 | #DIV/0! | #DIV/0! | #DIV/0! | #DIV/0! | #DIV/0! | #DIV/0! | #DIV/0! | #DIV/0! | #DIV/0! | #DIV/0! | #DIV/0! | #DIV/0! | #DIV/0! |  |  |  | 166.8 | #DIV/0! | #DIV/0! | #DIV/0! | #DIV/0! | #DIV/0! | #DIV/0! | #DIV/0! | #DIV/0! | #DIV/0! | #DIV/0! | #DIV/0! | #DIV/0! | #DIV/0!
[15 empty] | 166.9 | 20.6843 | -88.8853 | 4343.5222 | 3401.6436 | 4343.5222 | 3401.6436 | 8.9215 | 5.2402 | 1 | 1 | 4343.5222 | 3401.6436 |  |  |  |  | 166.9 | #DIV/0! | #DIV/0! | #DIV/0! | #DIV/0! | #DIV/0! | #DIV/0! | #DIV/0! | #DIV/0! | #DIV/0! | #DIV/0! | #DIV/0! | #DIV/0! | #DIV/0! |  |  |  | 166.9 | #DIV/0! | #DIV/0! | #DIV/0! | #DIV/0! | #DIV/0! | #DIV/0! | #DIV/0! | #DIV/0! | #DIV/0! | #DIV/0! | #DIV/0! | #DIV/0! | #DIV/0! |  |  |  | 166.9 | #DIV/0! | #DIV/0! | #DIV/0! | #DIV/0! | #DIV/0! | #DIV/0! | #DIV/0! | #DIV/0! | #DIV/0! | #DIV/0! | #DIV/0! | #DIV/0! | #DIV/0! |  |  |  | 166.9 | #DIV/0! | #DIV/0! | #DIV/0! | #DIV/0! | #DIV/0! | #DIV/0! | #DIV/0! | #DIV/0! | #DIV/0! | #DIV/0! | #DIV/0! | #DIV/0! | #DIV/0! |  |  |  | 166.9 | #DIV/0! | #DIV/0! | #DIV/0! | #DIV/0! | #DIV/0! | #DIV/0! | #DIV/0! | #DIV/0! | #DIV/0! | #DIV/0! | #DIV/0! | #DIV/0! | #DIV/0! |  |  |  | 166.9 | #DIV/0! | #DIV/0! | #DIV/0! | #DIV/0! | #DIV/0! | #DIV/0! | #DIV/0! | #DIV/0! | #DIV/0! | #DIV/0! | #DIV/0! | #DIV/0! | #DIV/0! |  |  |  | 166.9 | #DIV/0! | #DIV/0! | #DIV/0! | #DIV/0! | #DIV/0! | #DIV/0! | #DIV/0! | #DIV/0! | #DIV/0! | #DIV/0! | #DIV/0! | #DIV/0! | #DIV/0!
[15 empty] | 167 | 20.5291 | -88.9213 | 4343.8922 | 3401.408 | 4343.8922 | 3401.408 | 8.8554 | 5.2005 | 1 | 1 | 4343.8922 | 3401.408 |  |  |  |  | 167 | #DIV/0! | #DIV/0! | #DIV/0! | #DIV/0! | #DIV/0! | #DIV/0! | #DIV/0! | #DIV/0! | #DIV/0! | #DIV/0! | #DIV/0! | #DIV/0! | #DIV/0! |  |  |  | 167 | #DIV/0! | #DIV/0! | #DIV/0! | #DIV/0! | #DIV/0! | #DIV/0! | #DIV/0! | #DIV/0! | #DIV/0! | #DIV/0! | #DIV/0! | #DIV/0! | #DIV/0! |  |  |  | 167 | #DIV/0! | #DIV/0! | #DIV/0! | #DIV/0! | #DIV/0! | #DIV/0! | #DIV/0! | #DIV/0! | #DIV/0! | #DIV/0! | #DIV/0! | #DIV/0! | #DIV/0! |  |  |  | 167 | #DIV/0! | #DIV/0! | #DIV/0! | #DIV/0! | #DIV/0! | #DIV/0! | #DIV/0! | #DIV/0! | #DIV/0! | #DIV/0! | #DIV/0! | #DIV/0! | #DIV/0! |  |  |  | 167 | #DIV/0! | #DIV/0! | #DIV/0! | #DIV/0! | #DIV/0! | #DIV/0! | #DIV/0! | #DIV/0! | #DIV/0! | #DIV/0! | #DIV/0! | #DIV/0! | #DIV/0! |  |  |  | 167 | #DIV/0! | #DIV/0! | #DIV/0! | #DIV/0! | #DIV/0! | #DIV/0! | #DIV/0! | #DIV/0! | #DIV/0! | #DIV/0! | #DIV/0! | #DIV/0! | #DIV/0! |  |  |  | 167 | #DIV/0! | #DIV/0! | #DIV/0! | #DIV/0! | #DIV/0! | #DIV/0! | #DIV/0! | #DIV/0! | #DIV/0! | #DIV/0! | #DIV/0! | #DIV/0! | #DIV/0!
[15 empty] | 167.1 | 20.3739 | -88.957 | 4344.2595 | 3401.1743 | 4344.2595 | 3401.1743 | 8.7892 | 5.1609 | 1 | 1 | 4344.2595 | 3401.1743 |  |  |  |  | 167.1 | #DIV/0! | #DIV/0! | #DIV/0! | #DIV/0! | #DIV/0! | #DIV/0! | #DIV/0! | #DIV/0! | #DIV/0! | #DIV/0! | #DIV/0! | #DIV/0! | #DIV/0! |  |  |  | 167.1 | #DIV/0! | #DIV/0! | #DIV/0! | #DIV/0! | #DIV/0! | #DIV/0! | #DIV/0! | #DIV/0! | #DIV/0! | #DIV/0! | #DIV/0! | #DIV/0! | #DIV/0! |  |  |  | 167.1 | #DIV/0! | #DIV/0! | #DIV/0! | #DIV/0! | #DIV/0! | #DIV/0! | #DIV/0! | #DIV/0! | #DIV/0! | #DIV/0! | #DIV/0! | #DIV/0! | #DIV/0! |  |  |  | 167.1 | #DIV/0! | #DIV/0! | #DIV/0! | #DIV/0! | #DIV/0! | #DIV/0! | #DIV/0! | #DIV/0! | #DIV/0! | #DIV/0! | #DIV/0! | #DIV/0! | #DIV/0! |  |  |  | 167.1 | #DIV/0! | #DIV/0! | #DIV/0! | #DIV/0! | #DIV/0! | #DIV/0! | #DIV/0! | #DIV/0! | #DIV/0! | #DIV/0! | #DIV/0! | #DIV/0! | #DIV/0! |  |  |  | 167.1 | #DIV/0! | #DIV/0! | #DIV/0! | #DIV/0! | #DIV/0! | #DIV/0! | #DIV/0! | #DIV/0! | #DIV/0! | #DIV/0! | #DIV/0! | #DIV/0! | #DIV/0! |  |  |  | 167.1 | #DIV/0! | #DIV/0! | #DIV/0! | #DIV/0! | #DIV/0! | #DIV/0! | #DIV/0! | #DIV/0! | #DIV/0! | #DIV/0! | #DIV/0! | #DIV/0! | #DIV/0!
[15 empty] | 167.2 | 20.2186 | -88.9924 | 4344.624 | 3400.9423 | 4344.624 | 3400.9423 | 8.7229 | 5.1212 | 1 | 1 | 4344.624 | 3400.9423 |  |  |  |  | 167.2 | #DIV/0! | #DIV/0! | #DIV/0! | #DIV/0! | #DIV/0! | #DIV/0! | #DIV/0! | #DIV/0! | #DIV/0! | #DIV/0! | #DIV/0! | #DIV/0! | #DIV/0! |  |  |  | 167.2 | #DIV/0! | #DIV/0! | #DIV/0! | #DIV/0! | #DIV/0! | #DIV/0! | #DIV/0! | #DIV/0! | #DIV/0! | #DIV/0! | #DIV/0! | #DIV/0! | #DIV/0! |  |  |  | 167.2 | #DIV/0! | #DIV/0! | #DIV/0! | #DIV/0! | #DIV/0! | #DIV/0! | #DIV/0! | #DIV/0! | #DIV/0! | #DIV/0! | #DIV/0! | #DIV/0! | #DIV/0! |  |  |  | 167.2 | #DIV/0! | #DIV/0! | #DIV/0! | #DIV/0! | #DIV/0! | #DIV/0! | #DIV/0! | #DIV/0! | #DIV/0! | #DIV/0! | #DIV/0! | #DIV/0! | #DIV/0! |  |  |  | 167.2 | #DIV/0! | #DIV/0! | #DIV/0! | #DIV/0! | #DIV/0! | #DIV/0! | #DIV/0! | #DIV/0! | #DIV/0! | #DIV/0! | #DIV/0! | #DIV/0! | #DIV/0! |  |  |  | 167.2 | #DIV/0! | #DIV/0! | #DIV/0! | #DIV/0! | #DIV/0! | #DIV/0! | #DIV/0! | #DIV/0! | #DIV/0! | #DIV/0! | #DIV/0! | #DIV/0! | #DIV/0! |  |  |  | 167.2 | #DIV/0! | #DIV/0! | #DIV/0! | #DIV/0! | #DIV/0! | #DIV/0! | #DIV/0! | #DIV/0! | #DIV/0! | #DIV/0! | #DIV/0! | #DIV/0! | #DIV/0!
[15 empty] | 167.3 | 20.0632 | -89.0275 | 4344.9857 | 3400.7121 | 4344.9857 | 3400.7121 | 8.6566 | 5.0815 | 1 | 1 | 4344.9857 | 3400.7121 |  |  |  |  | 167.3 | #DIV/0! | #DIV/0! | #DIV/0! | #DIV/0! | #DIV/0! | #DIV/0! | #DIV/0! | #DIV/0! | #DIV/0! | #DIV/0! | #DIV/0! | #DIV/0! | #DIV/0! |  |  |  | 167.3 | #DIV/0! | #DIV/0! | #DIV/0! | #DIV/0! | #DIV/0! | #DIV/0! | #DIV/0! | #DIV/0! | #DIV/0! | #DIV/0! | #DIV/0! | #DIV/0! | #DIV/0! |  |  |  | 167.3 | #DIV/0! | #DIV/0! | #DIV/0! | #DIV/0! | #DIV/0! | #DIV/0! | #DIV/0! | #DIV/0! | #DIV/0! | #DIV/0! | #DIV/0! | #DIV/0! | #DIV/0! |  |  |  | 167.3 | #DIV/0! | #DIV/0! | #DIV/0! | #DIV/0! | #DIV/0! | #DIV/0! | #DIV/0! | #DIV/0! | #DIV/0! | #DIV/0! | #DIV/0! | #DIV/0! | #DIV/0! |  |  |  | 167.3 | #DIV/0! | #DIV/0! | #DIV/0! | #DIV/0! | #DIV/0! | #DIV/0! | #DIV/0! | #DIV/0! | #DIV/0! | #DIV/0! | #DIV/0! | #DIV/0! | #DIV/0! |  |  |  | 167.3 | #DIV/0! | #DIV/0! | #DIV/0! | #DIV/0! | #DIV/0! | #DIV/0! | #DIV/0! | #DIV/0! | #DIV/0! | #DIV/0! | #DIV/0! | #DIV/0! | #DIV/0! |  |  |  | 167.3 | #DIV/0! | #DIV/0! | #DIV/0! | #DIV/0! | #DIV/0! | #DIV/0! | #DIV/0! | #DIV/0! | #DIV/0! | #DIV/0! | #DIV/0! | #DIV/0! | #DIV/0!
[15 empty] | 167.4 | 19.9078 | -89.0624 | 4345.3447 | 3400.4837 | 4345.3447 | 3400.4837 | 8.5902 | 5.0418 | 1 | 1 | 4345.3447 | 3400.4837 |  |  |  |  | 167.4 | #DIV/0! | #DIV/0! | #DIV/0! | #DIV/0! | #DIV/0! | #DIV/0! | #DIV/0! | #DIV/0! | #DIV/0! | #DIV/0! | #DIV/0! | #DIV/0! | #DIV/0! |  |  |  | 167.4 | #DIV/0! | #DIV/0! | #DIV/0! | #DIV/0! | #DIV/0! | #DIV/0! | #DIV/0! | #DIV/0! | #DIV/0! | #DIV/0! | #DIV/0! | #DIV/0! | #DIV/0! |  |  |  | 167.4 | #DIV/0! | #DIV/0! | #DIV/0! | #DIV/0! | #DIV/0! | #DIV/0! | #DIV/0! | #DIV/0! | #DIV/0! | #DIV/0! | #DIV/0! | #DIV/0! | #DIV/0! |  |  |  | 167.4 | #DIV/0! | #DIV/0! | #DIV/0! | #DIV/0! | #DIV/0! | #DIV/0! | #DIV/0! | #DIV/0! | #DIV/0! | #DIV/0! | #DIV/0! | #DIV/0! | #DIV/0! |  |  |  | 167.4 | #DIV/0! | #DIV/0! | #DIV/0! | #DIV/0! | #DIV/0! | #DIV/0! | #DIV/0! | #DIV/0! | #DIV/0! | #DIV/0! | #DIV/0! | #DIV/0! | #DIV/0! |  |  |  | 167.4 | #DIV/0! | #DIV/0! | #DIV/0! | #DIV/0! | #DIV/0! | #DIV/0! | #DIV/0! | #DIV/0! | #DIV/0! | #DIV/0! | #DIV/0! | #DIV/0! | #DIV/0! |  |  |  | 167.4 | #DIV/0! | #DIV/0! | #DIV/0! | #DIV/0! | #DIV/0! | #DIV/0! | #DIV/0! | #DIV/0! | #DIV/0! | #DIV/0! | #DIV/0! | #DIV/0! | #DIV/0!
[15 empty] | 167.5 | 19.7523 | -89.097 | 4345.7009 | 3400.2571 | 4345.7009 | 3400.2571 | 8.5239 | 5.0021 | 1 | 1 | 4345.7009 | 3400.2571 |  |  |  |  | 167.5 | #DIV/0! | #DIV/0! | #DIV/0! | #DIV/0! | #DIV/0! | #DIV/0! | #DIV/0! | #DIV/0! | #DIV/0! | #DIV/0! | #DIV/0! | #DIV/0! | #DIV/0! |  |  |  | 167.5 | #DIV/0! | #DIV/0! | #DIV/0! | #DIV/0! | #DIV/0! | #DIV/0! | #DIV/0! | #DIV/0! | #DIV/0! | #DIV/0! | #DIV/0! | #DIV/0! | #DIV/0! |  |  |  | 167.5 | #DIV/0! | #DIV/0! | #DIV/0! | #DIV/0! | #DIV/0! | #DIV/0! | #DIV/0! | #DIV/0! | #DIV/0! | #DIV/0! | #DIV/0! | #DIV/0! | #DIV/0! |  |  |  | 167.5 | #DIV/0! | #DIV/0! | #DIV/0! | #DIV/0! | #DIV/0! | #DIV/0! | #DIV/0! | #DIV/0! | #DIV/0! | #DIV/0! | #DIV/0! | #DIV/0! | #DIV/0! |  |  |  | 167.5 | #DIV/0! | #DIV/0! | #DIV/0! | #DIV/0! | #DIV/0! | #DIV/0! | #DIV/0! | #DIV/0! | #DIV/0! | #DIV/0! | #DIV/0! | #DIV/0! | #DIV/0! |  |  |  | 167.5 | #DIV/0! | #DIV/0! | #DIV/0! | #DIV/0! | #DIV/0! | #DIV/0! | #DIV/0! | #DIV/0! | #DIV/0! | #DIV/0! | #DIV/0! | #DIV/0! | #DIV/0! |  |  |  | 167.5 | #DIV/0! | #DIV/0! | #DIV/0! | #DIV/0! | #DIV/0! | #DIV/0! | #DIV/0! | #DIV/0! | #DIV/0! | #DIV/0! | #DIV/0! | #DIV/0! | #DIV/0!
[15 empty] | 167.6 | 19.5968 | -89.1314 | 4346.0543 | 3400.0323 | 4346.0543 | 3400.0323 | 8.4574 | 4.9624 | 1 | 1 | 4346.0543 | 3400.0323 |  |  |  |  | 167.6 | #DIV/0! | #DIV/0! | #DIV/0! | #DIV/0! | #DIV/0! | #DIV/0! | #DIV/0! | #DIV/0! | #DIV/0! | #DIV/0! | #DIV/0! | #DIV/0! | #DIV/0! |  |  |  | 167.6 | #DIV/0! | #DIV/0! | #DIV/0! | #DIV/0! | #DIV/0! | #DIV/0! | #DIV/0! | #DIV/0! | #DIV/0! | #DIV/0! | #DIV/0! | #DIV/0! | #DIV/0! |  |  |  | 167.6 | #DIV/0! | #DIV/0! | #DIV/0! | #DIV/0! | #DIV/0! | #DIV/0! | #DIV/0! | #DIV/0! | #DIV/0! | #DIV/0! | #DIV/0! | #DIV/0! | #DIV/0! |  |  |  | 167.6 | #DIV/0! | #DIV/0! | #DIV/0! | #DIV/0! | #DIV/0! | #DIV/0! | #DIV/0! | #DIV/0! | #DIV/0! | #DIV/0! | #DIV/0! | #DIV/0! | #DIV/0! |  |  |  | 167.6 | #DIV/0! | #DIV/0! | #DIV/0! | #DIV/0! | #DIV/0! | #DIV/0! | #DIV/0! | #DIV/0! | #DIV/0! | #DIV/0! | #DIV/0! | #DIV/0! | #DIV/0! |  |  |  | 167.6 | #DIV/0! | #DIV/0! | #DIV/0! | #DIV/0! | #DIV/0! | #DIV/0! | #DIV/0! | #DIV/0! | #DIV/0! | #DIV/0! | #DIV/0! | #DIV/0! | #DIV/0! |  |  |  | 167.6 | #DIV/0! | #DIV/0! | #DIV/0! | #DIV/0! | #DIV/0! | #DIV/0! | #DIV/0! | #DIV/0! | #DIV/0! | #DIV/0! | #DIV/0! | #DIV/0! | #DIV/0!
[15 empty] | 167.7 | 19.4412 | -89.1654 | 4346.405 | 3399.8093 | 4346.405 | 3399.8093 | 8.391 | 4.9226 | 1 | 1 | 4346.405 | 3399.8093 |  |  |  |  | 167.7 | #DIV/0! | #DIV/0! | #DIV/0! | #DIV/0! | #DIV/0! | #DIV/0! | #DIV/0! | #DIV/0! | #DIV/0! | #DIV/0! | #DIV/0! | #DIV/0! | #DIV/0! |  |  |  | 167.7 | #DIV/0! | #DIV/0! | #DIV/0! | #DIV/0! | #DIV/0! | #DIV/0! | #DIV/0! | #DIV/0! | #DIV/0! | #DIV/0! | #DIV/0! | #DIV/0! | #DIV/0! |  |  |  | 167.7 | #DIV/0! | #DIV/0! | #DIV/0! | #DIV/0! | #DIV/0! | #DIV/0! | #DIV/0! | #DIV/0! | #DIV/0! | #DIV/0! | #DIV/0! | #DIV/0! | #DIV/0! |  |  |  | 167.7 | #DIV/0! | #DIV/0! | #DIV/0! | #DIV/0! | #DIV/0! | #DIV/0! | #DIV/0! | #DIV/0! | #DIV/0! | #DIV/0! | #DIV/0! | #DIV/0! | #DIV/0! |  |  |  | 167.7 | #DIV/0! | #DIV/0! | #DIV/0! | #DIV/0! | #DIV/0! | #DIV/0! | #DIV/0! | #DIV/0! | #DIV/0! | #DIV/0! | #DIV/0! | #DIV/0! | #DIV/0! |  |  |  | 167.7 | #DIV/0! | #DIV/0! | #DIV/0! | #DIV/0! | #DIV/0! | #DIV/0! | #DIV/0! | #DIV/0! | #DIV/0! | #DIV/0! | #DIV/0! | #DIV/0! | #DIV/0! |  |  |  | 167.7 | #DIV/0! | #DIV/0! | #DIV/0! | #DIV/0! | #DIV/0! | #DIV/0! | #DIV/0! | #DIV/0! | #DIV/0! | #DIV/0! | #DIV/0! | #DIV/0! | #DIV/0!
[15 empty] | 167.8 | 19.2856 | -89.1992 | 4346.7528 | 3399.5881 | 4346.7528 | 3399.5881 | 8.3244 | 4.8829 | 1 | 1 | 4346.7528 | 3399.5881 |  |  |  |  | 167.8 | #DIV/0! | #DIV/0! | #DIV/0! | #DIV/0! | #DIV/0! | #DIV/0! | #DIV/0! | #DIV/0! | #DIV/0! | #DIV/0! | #DIV/0! | #DIV/0! | #DIV/0! |  |  |  | 167.8 | #DIV/0! | #DIV/0! | #DIV/0! | #DIV/0! | #DIV/0! | #DIV/0! | #DIV/0! | #DIV/0! | #DIV/0! | #DIV/0! | #DIV/0! | #DIV/0! | #DIV/0! |  |  |  | 167.8 | #DIV/0! | #DIV/0! | #DIV/0! | #DIV/0! | #DIV/0! | #DIV/0! | #DIV/0! | #DIV/0! | #DIV/0! | #DIV/0! | #DIV/0! | #DIV/0! | #DIV/0! |  |  |  | 167.8 | #DIV/0! | #DIV/0! | #DIV/0! | #DIV/0! | #DIV/0! | #DIV/0! | #DIV/0! | #DIV/0! | #DIV/0! | #DIV/0! | #DIV/0! | #DIV/0! | #DIV/0! |  |  |  | 167.8 | #DIV/0! | #DIV/0! | #DIV/0! | #DIV/0! | #DIV/0! | #DIV/0! | #DIV/0! | #DIV/0! | #DIV/0! | #DIV/0! | #DIV/0! | #DIV/0! | #DIV/0! |  |  |  | 167.8 | #DIV/0! | #DIV/0! | #DIV/0! | #DIV/0! | #DIV/0! | #DIV/0! | #DIV/0! | #DIV/0! | #DIV/0! | #DIV/0! | #DIV/0! | #DIV/0! | #DIV/0! |  |  |  | 167.8 | #DIV/0! | #DIV/0! | #DIV/0! | #DIV/0! | #DIV/0! | #DIV/0! | #DIV/0! | #DIV/0! | #DIV/0! | #DIV/0! | #DIV/0! | #DIV/0! | #DIV/0!
[15 empty] | 167.9 | 19.1298 | -89.2328 | 4347.098 | 3399.3687 | 4347.098 | 3399.3687 | 8.2579 | 4.8432 | 1 | 1 | 4347.098 | 3399.3687 |  |  |  |  | 167.9 | #DIV/0! | #DIV/0! | #DIV/0! | #DIV/0! | #DIV/0! | #DIV/0! | #DIV/0! | #DIV/0! | #DIV/0! | #DIV/0! | #DIV/0! | #DIV/0! | #DIV/0! |  |  |  | 167.9 | #DIV/0! | #DIV/0! | #DIV/0! | #DIV/0! | #DIV/0! | #DIV/0! | #DIV/0! | #DIV/0! | #DIV/0! | #DIV/0! | #DIV/0! | #DIV/0! | #DIV/0! |  |  |  | 167.9 | #DIV/0! | #DIV/0! | #DIV/0! | #DIV/0! | #DIV/0! | #DIV/0! | #DIV/0! | #DIV/0! | #DIV/0! | #DIV/0! | #DIV/0! | #DIV/0! | #DIV/0! |  |  |  | 167.9 | #DIV/0! | #DIV/0! | #DIV/0! | #DIV/0! | #DIV/0! | #DIV/0! | #DIV/0! | #DIV/0! | #DIV/0! | #DIV/0! | #DIV/0! | #DIV/0! | #DIV/0! |  |  |  | 167.9 | #DIV/0! | #DIV/0! | #DIV/0! | #DIV/0! | #DIV/0! | #DIV/0! | #DIV/0! | #DIV/0! | #DIV/0! | #DIV/0! | #DIV/0! | #DIV/0! | #DIV/0! |  |  |  | 167.9 | #DIV/0! | #DIV/0! | #DIV/0! | #DIV/0! | #DIV/0! | #DIV/0! | #DIV/0! | #DIV/0! | #DIV/0! | #DIV/0! | #DIV/0! | #DIV/0! | #DIV/0! |  |  |  | 167.9 | #DIV/0! | #DIV/0! | #DIV/0! | #DIV/0! | #DIV/0! | #DIV/0! | #DIV/0! | #DIV/0! | #DIV/0! | #DIV/0! | #DIV/0! | #DIV/0! | #DIV/0!
[15 empty] | 168 | 18.9741 | -89.266 | 4347.4403 | 3399.1511 | 4347.4403 | 3399.1511 | 8.1913 | 4.8034 | 1 | 1 | 4347.4403 | 3399.1511 |  |  |  |  | 168 | #DIV/0! | #DIV/0! | #DIV/0! | #DIV/0! | #DIV/0! | #DIV/0! | #DIV/0! | #DIV/0! | #DIV/0! | #DIV/0! | #DIV/0! | #DIV/0! | #DIV/0! |  |  |  | 168 | #DIV/0! | #DIV/0! | #DIV/0! | #DIV/0! | #DIV/0! | #DIV/0! | #DIV/0! | #DIV/0! | #DIV/0! | #DIV/0! | #DIV/0! | #DIV/0! | #DIV/0! |  |  |  | 168 | #DIV/0! | #DIV/0! | #DIV/0! | #DIV/0! | #DIV/0! | #DIV/0! | #DIV/0! | #DIV/0! | #DIV/0! | #DIV/0! | #DIV/0! | #DIV/0! | #DIV/0! |  |  |  | 168 | #DIV/0! | #DIV/0! | #DIV/0! | #DIV/0! | #DIV/0! | #DIV/0! | #DIV/0! | #DIV/0! | #DIV/0! | #DIV/0! | #DIV/0! | #DIV/0! | #DIV/0! |  |  |  | 168 | #DIV/0! | #DIV/0! | #DIV/0! | #DIV/0! | #DIV/0! | #DIV/0! | #DIV/0! | #DIV/0! | #DIV/0! | #DIV/0! | #DIV/0! | #DIV/0! | #DIV/0! |  |  |  | 168 | #DIV/0! | #DIV/0! | #DIV/0! | #DIV/0! | #DIV/0! | #DIV/0! | #DIV/0! | #DIV/0! | #DIV/0! | #DIV/0! | #DIV/0! | #DIV/0! | #DIV/0! |  |  |  | 168 | #DIV/0! | #DIV/0! | #DIV/0! | #DIV/0! | #DIV/0! | #DIV/0! | #DIV/0! | #DIV/0! | #DIV/0! | #DIV/0! | #DIV/0! | #DIV/0! | #DIV/0!
[15 empty] | 168.1 | 18.8182 | -89.299 | 4347.7799 | 3398.9353 | 4347.7799 | 3398.9353 | 8.1246 | 4.7637 | 1 | 1 | 4347.7799 | 3398.9353 |  |  |  |  | 168.1 | #DIV/0! | #DIV/0! | #DIV/0! | #DIV/0! | #DIV/0! | #DIV/0! | #DIV/0! | #DIV/0! | #DIV/0! | #DIV/0! | #DIV/0! | #DIV/0! | #DIV/0! |  |  |  | 168.1 | #DIV/0! | #DIV/0! | #DIV/0! | #DIV/0! | #DIV/0! | #DIV/0! | #DIV/0! | #DIV/0! | #DIV/0! | #DIV/0! | #DIV/0! | #DIV/0! | #DIV/0! |  |  |  | 168.1 | #DIV/0! | #DIV/0! | #DIV/0! | #DIV/0! | #DIV/0! | #DIV/0! | #DIV/0! | #DIV/0! | #DIV/0! | #DIV/0! | #DIV/0! | #DIV/0! | #DIV/0! |  |  |  | 168.1 | #DIV/0! | #DIV/0! | #DIV/0! | #DIV/0! | #DIV/0! | #DIV/0! | #DIV/0! | #DIV/0! | #DIV/0! | #DIV/0! | #DIV/0! | #DIV/0! | #DIV/0! |  |  |  | 168.1 | #DIV/0! | #DIV/0! | #DIV/0! | #DIV/0! | #DIV/0! | #DIV/0! | #DIV/0! | #DIV/0! | #DIV/0! | #DIV/0! | #DIV/0! | #DIV/0! | #DIV/0! |  |  |  | 168.1 | #DIV/0! | #DIV/0! | #DIV/0! | #DIV/0! | #DIV/0! | #DIV/0! | #DIV/0! | #DIV/0! | #DIV/0! | #DIV/0! | #DIV/0! | #DIV/0! | #DIV/0! |  |  |  | 168.1 | #DIV/0! | #DIV/0! | #DIV/0! | #DIV/0! | #DIV/0! | #DIV/0! | #DIV/0! | #DIV/0! | #DIV/0! | #DIV/0! | #DIV/0! | #DIV/0! | #DIV/0!
[15 empty] | 168.2 | 18.6624 | -89.3317 | 4348.1166 | 3398.7213 | 4348.1166 | 3398.7213 | 8.058 | 4.7239 | 1 | 1 | 4348.1166 | 3398.7213 |  |  |  |  | 168.2 | #DIV/0! | #DIV/0! | #DIV/0! | #DIV/0! | #DIV/0! | #DIV/0! | #DIV/0! | #DIV/0! | #DIV/0! | #DIV/0! | #DIV/0! | #DIV/0! | #DIV/0! |  |  |  | 168.2 | #DIV/0! | #DIV/0! | #DIV/0! | #DIV/0! | #DIV/0! | #DIV/0! | #DIV/0! | #DIV/0! | #DIV/0! | #DIV/0! | #DIV/0! | #DIV/0! | #DIV/0! |  |  |  | 168.2 | #DIV/0! | #DIV/0! | #DIV/0! | #DIV/0! | #DIV/0! | #DIV/0! | #DIV/0! | #DIV/0! | #DIV/0! | #DIV/0! | #DIV/0! | #DIV/0! | #DIV/0! |  |  |  | 168.2 | #DIV/0! | #DIV/0! | #DIV/0! | #DIV/0! | #DIV/0! | #DIV/0! | #DIV/0! | #DIV/0! | #DIV/0! | #DIV/0! | #DIV/0! | #DIV/0! | #DIV/0! |  |  |  | 168.2 | #DIV/0! | #DIV/0! | #DIV/0! | #DIV/0! | #DIV/0! | #DIV/0! | #DIV/0! | #DIV/0! | #DIV/0! | #DIV/0! | #DIV/0! | #DIV/0! | #DIV/0! |  |  |  | 168.2 | #DIV/0! | #DIV/0! | #DIV/0! | #DIV/0! | #DIV/0! | #DIV/0! | #DIV/0! | #DIV/0! | #DIV/0! | #DIV/0! | #DIV/0! | #DIV/0! | #DIV/0! |  |  |  | 168.2 | #DIV/0! | #DIV/0! | #DIV/0! | #DIV/0! | #DIV/0! | #DIV/0! | #DIV/0! | #DIV/0! | #DIV/0! | #DIV/0! | #DIV/0! | #DIV/0! | #DIV/0!
[15 empty] | 168.3 | 18.5064 | -89.3641 | 4348.4506 | 3398.5091 | 4348.4506 | 3398.5091 | 7.9913 | 4.6841 | 1 | 1 | 4348.4506 | 3398.5091 |  |  |  |  | 168.3 | #DIV/0! | #DIV/0! | #DIV/0! | #DIV/0! | #DIV/0! | #DIV/0! | #DIV/0! | #DIV/0! | #DIV/0! | #DIV/0! | #DIV/0! | #DIV/0! | #DIV/0! |  |  |  | 168.3 | #DIV/0! | #DIV/0! | #DIV/0! | #DIV/0! | #DIV/0! | #DIV/0! | #DIV/0! | #DIV/0! | #DIV/0! | #DIV/0! | #DIV/0! | #DIV/0! | #DIV/0! |  |  |  | 168.3 | #DIV/0! | #DIV/0! | #DIV/0! | #DIV/0! | #DIV/0! | #DIV/0! | #DIV/0! | #DIV/0! | #DIV/0! | #DIV/0! | #DIV/0! | #DIV/0! | #DIV/0! |  |  |  | 168.3 | #DIV/0! | #DIV/0! | #DIV/0! | #DIV/0! | #DIV/0! | #DIV/0! | #DIV/0! | #DIV/0! | #DIV/0! | #DIV/0! | #DIV/0! | #DIV/0! | #DIV/0! |  |  |  | 168.3 | #DIV/0! | #DIV/0! | #DIV/0! | #DIV/0! | #DIV/0! | #DIV/0! | #DIV/0! | #DIV/0! | #DIV/0! | #DIV/0! | #DIV/0! | #DIV/0! | #DIV/0! |  |  |  | 168.3 | #DIV/0! | #DIV/0! | #DIV/0! | #DIV/0! | #DIV/0! | #DIV/0! | #DIV/0! | #DIV/0! | #DIV/0! | #DIV/0! | #DIV/0! | #DIV/0! | #DIV/0! |  |  |  | 168.3 | #DIV/0! | #DIV/0! | #DIV/0! | #DIV/0! | #DIV/0! | #DIV/0! | #DIV/0! | #DIV/0! | #DIV/0! | #DIV/0! | #DIV/0! | #DIV/0! | #DIV/0!
[15 empty] | 168.4 | 18.3504 | -89.3963 | 4348.7819 | 3398.2987 | 4348.7819 | 3398.2987 | 7.9245 | 4.6444 | 1 | 1 | 4348.7819 | 3398.2987 |  |  |  |  | 168.4 | #DIV/0! | #DIV/0! | #DIV/0! | #DIV/0! | #DIV/0! | #DIV/0! | #DIV/0! | #DIV/0! | #DIV/0! | #DIV/0! | #DIV/0! | #DIV/0! | #DIV/0! |  |  |  | 168.4 | #DIV/0! | #DIV/0! | #DIV/0! | #DIV/0! | #DIV/0! | #DIV/0! | #DIV/0! | #DIV/0! | #DIV/0! | #DIV/0! | #DIV/0! | #DIV/0! | #DIV/0! |  |  |  | 168.4 | #DIV/0! | #DIV/0! | #DIV/0! | #DIV/0! | #DIV/0! | #DIV/0! | #DIV/0! | #DIV/0! | #DIV/0! | #DIV/0! | #DIV/0! | #DIV/0! | #DIV/0! |  |  |  | 168.4 | #DIV/0! | #DIV/0! | #DIV/0! | #DIV/0! | #DIV/0! | #DIV/0! | #DIV/0! | #DIV/0! | #DIV/0! | #DIV/0! | #DIV/0! | #DIV/0! | #DIV/0! |  |  |  | 168.4 | #DIV/0! | #DIV/0! | #DIV/0! | #DIV/0! | #DIV/0! | #DIV/0! | #DIV/0! | #DIV/0! | #DIV/0! | #DIV/0! | #DIV/0! | #DIV/0! | #DIV/0! |  |  |  | 168.4 | #DIV/0! | #DIV/0! | #DIV/0! | #DIV/0! | #DIV/0! | #DIV/0! | #DIV/0! | #DIV/0! | #DIV/0! | #DIV/0! | #DIV/0! | #DIV/0! | #DIV/0! |  |  |  | 168.4 | #DIV/0! | #DIV/0! | #DIV/0! | #DIV/0! | #DIV/0! | #DIV/0! | #DIV/0! | #DIV/0! | #DIV/0! | #DIV/0! | #DIV/0! | #DIV/0! | #DIV/0!
[15 empty] | 168.5 | 18.1944 | -89.4282 | 4349.1103 | 3398.0901 | 4349.1103 | 3398.0901 | 7.8577 | 4.6046 | 1 | 1 | 4349.1103 | 3398.0901 |  |  |  |  | 168.5 | #DIV/0! | #DIV/0! | #DIV/0! | #DIV/0! | #DIV/0! | #DIV/0! | #DIV/0! | #DIV/0! | #DIV/0! | #DIV/0! | #DIV/0! | #DIV/0! | #DIV/0! |  |  |  | 168.5 | #DIV/0! | #DIV/0! | #DIV/0! | #DIV/0! | #DIV/0! | #DIV/0! | #DIV/0! | #DIV/0! | #DIV/0! | #DIV/0! | #DIV/0! | #DIV/0! | #DIV/0! |  |  |  | 168.5 | #DIV/0! | #DIV/0! | #DIV/0! | #DIV/0! | #DIV/0! | #DIV/0! | #DIV/0! | #DIV/0! | #DIV/0! | #DIV/0! | #DIV/0! | #DIV/0! | #DIV/0! |  |  |  | 168.5 | #DIV/0! | #DIV/0! | #DIV/0! | #DIV/0! | #DIV/0! | #DIV/0! | #DIV/0! | #DIV/0! | #DIV/0! | #DIV/0! | #DIV/0! | #DIV/0! | #DIV/0! |  |  |  | 168.5 | #DIV/0! | #DIV/0! | #DIV/0! | #DIV/0! | #DIV/0! | #DIV/0! | #DIV/0! | #DIV/0! | #DIV/0! | #DIV/0! | #DIV/0! | #DIV/0! | #DIV/0! |  |  |  | 168.5 | #DIV/0! | #DIV/0! | #DIV/0! | #DIV/0! | #DIV/0! | #DIV/0! | #DIV/0! | #DIV/0! | #DIV/0! | #DIV/0! | #DIV/0! | #DIV/0! | #DIV/0! |  |  |  | 168.5 | #DIV/0! | #DIV/0! | #DIV/0! | #DIV/0! | #DIV/0! | #DIV/0! | #DIV/0! | #DIV/0! | #DIV/0! | #DIV/0! | #DIV/0! | #DIV/0! | #DIV/0!
[15 empty] | 168.6 | 18.0383 | -89.4598 | 4349.436 | 3397.8833 | 4349.436 | 3397.8833 | 7.7909 | 4.5648 | 1 | 1 | 4349.436 | 3397.8833 |  |  |  |  | 168.6 | #DIV/0! | #DIV/0! | #DIV/0! | #DIV/0! | #DIV/0! | #DIV/0! | #DIV/0! | #DIV/0! | #DIV/0! | #DIV/0! | #DIV/0! | #DIV/0! | #DIV/0! |  |  |  | 168.6 | #DIV/0! | #DIV/0! | #DIV/0! | #DIV/0! | #DIV/0! | #DIV/0! | #DIV/0! | #DIV/0! | #DIV/0! | #DIV/0! | #DIV/0! | #DIV/0! | #DIV/0! |  |  |  | 168.6 | #DIV/0! | #DIV/0! | #DIV/0! | #DIV/0! | #DIV/0! | #DIV/0! | #DIV/0! | #DIV/0! | #DIV/0! | #DIV/0! | #DIV/0! | #DIV/0! | #DIV/0! |  |  |  | 168.6 | #DIV/0! | #DIV/0! | #DIV/0! | #DIV/0! | #DIV/0! | #DIV/0! | #DIV/0! | #DIV/0! | #DIV/0! | #DIV/0! | #DIV/0! | #DIV/0! | #DIV/0! |  |  |  | 168.6 | #DIV/0! | #DIV/0! | #DIV/0! | #DIV/0! | #DIV/0! | #DIV/0! | #DIV/0! | #DIV/0! | #DIV/0! | #DIV/0! | #DIV/0! | #DIV/0! | #DIV/0! |  |  |  | 168.6 | #DIV/0! | #DIV/0! | #DIV/0! | #DIV/0! | #DIV/0! | #DIV/0! | #DIV/0! | #DIV/0! | #DIV/0! | #DIV/0! | #DIV/0! | #DIV/0! | #DIV/0! |  |  |  | 168.6 | #DIV/0! | #DIV/0! | #DIV/0! | #DIV/0! | #DIV/0! | #DIV/0! | #DIV/0! | #DIV/0! | #DIV/0! | #DIV/0! | #DIV/0! | #DIV/0! | #DIV/0!
[15 empty] | 168.7 | 17.8821 | -89.4911 | 4349.7588 | 3397.6783 | 4349.7588 | 3397.6783 | 7.724 | 4.525 | 1 | 1 | 4349.7588 | 3397.6783 |  |  |  |  | 168.7 | #DIV/0! | #DIV/0! | #DIV/0! | #DIV/0! | #DIV/0! | #DIV/0! | #DIV/0! | #DIV/0! | #DIV/0! | #DIV/0! | #DIV/0! | #DIV/0! | #DIV/0! |  |  |  | 168.7 | #DIV/0! | #DIV/0! | #DIV/0! | #DIV/0! | #DIV/0! | #DIV/0! | #DIV/0! | #DIV/0! | #DIV/0! | #DIV/0! | #DIV/0! | #DIV/0! | #DIV/0! |  |  |  | 168.7 | #DIV/0! | #DIV/0! | #DIV/0! | #DIV/0! | #DIV/0! | #DIV/0! | #DIV/0! | #DIV/0! | #DIV/0! | #DIV/0! | #DIV/0! | #DIV/0! | #DIV/0! |  |  |  | 168.7 | #DIV/0! | #DIV/0! | #DIV/0! | #DIV/0! | #DIV/0! | #DIV/0! | #DIV/0! | #DIV/0! | #DIV/0! | #DIV/0! | #DIV/0! | #DIV/0! | #DIV/0! |  |  |  | 168.7 | #DIV/0! | #DIV/0! | #DIV/0! | #DIV/0! | #DIV/0! | #DIV/0! | #DIV/0! | #DIV/0! | #DIV/0! | #DIV/0! | #DIV/0! | #DIV/0! | #DIV/0! |  |  |  | 168.7 | #DIV/0! | #DIV/0! | #DIV/0! | #DIV/0! | #DIV/0! | #DIV/0! | #DIV/0! | #DIV/0! | #DIV/0! | #DIV/0! | #DIV/0! | #DIV/0! | #DIV/0! |  |  |  | 168.7 | #DIV/0! | #DIV/0! | #DIV/0! | #DIV/0! | #DIV/0! | #DIV/0! | #DIV/0! | #DIV/0! | #DIV/0! | #DIV/0! | #DIV/0! | #DIV/0! | #DIV/0!
[15 empty] | 168.8 | 17.7259 | -89.5222 | 4350.0789 | 3397.4751 | 4350.0789 | 3397.4751 | 7.6571 | 4.4852 | 1 | 1 | 4350.0789 | 3397.4751 |  |  |  |  | 168.8 | #DIV/0! | #DIV/0! | #DIV/0! | #DIV/0! | #DIV/0! | #DIV/0! | #DIV/0! | #DIV/0! | #DIV/0! | #DIV/0! | #DIV/0! | #DIV/0! | #DIV/0! |  |  |  | 168.8 | #DIV/0! | #DIV/0! | #DIV/0! | #DIV/0! | #DIV/0! | #DIV/0! | #DIV/0! | #DIV/0! | #DIV/0! | #DIV/0! | #DIV/0! | #DIV/0! | #DIV/0! |  |  |  | 168.8 | #DIV/0! | #DIV/0! | #DIV/0! | #DIV/0! | #DIV/0! | #DIV/0! | #DIV/0! | #DIV/0! | #DIV/0! | #DIV/0! | #DIV/0! | #DIV/0! | #DIV/0! |  |  |  | 168.8 | #DIV/0! | #DIV/0! | #DIV/0! | #DIV/0! | #DIV/0! | #DIV/0! | #DIV/0! | #DIV/0! | #DIV/0! | #DIV/0! | #DIV/0! | #DIV/0! | #DIV/0! |  |  |  | 168.8 | #DIV/0! | #DIV/0! | #DIV/0! | #DIV/0! | #DIV/0! | #DIV/0! | #DIV/0! | #DIV/0! | #DIV/0! | #DIV/0! | #DIV/0! | #DIV/0! | #DIV/0! |  |  |  | 168.8 | #DIV/0! | #DIV/0! | #DIV/0! | #DIV/0! | #DIV/0! | #DIV/0! | #DIV/0! | #DIV/0! | #DIV/0! | #DIV/0! | #DIV/0! | #DIV/0! | #DIV/0! |  |  |  | 168.8 | #DIV/0! | #DIV/0! | #DIV/0! | #DIV/0! | #DIV/0! | #DIV/0! | #DIV/0! | #DIV/0! | #DIV/0! | #DIV/0! | #DIV/0! | #DIV/0! | #DIV/0!
[15 empty] | 168.9 | 17.5696 | -89.553 | 4350.3962 | 3397.2737 | 4350.3962 | 3397.2737 | 7.5901 | 4.4454 | 1 | 1 | 4350.3962 | 3397.2737 |  |  |  |  | 168.9 | #DIV/0! | #DIV/0! | #DIV/0! | #DIV/0! | #DIV/0! | #DIV/0! | #DIV/0! | #DIV/0! | #DIV/0! | #DIV/0! | #DIV/0! | #DIV/0! | #DIV/0! |  |  |  | 168.9 | #DIV/0! | #DIV/0! | #DIV/0! | #DIV/0! | #DIV/0! | #DIV/0! | #DIV/0! | #DIV/0! | #DIV/0! | #DIV/0! | #DIV/0! | #DIV/0! | #DIV/0! |  |  |  | 168.9 | #DIV/0! | #DIV/0! | #DIV/0! | #DIV/0! | #DIV/0! | #DIV/0! | #DIV/0! | #DIV/0! | #DIV/0! | #DIV/0! | #DIV/0! | #DIV/0! | #DIV/0! |  |  |  | 168.9 | #DIV/0! | #DIV/0! | #DIV/0! | #DIV/0! | #DIV/0! | #DIV/0! | #DIV/0! | #DIV/0! | #DIV/0! | #DIV/0! | #DIV/0! | #DIV/0! | #DIV/0! |  |  |  | 168.9 | #DIV/0! | #DIV/0! | #DIV/0! | #DIV/0! | #DIV/0! | #DIV/0! | #DIV/0! | #DIV/0! | #DIV/0! | #DIV/0! | #DIV/0! | #DIV/0! | #DIV/0! |  |  |  | 168.9 | #DIV/0! | #DIV/0! | #DIV/0! | #DIV/0! | #DIV/0! | #DIV/0! | #DIV/0! | #DIV/0! | #DIV/0! | #DIV/0! | #DIV/0! | #DIV/0! | #DIV/0! |  |  |  | 168.9 | #DIV/0! | #DIV/0! | #DIV/0! | #DIV/0! | #DIV/0! | #DIV/0! | #DIV/0! | #DIV/0! | #DIV/0! | #DIV/0! | #DIV/0! | #DIV/0! | #DIV/0!
[15 empty] | 169 | 17.4133 | -89.5836 | 4350.7107 | 3397.0741 | 4350.7107 | 3397.0741 | 7.5231 | 4.4056 | 1 | 1 | 4350.7107 | 3397.0741 |  |  |  |  | 169 | #DIV/0! | #DIV/0! | #DIV/0! | #DIV/0! | #DIV/0! | #DIV/0! | #DIV/0! | #DIV/0! | #DIV/0! | #DIV/0! | #DIV/0! | #DIV/0! | #DIV/0! |  |  |  | 169 | #DIV/0! | #DIV/0! | #DIV/0! | #DIV/0! | #DIV/0! | #DIV/0! | #DIV/0! | #DIV/0! | #DIV/0! | #DIV/0! | #DIV/0! | #DIV/0! | #DIV/0! |  |  |  | 169 | #DIV/0! | #DIV/0! | #DIV/0! | #DIV/0! | #DIV/0! | #DIV/0! | #DIV/0! | #DIV/0! | #DIV/0! | #DIV/0! | #DIV/0! | #DIV/0! | #DIV/0! |  |  |  | 169 | #DIV/0! | #DIV/0! | #DIV/0! | #DIV/0! | #DIV/0! | #DIV/0! | #DIV/0! | #DIV/0! | #DIV/0! | #DIV/0! | #DIV/0! | #DIV/0! | #DIV/0! |  |  |  | 169 | #DIV/0! | #DIV/0! | #DIV/0! | #DIV/0! | #DIV/0! | #DIV/0! | #DIV/0! | #DIV/0! | #DIV/0! | #DIV/0! | #DIV/0! | #DIV/0! | #DIV/0! |  |  |  | 169 | #DIV/0! | #DIV/0! | #DIV/0! | #DIV/0! | #DIV/0! | #DIV/0! | #DIV/0! | #DIV/0! | #DIV/0! | #DIV/0! | #DIV/0! | #DIV/0! | #DIV/0! |  |  |  | 169 | #DIV/0! | #DIV/0! | #DIV/0! | #DIV/0! | #DIV/0! | #DIV/0! | #DIV/0! | #DIV/0! | #DIV/0! | #DIV/0! | #DIV/0! | #DIV/0! | #DIV/0!
[15 empty] | 169.1 | 17.2569 | -89.6138 | 4351.0224 | 3396.8763 | 4351.0224 | 3396.8763 | 7.4561 | 4.3658 | 1 | 1 | 4351.0224 | 3396.8763 |  |  |  |  | 169.1 | #DIV/0! | #DIV/0! | #DIV/0! | #DIV/0! | #DIV/0! | #DIV/0! | #DIV/0! | #DIV/0! | #DIV/0! | #DIV/0! | #DIV/0! | #DIV/0! | #DIV/0! |  |  |  | 169.1 | #DIV/0! | #DIV/0! | #DIV/0! | #DIV/0! | #DIV/0! | #DIV/0! | #DIV/0! | #DIV/0! | #DIV/0! | #DIV/0! | #DIV/0! | #DIV/0! | #DIV/0! |  |  |  | 169.1 | #DIV/0! | #DIV/0! | #DIV/0! | #DIV/0! | #DIV/0! | #DIV/0! | #DIV/0! | #DIV/0! | #DIV/0! | #DIV/0! | #DIV/0! | #DIV/0! | #DIV/0! |  |  |  | 169.1 | #DIV/0! | #DIV/0! | #DIV/0! | #DIV/0! | #DIV/0! | #DIV/0! | #DIV/0! | #DIV/0! | #DIV/0! | #DIV/0! | #DIV/0! | #DIV/0! | #DIV/0! |  |  |  | 169.1 | #DIV/0! | #DIV/0! | #DIV/0! | #DIV/0! | #DIV/0! | #DIV/0! | #DIV/0! | #DIV/0! | #DIV/0! | #DIV/0! | #DIV/0! | #DIV/0! | #DIV/0! |  |  |  | 169.1 | #DIV/0! | #DIV/0! | #DIV/0! | #DIV/0! | #DIV/0! | #DIV/0! | #DIV/0! | #DIV/0! | #DIV/0! | #DIV/0! | #DIV/0! | #DIV/0! | #DIV/0! |  |  |  | 169.1 | #DIV/0! | #DIV/0! | #DIV/0! | #DIV/0! | #DIV/0! | #DIV/0! | #DIV/0! | #DIV/0! | #DIV/0! | #DIV/0! | #DIV/0! | #DIV/0! | #DIV/0!
[15 empty] | 169.2 | 17.1005 | -89.6438 | 4351.3314 | 3396.6803 | 4351.3314 | 3396.6803 | 7.389 | 4.326 | 1 | 1 | 4351.3314 | 3396.6803 |  |  |  |  | 169.2 | #DIV/0! | #DIV/0! | #DIV/0! | #DIV/0! | #DIV/0! | #DIV/0! | #DIV/0! | #DIV/0! | #DIV/0! | #DIV/0! | #DIV/0! | #DIV/0! | #DIV/0! |  |  |  | 169.2 | #DIV/0! | #DIV/0! | #DIV/0! | #DIV/0! | #DIV/0! | #DIV/0! | #DIV/0! | #DIV/0! | #DIV/0! | #DIV/0! | #DIV/0! | #DIV/0! | #DIV/0! |  |  |  | 169.2 | #DIV/0! | #DIV/0! | #DIV/0! | #DIV/0! | #DIV/0! | #DIV/0! | #DIV/0! | #DIV/0! | #DIV/0! | #DIV/0! | #DIV/0! | #DIV/0! | #DIV/0! |  |  |  | 169.2 | #DIV/0! | #DIV/0! | #DIV/0! | #DIV/0! | #DIV/0! | #DIV/0! | #DIV/0! | #DIV/0! | #DIV/0! | #DIV/0! | #DIV/0! | #DIV/0! | #DIV/0! |  |  |  | 169.2 | #DIV/0! | #DIV/0! | #DIV/0! | #DIV/0! | #DIV/0! | #DIV/0! | #DIV/0! | #DIV/0! | #DIV/0! | #DIV/0! | #DIV/0! | #DIV/0! | #DIV/0! |  |  |  | 169.2 | #DIV/0! | #DIV/0! | #DIV/0! | #DIV/0! | #DIV/0! | #DIV/0! | #DIV/0! | #DIV/0! | #DIV/0! | #DIV/0! | #DIV/0! | #DIV/0! | #DIV/0! |  |  |  | 169.2 | #DIV/0! | #DIV/0! | #DIV/0! | #DIV/0! | #DIV/0! | #DIV/0! | #DIV/0! | #DIV/0! | #DIV/0! | #DIV/0! | #DIV/0! | #DIV/0! | #DIV/0!
[15 empty] | 169.3 | 16.944 | -89.6735 | 4351.6375 | 3396.4862 | 4351.6375 | 3396.4862 | 7.3219 | 4.2861 | 1 | 1 | 4351.6375 | 3396.4862 |  |  |  |  | 169.3 | #DIV/0! | #DIV/0! | #DIV/0! | #DIV/0! | #DIV/0! | #DIV/0! | #DIV/0! | #DIV/0! | #DIV/0! | #DIV/0! | #DIV/0! | #DIV/0! | #DIV/0! |  |  |  | 169.3 | #DIV/0! | #DIV/0! | #DIV/0! | #DIV/0! | #DIV/0! | #DIV/0! | #DIV/0! | #DIV/0! | #DIV/0! | #DIV/0! | #DIV/0! | #DIV/0! | #DIV/0! |  |  |  | 169.3 | #DIV/0! | #DIV/0! | #DIV/0! | #DIV/0! | #DIV/0! | #DIV/0! | #DIV/0! | #DIV/0! | #DIV/0! | #DIV/0! | #DIV/0! | #DIV/0! | #DIV/0! |  |  |  | 169.3 | #DIV/0! | #DIV/0! | #DIV/0! | #DIV/0! | #DIV/0! | #DIV/0! | #DIV/0! | #DIV/0! | #DIV/0! | #DIV/0! | #DIV/0! | #DIV/0! | #DIV/0! |  |  |  | 169.3 | #DIV/0! | #DIV/0! | #DIV/0! | #DIV/0! | #DIV/0! | #DIV/0! | #DIV/0! | #DIV/0! | #DIV/0! | #DIV/0! | #DIV/0! | #DIV/0! | #DIV/0! |  |  |  | 169.3 | #DIV/0! | #DIV/0! | #DIV/0! | #DIV/0! | #DIV/0! | #DIV/0! | #DIV/0! | #DIV/0! | #DIV/0! | #DIV/0! | #DIV/0! | #DIV/0! | #DIV/0! |  |  |  | 169.3 | #DIV/0! | #DIV/0! | #DIV/0! | #DIV/0! | #DIV/0! | #DIV/0! | #DIV/0! | #DIV/0! | #DIV/0! | #DIV/0! | #DIV/0! | #DIV/0! | #DIV/0!
[15 empty] | 169.4 | 16.7874 | -89.7029 | 4351.9408 | 3396.2938 | 4351.9408 | 3396.2938 | 7.2548 | 4.2463 | 1 | 1 | 4351.9408 | 3396.2938 |  |  |  |  | 169.4 | #DIV/0! | #DIV/0! | #DIV/0! | #DIV/0! | #DIV/0! | #DIV/0! | #DIV/0! | #DIV/0! | #DIV/0! | #DIV/0! | #DIV/0! | #DIV/0! | #DIV/0! |  |  |  | 169.4 | #DIV/0! | #DIV/0! | #DIV/0! | #DIV/0! | #DIV/0! | #DIV/0! | #DIV/0! | #DIV/0! | #DIV/0! | #DIV/0! | #DIV/0! | #DIV/0! | #DIV/0! |  |  |  | 169.4 | #DIV/0! | #DIV/0! | #DIV/0! | #DIV/0! | #DIV/0! | #DIV/0! | #DIV/0! | #DIV/0! | #DIV/0! | #DIV/0! | #DIV/0! | #DIV/0! | #DIV/0! |  |  |  | 169.4 | #DIV/0! | #DIV/0! | #DIV/0! | #DIV/0! | #DIV/0! | #DIV/0! | #DIV/0! | #DIV/0! | #DIV/0! | #DIV/0! | #DIV/0! | #DIV/0! | #DIV/0! |  |  |  | 169.4 | #DIV/0! | #DIV/0! | #DIV/0! | #DIV/0! | #DIV/0! | #DIV/0! | #DIV/0! | #DIV/0! | #DIV/0! | #DIV/0! | #DIV/0! | #DIV/0! | #DIV/0! |  |  |  | 169.4 | #DIV/0! | #DIV/0! | #DIV/0! | #DIV/0! | #DIV/0! | #DIV/0! | #DIV/0! | #DIV/0! | #DIV/0! | #DIV/0! | #DIV/0! | #DIV/0! | #DIV/0! |  |  |  | 169.4 | #DIV/0! | #DIV/0! | #DIV/0! | #DIV/0! | #DIV/0! | #DIV/0! | #DIV/0! | #DIV/0! | #DIV/0! | #DIV/0! | #DIV/0! | #DIV/0! | #DIV/0!
[15 empty] | 169.5 | 16.6309 | -89.7321 | 4352.2413 | 3396.1032 | 4352.2413 | 3396.1032 | 7.1876 | 4.2064 | 1 | 1 | 4352.2413 | 3396.1032 |  |  |  |  | 169.5 | #DIV/0! | #DIV/0! | #DIV/0! | #DIV/0! | #DIV/0! | #DIV/0! | #DIV/0! | #DIV/0! | #DIV/0! | #DIV/0! | #DIV/0! | #DIV/0! | #DIV/0! |  |  |  | 169.5 | #DIV/0! | #DIV/0! | #DIV/0! | #DIV/0! | #DIV/0! | #DIV/0! | #DIV/0! | #DIV/0! | #DIV/0! | #DIV/0! | #DIV/0! | #DIV/0! | #DIV/0! |  |  |  | 169.5 | #DIV/0! | #DIV/0! | #DIV/0! | #DIV/0! | #DIV/0! | #DIV/0! | #DIV/0! | #DIV/0! | #DIV/0! | #DIV/0! | #DIV/0! | #DIV/0! | #DIV/0! |  |  |  | 169.5 | #DIV/0! | #DIV/0! | #DIV/0! | #DIV/0! | #DIV/0! | #DIV/0! | #DIV/0! | #DIV/0! | #DIV/0! | #DIV/0! | #DIV/0! | #DIV/0! | #DIV/0! |  |  |  | 169.5 | #DIV/0! | #DIV/0! | #DIV/0! | #DIV/0! | #DIV/0! | #DIV/0! | #DIV/0! | #DIV/0! | #DIV/0! | #DIV/0! | #DIV/0! | #DIV/0! | #DIV/0! |  |  |  | 169.5 | #DIV/0! | #DIV/0! | #DIV/0! | #DIV/0! | #DIV/0! | #DIV/0! | #DIV/0! | #DIV/0! | #DIV/0! | #DIV/0! | #DIV/0! | #DIV/0! | #DIV/0! |  |  |  | 169.5 | #DIV/0! | #DIV/0! | #DIV/0! | #DIV/0! | #DIV/0! | #DIV/0! | #DIV/0! | #DIV/0! | #DIV/0! | #DIV/0! | #DIV/0! | #DIV/0! | #DIV/0!
[15 empty] | 169.6 | 16.4742 | -89.761 | 4352.5391 | 3395.9144 | 4352.5391 | 3395.9144 | 7.1204 | 4.1666 | 1 | 1 | 4352.5391 | 3395.9144 |  |  |  |  | 169.6 | #DIV/0! | #DIV/0! | #DIV/0! | #DIV/0! | #DIV/0! | #DIV/0! | #DIV/0! | #DIV/0! | #DIV/0! | #DIV/0! | #DIV/0! | #DIV/0! | #DIV/0! |  |  |  | 169.6 | #DIV/0! | #DIV/0! | #DIV/0! | #DIV/0! | #DIV/0! | #DIV/0! | #DIV/0! | #DIV/0! | #DIV/0! | #DIV/0! | #DIV/0! | #DIV/0! | #DIV/0! |  |  |  | 169.6 | #DIV/0! | #DIV/0! | #DIV/0! | #DIV/0! | #DIV/0! | #DIV/0! | #DIV/0! | #DIV/0! | #DIV/0! | #DIV/0! | #DIV/0! | #DIV/0! | #DIV/0! |  |  |  | 169.6 | #DIV/0! | #DIV/0! | #DIV/0! | #DIV/0! | #DIV/0! | #DIV/0! | #DIV/0! | #DIV/0! | #DIV/0! | #DIV/0! | #DIV/0! | #DIV/0! | #DIV/0! |  |  |  | 169.6 | #DIV/0! | #DIV/0! | #DIV/0! | #DIV/0! | #DIV/0! | #DIV/0! | #DIV/0! | #DIV/0! | #DIV/0! | #DIV/0! | #DIV/0! | #DIV/0! | #DIV/0! |  |  |  | 169.6 | #DIV/0! | #DIV/0! | #DIV/0! | #DIV/0! | #DIV/0! | #DIV/0! | #DIV/0! | #DIV/0! | #DIV/0! | #DIV/0! | #DIV/0! | #DIV/0! | #DIV/0! |  |  |  | 169.6 | #DIV/0! | #DIV/0! | #DIV/0! | #DIV/0! | #DIV/0! | #DIV/0! | #DIV/0! | #DIV/0! | #DIV/0! | #DIV/0! | #DIV/0! | #DIV/0! | #DIV/0!
[15 empty] | 169.7 | 16.3175 | -89.7896 | 4352.834 | 3395.7274 | 4352.834 | 3395.7274 | 7.0532 | 4.1267 | 1 | 1 | 4352.834 | 3395.7274 |  |  |  |  | 169.7 | #DIV/0! | #DIV/0! | #DIV/0! | #DIV/0! | #DIV/0! | #DIV/0! | #DIV/0! | #DIV/0! | #DIV/0! | #DIV/0! | #DIV/0! | #DIV/0! | #DIV/0! |  |  |  | 169.7 | #DIV/0! | #DIV/0! | #DIV/0! | #DIV/0! | #DIV/0! | #DIV/0! | #DIV/0! | #DIV/0! | #DIV/0! | #DIV/0! | #DIV/0! | #DIV/0! | #DIV/0! |  |  |  | 169.7 | #DIV/0! | #DIV/0! | #DIV/0! | #DIV/0! | #DIV/0! | #DIV/0! | #DIV/0! | #DIV/0! | #DIV/0! | #DIV/0! | #DIV/0! | #DIV/0! | #DIV/0! |  |  |  | 169.7 | #DIV/0! | #DIV/0! | #DIV/0! | #DIV/0! | #DIV/0! | #DIV/0! | #DIV/0! | #DIV/0! | #DIV/0! | #DIV/0! | #DIV/0! | #DIV/0! | #DIV/0! |  |  |  | 169.7 | #DIV/0! | #DIV/0! | #DIV/0! | #DIV/0! | #DIV/0! | #DIV/0! | #DIV/0! | #DIV/0! | #DIV/0! | #DIV/0! | #DIV/0! | #DIV/0! | #DIV/0! |  |  |  | 169.7 | #DIV/0! | #DIV/0! | #DIV/0! | #DIV/0! | #DIV/0! | #DIV/0! | #DIV/0! | #DIV/0! | #DIV/0! | #DIV/0! | #DIV/0! | #DIV/0! | #DIV/0! |  |  |  | 169.7 | #DIV/0! | #DIV/0! | #DIV/0! | #DIV/0! | #DIV/0! | #DIV/0! | #DIV/0! | #DIV/0! | #DIV/0! | #DIV/0! | #DIV/0! | #DIV/0! | #DIV/0!
[15 empty] | 169.8 | 16.1608 | -89.8179 | 4353.1261 | 3395.5422 | 4353.1261 | 3395.5422 | 6.9859 | 4.0869 | 1 | 1 | 4353.1261 | 3395.5422 |  |  |  |  | 169.8 | #DIV/0! | #DIV/0! | #DIV/0! | #DIV/0! | #DIV/0! | #DIV/0! | #DIV/0! | #DIV/0! | #DIV/0! | #DIV/0! | #DIV/0! | #DIV/0! | #DIV/0! |  |  |  | 169.8 | #DIV/0! | #DIV/0! | #DIV/0! | #DIV/0! | #DIV/0! | #DIV/0! | #DIV/0! | #DIV/0! | #DIV/0! | #DIV/0! | #DIV/0! | #DIV/0! | #DIV/0! |  |  |  | 169.8 | #DIV/0! | #DIV/0! | #DIV/0! | #DIV/0! | #DIV/0! | #DIV/0! | #DIV/0! | #DIV/0! | #DIV/0! | #DIV/0! | #DIV/0! | #DIV/0! | #DIV/0! |  |  |  | 169.8 | #DIV/0! | #DIV/0! | #DIV/0! | #DIV/0! | #DIV/0! | #DIV/0! | #DIV/0! | #DIV/0! | #DIV/0! | #DIV/0! | #DIV/0! | #DIV/0! | #DIV/0! |  |  |  | 169.8 | #DIV/0! | #DIV/0! | #DIV/0! | #DIV/0! | #DIV/0! | #DIV/0! | #DIV/0! | #DIV/0! | #DIV/0! | #DIV/0! | #DIV/0! | #DIV/0! | #DIV/0! |  |  |  | 169.8 | #DIV/0! | #DIV/0! | #DIV/0! | #DIV/0! | #DIV/0! | #DIV/0! | #DIV/0! | #DIV/0! | #DIV/0! | #DIV/0! | #DIV/0! | #DIV/0! | #DIV/0! |  |  |  | 169.8 | #DIV/0! | #DIV/0! | #DIV/0! | #DIV/0! | #DIV/0! | #DIV/0! | #DIV/0! | #DIV/0! | #DIV/0! | #DIV/0! | #DIV/0! | #DIV/0! | #DIV/0!
[15 empty] | 169.9 | 16.004 | -89.846 | 4353.4154 | 3395.3589 | 4353.4154 | 3395.3589 | 6.9186 | 4.047 | 1 | 1 | 4353.4154 | 3395.3589 |  |  |  |  | 169.9 | #DIV/0! | #DIV/0! | #DIV/0! | #DIV/0! | #DIV/0! | #DIV/0! | #DIV/0! | #DIV/0! | #DIV/0! | #DIV/0! | #DIV/0! | #DIV/0! | #DIV/0! |  |  |  | 169.9 | #DIV/0! | #DIV/0! | #DIV/0! | #DIV/0! | #DIV/0! | #DIV/0! | #DIV/0! | #DIV/0! | #DIV/0! | #DIV/0! | #DIV/0! | #DIV/0! | #DIV/0! |  |  |  | 169.9 | #DIV/0! | #DIV/0! | #DIV/0! | #DIV/0! | #DIV/0! | #DIV/0! | #DIV/0! | #DIV/0! | #DIV/0! | #DIV/0! | #DIV/0! | #DIV/0! | #DIV/0! |  |  |  | 169.9 | #DIV/0! | #DIV/0! | #DIV/0! | #DIV/0! | #DIV/0! | #DIV/0! | #DIV/0! | #DIV/0! | #DIV/0! | #DIV/0! | #DIV/0! | #DIV/0! | #DIV/0! |  |  |  | 169.9 | #DIV/0! | #DIV/0! | #DIV/0! | #DIV/0! | #DIV/0! | #DIV/0! | #DIV/0! | #DIV/0! | #DIV/0! | #DIV/0! | #DIV/0! | #DIV/0! | #DIV/0! |  |  |  | 169.9 | #DIV/0! | #DIV/0! | #DIV/0! | #DIV/0! | #DIV/0! | #DIV/0! | #DIV/0! | #DIV/0! | #DIV/0! | #DIV/0! | #DIV/0! | #DIV/0! | #DIV/0! |  |  |  | 169.9 | #DIV/0! | #DIV/0! | #DIV/0! | #DIV/0! | #DIV/0! | #DIV/0! | #DIV/0! | #DIV/0! | #DIV/0! | #DIV/0! | #DIV/0! | #DIV/0! | #DIV/0!
[15 empty] | 170 | 15.8472 | -89.8738 | 4353.702 | 3395.1773 | 4353.702 | 3395.1773 | 6.8512 | 4.0071 | 1 | 1 | 4353.702 | 3395.1773 |  |  |  |  | 170 | #DIV/0! | #DIV/0! | #DIV/0! | #DIV/0! | #DIV/0! | #DIV/0! | #DIV/0! | #DIV/0! | #DIV/0! | #DIV/0! | #DIV/0! | #DIV/0! | #DIV/0! |  |  |  | 170 | #DIV/0! | #DIV/0! | #DIV/0! | #DIV/0! | #DIV/0! | #DIV/0! | #DIV/0! | #DIV/0! | #DIV/0! | #DIV/0! | #DIV/0! | #DIV/0! | #DIV/0! |  |  |  | 170 | #DIV/0! | #DIV/0! | #DIV/0! | #DIV/0! | #DIV/0! | #DIV/0! | #DIV/0! | #DIV/0! | #DIV/0! | #DIV/0! | #DIV/0! | #DIV/0! | #DIV/0! |  |  |  | 170 | #DIV/0! | #DIV/0! | #DIV/0! | #DIV/0! | #DIV/0! | #DIV/0! | #DIV/0! | #DIV/0! | #DIV/0! | #DIV/0! | #DIV/0! | #DIV/0! | #DIV/0! |  |  |  | 170 | #DIV/0! | #DIV/0! | #DIV/0! | #DIV/0! | #DIV/0! | #DIV/0! | #DIV/0! | #DIV/0! | #DIV/0! | #DIV/0! | #DIV/0! | #DIV/0! | #DIV/0! |  |  |  | 170 | #DIV/0! | #DIV/0! | #DIV/0! | #DIV/0! | #DIV/0! | #DIV/0! | #DIV/0! | #DIV/0! | #DIV/0! | #DIV/0! | #DIV/0! | #DIV/0! | #DIV/0! |  |  |  | 170 | #DIV/0! | #DIV/0! | #DIV/0! | #DIV/0! | #DIV/0! | #DIV/0! | #DIV/0! | #DIV/0! | #DIV/0! | #DIV/0! | #DIV/0! | #DIV/0! | #DIV/0!
[15 empty] | 170.1 | 15.6903 | -89.9013 | 4353.9857 | 3394.9975 | 4353.9857 | 3394.9975 | 6.7838 | 3.9673 | 1 | 1 | 4353.9857 | 3394.9975 |  |  |  |  | 170.1 | #DIV/0! | #DIV/0! | #DIV/0! | #DIV/0! | #DIV/0! | #DIV/0! | #DIV/0! | #DIV/0! | #DIV/0! | #DIV/0! | #DIV/0! | #DIV/0! | #DIV/0! |  |  |  | 170.1 | #DIV/0! | #DIV/0! | #DIV/0! | #DIV/0! | #DIV/0! | #DIV/0! | #DIV/0! | #DIV/0! | #DIV/0! | #DIV/0! | #DIV/0! | #DIV/0! | #DIV/0! |  |  |  | 170.1 | #DIV/0! | #DIV/0! | #DIV/0! | #DIV/0! | #DIV/0! | #DIV/0! | #DIV/0! | #DIV/0! | #DIV/0! | #DIV/0! | #DIV/0! | #DIV/0! | #DIV/0! |  |  |  | 170.1 | #DIV/0! | #DIV/0! | #DIV/0! | #DIV/0! | #DIV/0! | #DIV/0! | #DIV/0! | #DIV/0! | #DIV/0! | #DIV/0! | #DIV/0! | #DIV/0! | #DIV/0! |  |  |  | 170.1 | #DIV/0! | #DIV/0! | #DIV/0! | #DIV/0! | #DIV/0! | #DIV/0! | #DIV/0! | #DIV/0! | #DIV/0! | #DIV/0! | #DIV/0! | #DIV/0! | #DIV/0! |  |  |  | 170.1 | #DIV/0! | #DIV/0! | #DIV/0! | #DIV/0! | #DIV/0! | #DIV/0! | #DIV/0! | #DIV/0! | #DIV/0! | #DIV/0! | #DIV/0! | #DIV/0! | #DIV/0! |  |  |  | 170.1 | #DIV/0! | #DIV/0! | #DIV/0! | #DIV/0! | #DIV/0! | #DIV/0! | #DIV/0! | #DIV/0! | #DIV/0! | #DIV/0! | #DIV/0! | #DIV/0! | #DIV/0!
[15 empty] | 170.2 | 15.5334 | -89.9286 | 4354.2666 | 3394.8195 | 4354.2666 | 3394.8195 | 6.7164 | 3.9274 | 1 | 1 | 4354.2666 | 3394.8195 |  |  |  |  | 170.2 | #DIV/0! | #DIV/0! | #DIV/0! | #DIV/0! | #DIV/0! | #DIV/0! | #DIV/0! | #DIV/0! | #DIV/0! | #DIV/0! | #DIV/0! | #DIV/0! | #DIV/0! |  |  |  | 170.2 | #DIV/0! | #DIV/0! | #DIV/0! | #DIV/0! | #DIV/0! | #DIV/0! | #DIV/0! | #DIV/0! | #DIV/0! | #DIV/0! | #DIV/0! | #DIV/0! | #DIV/0! |  |  |  | 170.2 | #DIV/0! | #DIV/0! | #DIV/0! | #DIV/0! | #DIV/0! | #DIV/0! | #DIV/0! | #DIV/0! | #DIV/0! | #DIV/0! | #DIV/0! | #DIV/0! | #DIV/0! |  |  |  | 170.2 | #DIV/0! | #DIV/0! | #DIV/0! | #DIV/0! | #DIV/0! | #DIV/0! | #DIV/0! | #DIV/0! | #DIV/0! | #DIV/0! | #DIV/0! | #DIV/0! | #DIV/0! |  |  |  | 170.2 | #DIV/0! | #DIV/0! | #DIV/0! | #DIV/0! | #DIV/0! | #DIV/0! | #DIV/0! | #DIV/0! | #DIV/0! | #DIV/0! | #DIV/0! | #DIV/0! | #DIV/0! |  |  |  | 170.2 | #DIV/0! | #DIV/0! | #DIV/0! | #DIV/0! | #DIV/0! | #DIV/0! | #DIV/0! | #DIV/0! | #DIV/0! | #DIV/0! | #DIV/0! | #DIV/0! | #DIV/0! |  |  |  | 170.2 | #DIV/0! | #DIV/0! | #DIV/0! | #DIV/0! | #DIV/0! | #DIV/0! | #DIV/0! | #DIV/0! | #DIV/0! | #DIV/0! | #DIV/0! | #DIV/0! | #DIV/0!
[15 empty] | 170.3 | 15.3764 | -89.9556 | 4354.5447 | 3394.6434 | 4354.5447 | 3394.6434 | 6.649 | 3.8875 | 1 | 1 | 4354.5447 | 3394.6434 |  |  |  |  | 170.3 | #DIV/0! | #DIV/0! | #DIV/0! | #DIV/0! | #DIV/0! | #DIV/0! | #DIV/0! | #DIV/0! | #DIV/0! | #DIV/0! | #DIV/0! | #DIV/0! | #DIV/0! |  |  |  | 170.3 | #DIV/0! | #DIV/0! | #DIV/0! | #DIV/0! | #DIV/0! | #DIV/0! | #DIV/0! | #DIV/0! | #DIV/0! | #DIV/0! | #DIV/0! | #DIV/0! | #DIV/0! |  |  |  | 170.3 | #DIV/0! | #DIV/0! | #DIV/0! | #DIV/0! | #DIV/0! | #DIV/0! | #DIV/0! | #DIV/0! | #DIV/0! | #DIV/0! | #DIV/0! | #DIV/0! | #DIV/0! |  |  |  | 170.3 | #DIV/0! | #DIV/0! | #DIV/0! | #DIV/0! | #DIV/0! | #DIV/0! | #DIV/0! | #DIV/0! | #DIV/0! | #DIV/0! | #DIV/0! | #DIV/0! | #DIV/0! |  |  |  | 170.3 | #DIV/0! | #DIV/0! | #DIV/0! | #DIV/0! | #DIV/0! | #DIV/0! | #DIV/0! | #DIV/0! | #DIV/0! | #DIV/0! | #DIV/0! | #DIV/0! | #DIV/0! |  |  |  | 170.3 | #DIV/0! | #DIV/0! | #DIV/0! | #DIV/0! | #DIV/0! | #DIV/0! | #DIV/0! | #DIV/0! | #DIV/0! | #DIV/0! | #DIV/0! | #DIV/0! | #DIV/0! |  |  |  | 170.3 | #DIV/0! | #DIV/0! | #DIV/0! | #DIV/0! | #DIV/0! | #DIV/0! | #DIV/0! | #DIV/0! | #DIV/0! | #DIV/0! | #DIV/0! | #DIV/0! | #DIV/0!
[15 empty] | 170.4 | 15.2194 | -89.9823 | 4354.82 | 3394.469 | 4354.82 | 3394.469 | 6.5815 | 3.8476 | 1 | 1 | 4354.82 | 3394.469 |  |  |  |  | 170.4 | #DIV/0! | #DIV/0! | #DIV/0! | #DIV/0! | #DIV/0! | #DIV/0! | #DIV/0! | #DIV/0! | #DIV/0! | #DIV/0! | #DIV/0! | #DIV/0! | #DIV/0! |  |  |  | 170.4 | #DIV/0! | #DIV/0! | #DIV/0! | #DIV/0! | #DIV/0! | #DIV/0! | #DIV/0! | #DIV/0! | #DIV/0! | #DIV/0! | #DIV/0! | #DIV/0! | #DIV/0! |  |  |  | 170.4 | #DIV/0! | #DIV/0! | #DIV/0! | #DIV/0! | #DIV/0! | #DIV/0! | #DIV/0! | #DIV/0! | #DIV/0! | #DIV/0! | #DIV/0! | #DIV/0! | #DIV/0! |  |  |  | 170.4 | #DIV/0! | #DIV/0! | #DIV/0! | #DIV/0! | #DIV/0! | #DIV/0! | #DIV/0! | #DIV/0! | #DIV/0! | #DIV/0! | #DIV/0! | #DIV/0! | #DIV/0! |  |  |  | 170.4 | #DIV/0! | #DIV/0! | #DIV/0! | #DIV/0! | #DIV/0! | #DIV/0! | #DIV/0! | #DIV/0! | #DIV/0! | #DIV/0! | #DIV/0! | #DIV/0! | #DIV/0! |  |  |  | 170.4 | #DIV/0! | #DIV/0! | #DIV/0! | #DIV/0! | #DIV/0! | #DIV/0! | #DIV/0! | #DIV/0! | #DIV/0! | #DIV/0! | #DIV/0! | #DIV/0! | #DIV/0! |  |  |  | 170.4 | #DIV/0! | #DIV/0! | #DIV/0! | #DIV/0! | #DIV/0! | #DIV/0! | #DIV/0! | #DIV/0! | #DIV/0! | #DIV/0! | #DIV/0! | #DIV/0! | #DIV/0!
[15 empty] | 170.5 | 15.0623 | -90.0087 | 4355.0924 | 3394.2965 | 4355.0924 | 3394.2965 | 6.514 | 3.8077 | 1 | 1 | 4355.0924 | 3394.2965 |  |  |  |  | 170.5 | #DIV/0! | #DIV/0! | #DIV/0! | #DIV/0! | #DIV/0! | #DIV/0! | #DIV/0! | #DIV/0! | #DIV/0! | #DIV/0! | #DIV/0! | #DIV/0! | #DIV/0! |  |  |  | 170.5 | #DIV/0! | #DIV/0! | #DIV/0! | #DIV/0! | #DIV/0! | #DIV/0! | #DIV/0! | #DIV/0! | #DIV/0! | #DIV/0! | #DIV/0! | #DIV/0! | #DIV/0! |  |  |  | 170.5 | #DIV/0! | #DIV/0! | #DIV/0! | #DIV/0! | #DIV/0! | #DIV/0! | #DIV/0! | #DIV/0! | #DIV/0! | #DIV/0! | #DIV/0! | #DIV/0! | #DIV/0! |  |  |  | 170.5 | #DIV/0! | #DIV/0! | #DIV/0! | #DIV/0! | #DIV/0! | #DIV/0! | #DIV/0! | #DIV/0! | #DIV/0! | #DIV/0! | #DIV/0! | #DIV/0! | #DIV/0! |  |  |  | 170.5 | #DIV/0! | #DIV/0! | #DIV/0! | #DIV/0! | #DIV/0! | #DIV/0! | #DIV/0! | #DIV/0! | #DIV/0! | #DIV/0! | #DIV/0! | #DIV/0! | #DIV/0! |  |  |  | 170.5 | #DIV/0! | #DIV/0! | #DIV/0! | #DIV/0! | #DIV/0! | #DIV/0! | #DIV/0! | #DIV/0! | #DIV/0! | #DIV/0! | #DIV/0! | #DIV/0! | #DIV/0! |  |  |  | 170.5 | #DIV/0! | #DIV/0! | #DIV/0! | #DIV/0! | #DIV/0! | #DIV/0! | #DIV/0! | #DIV/0! | #DIV/0! | #DIV/0! | #DIV/0! | #DIV/0! | #DIV/0!
[15 empty] | 170.6 | 14.9052 | -90.0348 | 4355.3621 | 3394.1257 | 4355.3621 | 3394.1257 | 6.4464 | 3.7678 | 1 | 1 | 4355.3621 | 3394.1257 |  |  |  |  | 170.6 | #DIV/0! | #DIV/0! | #DIV/0! | #DIV/0! | #DIV/0! | #DIV/0! | #DIV/0! | #DIV/0! | #DIV/0! | #DIV/0! | #DIV/0! | #DIV/0! | #DIV/0! |  |  |  | 170.6 | #DIV/0! | #DIV/0! | #DIV/0! | #DIV/0! | #DIV/0! | #DIV/0! | #DIV/0! | #DIV/0! | #DIV/0! | #DIV/0! | #DIV/0! | #DIV/0! | #DIV/0! |  |  |  | 170.6 | #DIV/0! | #DIV/0! | #DIV/0! | #DIV/0! | #DIV/0! | #DIV/0! | #DIV/0! | #DIV/0! | #DIV/0! | #DIV/0! | #DIV/0! | #DIV/0! | #DIV/0! |  |  |  | 170.6 | #DIV/0! | #DIV/0! | #DIV/0! | #DIV/0! | #DIV/0! | #DIV/0! | #DIV/0! | #DIV/0! | #DIV/0! | #DIV/0! | #DIV/0! | #DIV/0! | #DIV/0! |  |  |  | 170.6 | #DIV/0! | #DIV/0! | #DIV/0! | #DIV/0! | #DIV/0! | #DIV/0! | #DIV/0! | #DIV/0! | #DIV/0! | #DIV/0! | #DIV/0! | #DIV/0! | #DIV/0! |  |  |  | 170.6 | #DIV/0! | #DIV/0! | #DIV/0! | #DIV/0! | #DIV/0! | #DIV/0! | #DIV/0! | #DIV/0! | #DIV/0! | #DIV/0! | #DIV/0! | #DIV/0! | #DIV/0! |  |  |  | 170.6 | #DIV/0! | #DIV/0! | #DIV/0! | #DIV/0! | #DIV/0! | #DIV/0! | #DIV/0! | #DIV/0! | #DIV/0! | #DIV/0! | #DIV/0! | #DIV/0! | #DIV/0!
[15 empty] | 170.7 | 14.748 | -90.0607 | 4355.629 | 3393.9567 | 4355.629 | 3393.9567 | 6.3788 | 3.7279 | 1 | 1 | 4355.629 | 3393.9567 |  |  |  |  | 170.7 | #DIV/0! | #DIV/0! | #DIV/0! | #DIV/0! | #DIV/0! | #DIV/0! | #DIV/0! | #DIV/0! | #DIV/0! | #DIV/0! | #DIV/0! | #DIV/0! | #DIV/0! |  |  |  | 170.7 | #DIV/0! | #DIV/0! | #DIV/0! | #DIV/0! | #DIV/0! | #DIV/0! | #DIV/0! | #DIV/0! | #DIV/0! | #DIV/0! | #DIV/0! | #DIV/0! | #DIV/0! |  |  |  | 170.7 | #DIV/0! | #DIV/0! | #DIV/0! | #DIV/0! | #DIV/0! | #DIV/0! | #DIV/0! | #DIV/0! | #DIV/0! | #DIV/0! | #DIV/0! | #DIV/0! | #DIV/0! |  |  |  | 170.7 | #DIV/0! | #DIV/0! | #DIV/0! | #DIV/0! | #DIV/0! | #DIV/0! | #DIV/0! | #DIV/0! | #DIV/0! | #DIV/0! | #DIV/0! | #DIV/0! | #DIV/0! |  |  |  | 170.7 | #DIV/0! | #DIV/0! | #DIV/0! | #DIV/0! | #DIV/0! | #DIV/0! | #DIV/0! | #DIV/0! | #DIV/0! | #DIV/0! | #DIV/0! | #DIV/0! | #DIV/0! |  |  |  | 170.7 | #DIV/0! | #DIV/0! | #DIV/0! | #DIV/0! | #DIV/0! | #DIV/0! | #DIV/0! | #DIV/0! | #DIV/0! | #DIV/0! | #DIV/0! | #DIV/0! | #DIV/0! |  |  |  | 170.7 | #DIV/0! | #DIV/0! | #DIV/0! | #DIV/0! | #DIV/0! | #DIV/0! | #DIV/0! | #DIV/0! | #DIV/0! | #DIV/0! | #DIV/0! | #DIV/0! | #DIV/0!
[15 empty] | 170.8 | 14.5908 | -90.0863 | 4355.893 | 3393.7896 | 4355.893 | 3393.7896 | 6.3112 | 3.6879 | 1 | 1 | 4355.893 | 3393.7896 |  |  |  |  | 170.8 | #DIV/0! | #DIV/0! | #DIV/0! | #DIV/0! | #DIV/0! | #DIV/0! | #DIV/0! | #DIV/0! | #DIV/0! | #DIV/0! | #DIV/0! | #DIV/0! | #DIV/0! |  |  |  | 170.8 | #DIV/0! | #DIV/0! | #DIV/0! | #DIV/0! | #DIV/0! | #DIV/0! | #DIV/0! | #DIV/0! | #DIV/0! | #DIV/0! | #DIV/0! | #DIV/0! | #DIV/0! |  |  |  | 170.8 | #DIV/0! | #DIV/0! | #DIV/0! | #DIV/0! | #DIV/0! | #DIV/0! | #DIV/0! | #DIV/0! | #DIV/0! | #DIV/0! | #DIV/0! | #DIV/0! | #DIV/0! |  |  |  | 170.8 | #DIV/0! | #DIV/0! | #DIV/0! | #DIV/0! | #DIV/0! | #DIV/0! | #DIV/0! | #DIV/0! | #DIV/0! | #DIV/0! | #DIV/0! | #DIV/0! | #DIV/0! |  |  |  | 170.8 | #DIV/0! | #DIV/0! | #DIV/0! | #DIV/0! | #DIV/0! | #DIV/0! | #DIV/0! | #DIV/0! | #DIV/0! | #DIV/0! | #DIV/0! | #DIV/0! | #DIV/0! |  |  |  | 170.8 | #DIV/0! | #DIV/0! | #DIV/0! | #DIV/0! | #DIV/0! | #DIV/0! | #DIV/0! | #DIV/0! | #DIV/0! | #DIV/0! | #DIV/0! | #DIV/0! | #DIV/0! |  |  |  | 170.8 | #DIV/0! | #DIV/0! | #DIV/0! | #DIV/0! | #DIV/0! | #DIV/0! | #DIV/0! | #DIV/0! | #DIV/0! | #DIV/0! | #DIV/0! | #DIV/0! | #DIV/0!
[15 empty] | 170.9 | 14.4335 | -90.1116 | 4356.1542 | 3393.6242 | 4356.1542 | 3393.6242 | 6.2436 | 3.648 | 1 | 1 | 4356.1542 | 3393.6242 |  |  |  |  | 170.9 | #DIV/0! | #DIV/0! | #DIV/0! | #DIV/0! | #DIV/0! | #DIV/0! | #DIV/0! | #DIV/0! | #DIV/0! | #DIV/0! | #DIV/0! | #DIV/0! | #DIV/0! |  |  |  | 170.9 | #DIV/0! | #DIV/0! | #DIV/0! | #DIV/0! | #DIV/0! | #DIV/0! | #DIV/0! | #DIV/0! | #DIV/0! | #DIV/0! | #DIV/0! | #DIV/0! | #DIV/0! |  |  |  | 170.9 | #DIV/0! | #DIV/0! | #DIV/0! | #DIV/0! | #DIV/0! | #DIV/0! | #DIV/0! | #DIV/0! | #DIV/0! | #DIV/0! | #DIV/0! | #DIV/0! | #DIV/0! |  |  |  | 170.9 | #DIV/0! | #DIV/0! | #DIV/0! | #DIV/0! | #DIV/0! | #DIV/0! | #DIV/0! | #DIV/0! | #DIV/0! | #DIV/0! | #DIV/0! | #DIV/0! | #DIV/0! |  |  |  | 170.9 | #DIV/0! | #DIV/0! | #DIV/0! | #DIV/0! | #DIV/0! | #DIV/0! | #DIV/0! | #DIV/0! | #DIV/0! | #DIV/0! | #DIV/0! | #DIV/0! | #DIV/0! |  |  |  | 170.9 | #DIV/0! | #DIV/0! | #DIV/0! | #DIV/0! | #DIV/0! | #DIV/0! | #DIV/0! | #DIV/0! | #DIV/0! | #DIV/0! | #DIV/0! | #DIV/0! | #DIV/0! |  |  |  | 170.9 | #DIV/0! | #DIV/0! | #DIV/0! | #DIV/0! | #DIV/0! | #DIV/0! | #DIV/0! | #DIV/0! | #DIV/0! | #DIV/0! | #DIV/0! | #DIV/0! | #DIV/0!
[15 empty] | 171 | 14.2762 | -90.1367 | 4356.4126 | 3393.4607 | 4356.4126 | 3393.4607 | 6.1759 | 3.6081 | 1 | 1 | 4356.4126 | 3393.4607 |  |  |  |  | 171 | #DIV/0! | #DIV/0! | #DIV/0! | #DIV/0! | #DIV/0! | #DIV/0! | #DIV/0! | #DIV/0! | #DIV/0! | #DIV/0! | #DIV/0! | #DIV/0! | #DIV/0! |  |  |  | 171 | #DIV/0! | #DIV/0! | #DIV/0! | #DIV/0! | #DIV/0! | #DIV/0! | #DIV/0! | #DIV/0! | #DIV/0! | #DIV/0! | #DIV/0! | #DIV/0! | #DIV/0! |  |  |  | 171 | #DIV/0! | #DIV/0! | #DIV/0! | #DIV/0! | #DIV/0! | #DIV/0! | #DIV/0! | #DIV/0! | #DIV/0! | #DIV/0! | #DIV/0! | #DIV/0! | #DIV/0! |  |  |  | 171 | #DIV/0! | #DIV/0! | #DIV/0! | #DIV/0! | #DIV/0! | #DIV/0! | #DIV/0! | #DIV/0! | #DIV/0! | #DIV/0! | #DIV/0! | #DIV/0! | #DIV/0! |  |  |  | 171 | #DIV/0! | #DIV/0! | #DIV/0! | #DIV/0! | #DIV/0! | #DIV/0! | #DIV/0! | #DIV/0! | #DIV/0! | #DIV/0! | #DIV/0! | #DIV/0! | #DIV/0! |  |  |  | 171 | #DIV/0! | #DIV/0! | #DIV/0! | #DIV/0! | #DIV/0! | #DIV/0! | #DIV/0! | #DIV/0! | #DIV/0! | #DIV/0! | #DIV/0! | #DIV/0! | #DIV/0! |  |  |  | 171 | #DIV/0! | #DIV/0! | #DIV/0! | #DIV/0! | #DIV/0! | #DIV/0! | #DIV/0! | #DIV/0! | #DIV/0! | #DIV/0! | #DIV/0! | #DIV/0! | #DIV/0!
[15 empty] | 171.1 | 14.1189 | -90.1615 | 4356.6682 | 3393.299 | 4356.6682 | 3393.299 | 6.1082 | 3.5681 | 1 | 1 | 4356.6682 | 3393.299 |  |  |  |  | 171.1 | #DIV/0! | #DIV/0! | #DIV/0! | #DIV/0! | #DIV/0! | #DIV/0! | #DIV/0! | #DIV/0! | #DIV/0! | #DIV/0! | #DIV/0! | #DIV/0! | #DIV/0! |  |  |  | 171.1 | #DIV/0! | #DIV/0! | #DIV/0! | #DIV/0! | #DIV/0! | #DIV/0! | #DIV/0! | #DIV/0! | #DIV/0! | #DIV/0! | #DIV/0! | #DIV/0! | #DIV/0! |  |  |  | 171.1 | #DIV/0! | #DIV/0! | #DIV/0! | #DIV/0! | #DIV/0! | #DIV/0! | #DIV/0! | #DIV/0! | #DIV/0! | #DIV/0! | #DIV/0! | #DIV/0! | #DIV/0! |  |  |  | 171.1 | #DIV/0! | #DIV/0! | #DIV/0! | #DIV/0! | #DIV/0! | #DIV/0! | #DIV/0! | #DIV/0! | #DIV/0! | #DIV/0! | #DIV/0! | #DIV/0! | #DIV/0! |  |  |  | 171.1 | #DIV/0! | #DIV/0! | #DIV/0! | #DIV/0! | #DIV/0! | #DIV/0! | #DIV/0! | #DIV/0! | #DIV/0! | #DIV/0! | #DIV/0! | #DIV/0! | #DIV/0! |  |  |  | 171.1 | #DIV/0! | #DIV/0! | #DIV/0! | #DIV/0! | #DIV/0! | #DIV/0! | #DIV/0! | #DIV/0! | #DIV/0! | #DIV/0! | #DIV/0! | #DIV/0! | #DIV/0! |  |  |  | 171.1 | #DIV/0! | #DIV/0! | #DIV/0! | #DIV/0! | #DIV/0! | #DIV/0! | #DIV/0! | #DIV/0! | #DIV/0! | #DIV/0! | #DIV/0! | #DIV/0! | #DIV/0!
[15 empty] | 171.2 | 13.9615 | -90.186 | 4356.921 | 3393.139 | 4356.921 | 3393.139 | 6.0405 | 3.5282 | 1 | 1 | 4356.921 | 3393.139 |  |  |  |  | 171.2 | #DIV/0! | #DIV/0! | #DIV/0! | #DIV/0! | #DIV/0! | #DIV/0! | #DIV/0! | #DIV/0! | #DIV/0! | #DIV/0! | #DIV/0! | #DIV/0! | #DIV/0! |  |  |  | 171.2 | #DIV/0! | #DIV/0! | #DIV/0! | #DIV/0! | #DIV/0! | #DIV/0! | #DIV/0! | #DIV/0! | #DIV/0! | #DIV/0! | #DIV/0! | #DIV/0! | #DIV/0! |  |  |  | 171.2 | #DIV/0! | #DIV/0! | #DIV/0! | #DIV/0! | #DIV/0! | #DIV/0! | #DIV/0! | #DIV/0! | #DIV/0! | #DIV/0! | #DIV/0! | #DIV/0! | #DIV/0! |  |  |  | 171.2 | #DIV/0! | #DIV/0! | #DIV/0! | #DIV/0! | #DIV/0! | #DIV/0! | #DIV/0! | #DIV/0! | #DIV/0! | #DIV/0! | #DIV/0! | #DIV/0! | #DIV/0! |  |  |  | 171.2 | #DIV/0! | #DIV/0! | #DIV/0! | #DIV/0! | #DIV/0! | #DIV/0! | #DIV/0! | #DIV/0! | #DIV/0! | #DIV/0! | #DIV/0! | #DIV/0! | #DIV/0! |  |  |  | 171.2 | #DIV/0! | #DIV/0! | #DIV/0! | #DIV/0! | #DIV/0! | #DIV/0! | #DIV/0! | #DIV/0! | #DIV/0! | #DIV/0! | #DIV/0! | #DIV/0! | #DIV/0! |  |  |  | 171.2 | #DIV/0! | #DIV/0! | #DIV/0! | #DIV/0! | #DIV/0! | #DIV/0! | #DIV/0! | #DIV/0! | #DIV/0! | #DIV/0! | #DIV/0! | #DIV/0! | #DIV/0!
[15 empty] | 171.3 | 13.8041 | -90.2102 | 4357.1709 | 3392.9809 | 4357.1709 | 3392.9809 | 5.9727 | 3.4883 | 1 | 1 | 4357.1709 | 3392.9809 |  |  |  |  | 171.3 | #DIV/0! | #DIV/0! | #DIV/0! | #DIV/0! | #DIV/0! | #DIV/0! | #DIV/0! | #DIV/0! | #DIV/0! | #DIV/0! | #DIV/0! | #DIV/0! | #DIV/0! |  |  |  | 171.3 | #DIV/0! | #DIV/0! | #DIV/0! | #DIV/0! | #DIV/0! | #DIV/0! | #DIV/0! | #DIV/0! | #DIV/0! | #DIV/0! | #DIV/0! | #DIV/0! | #DIV/0! |  |  |  | 171.3 | #DIV/0! | #DIV/0! | #DIV/0! | #DIV/0! | #DIV/0! | #DIV/0! | #DIV/0! | #DIV/0! | #DIV/0! | #DIV/0! | #DIV/0! | #DIV/0! | #DIV/0! |  |  |  | 171.3 | #DIV/0! | #DIV/0! | #DIV/0! | #DIV/0! | #DIV/0! | #DIV/0! | #DIV/0! | #DIV/0! | #DIV/0! | #DIV/0! | #DIV/0! | #DIV/0! | #DIV/0! |  |  |  | 171.3 | #DIV/0! | #DIV/0! | #DIV/0! | #DIV/0! | #DIV/0! | #DIV/0! | #DIV/0! | #DIV/0! | #DIV/0! | #DIV/0! | #DIV/0! | #DIV/0! | #DIV/0! |  |  |  | 171.3 | #DIV/0! | #DIV/0! | #DIV/0! | #DIV/0! | #DIV/0! | #DIV/0! | #DIV/0! | #DIV/0! | #DIV/0! | #DIV/0! | #DIV/0! | #DIV/0! | #DIV/0! |  |  |  | 171.3 | #DIV/0! | #DIV/0! | #DIV/0! | #DIV/0! | #DIV/0! | #DIV/0! | #DIV/0! | #DIV/0! | #DIV/0! | #DIV/0! | #DIV/0! | #DIV/0! | #DIV/0!
[15 empty] | 171.4 | 13.6466 | -90.2342 | 4357.418 | 3392.8246 | 4357.418 | 3392.8246 | 5.9049 | 3.4483 | 1 | 1 | 4357.418 | 3392.8246 |  |  |  |  | 171.4 | #DIV/0! | #DIV/0! | #DIV/0! | #DIV/0! | #DIV/0! | #DIV/0! | #DIV/0! | #DIV/0! | #DIV/0! | #DIV/0! | #DIV/0! | #DIV/0! | #DIV/0! |  |  |  | 171.4 | #DIV/0! | #DIV/0! | #DIV/0! | #DIV/0! | #DIV/0! | #DIV/0! | #DIV/0! | #DIV/0! | #DIV/0! | #DIV/0! | #DIV/0! | #DIV/0! | #DIV/0! |  |  |  | 171.4 | #DIV/0! | #DIV/0! | #DIV/0! | #DIV/0! | #DIV/0! | #DIV/0! | #DIV/0! | #DIV/0! | #DIV/0! | #DIV/0! | #DIV/0! | #DIV/0! | #DIV/0! |  |  |  | 171.4 | #DIV/0! | #DIV/0! | #DIV/0! | #DIV/0! | #DIV/0! | #DIV/0! | #DIV/0! | #DIV/0! | #DIV/0! | #DIV/0! | #DIV/0! | #DIV/0! | #DIV/0! |  |  |  | 171.4 | #DIV/0! | #DIV/0! | #DIV/0! | #DIV/0! | #DIV/0! | #DIV/0! | #DIV/0! | #DIV/0! | #DIV/0! | #DIV/0! | #DIV/0! | #DIV/0! | #DIV/0! |  |  |  | 171.4 | #DIV/0! | #DIV/0! | #DIV/0! | #DIV/0! | #DIV/0! | #DIV/0! | #DIV/0! | #DIV/0! | #DIV/0! | #DIV/0! | #DIV/0! | #DIV/0! | #DIV/0! |  |  |  | 171.4 | #DIV/0! | #DIV/0! | #DIV/0! | #DIV/0! | #DIV/0! | #DIV/0! | #DIV/0! | #DIV/0! | #DIV/0! | #DIV/0! | #DIV/0! | #DIV/0! | #DIV/0!
[15 empty] | 171.5 | 13.4891 | -90.2578 | 4357.6623 | 3392.6701 | 4357.6623 | 3392.6701 | 5.8371 | 3.4084 | 1 | 1 | 4357.6623 | 3392.6701 |  |  |  |  | 171.5 | #DIV/0! | #DIV/0! | #DIV/0! | #DIV/0! | #DIV/0! | #DIV/0! | #DIV/0! | #DIV/0! | #DIV/0! | #DIV/0! | #DIV/0! | #DIV/0! | #DIV/0! |  |  |  | 171.5 | #DIV/0! | #DIV/0! | #DIV/0! | #DIV/0! | #DIV/0! | #DIV/0! | #DIV/0! | #DIV/0! | #DIV/0! | #DIV/0! | #DIV/0! | #DIV/0! | #DIV/0! |  |  |  | 171.5 | #DIV/0! | #DIV/0! | #DIV/0! | #DIV/0! | #DIV/0! | #DIV/0! | #DIV/0! | #DIV/0! | #DIV/0! | #DIV/0! | #DIV/0! | #DIV/0! | #DIV/0! |  |  |  | 171.5 | #DIV/0! | #DIV/0! | #DIV/0! | #DIV/0! | #DIV/0! | #DIV/0! | #DIV/0! | #DIV/0! | #DIV/0! | #DIV/0! | #DIV/0! | #DIV/0! | #DIV/0! |  |  |  | 171.5 | #DIV/0! | #DIV/0! | #DIV/0! | #DIV/0! | #DIV/0! | #DIV/0! | #DIV/0! | #DIV/0! | #DIV/0! | #DIV/0! | #DIV/0! | #DIV/0! | #DIV/0! |  |  |  | 171.5 | #DIV/0! | #DIV/0! | #DIV/0! | #DIV/0! | #DIV/0! | #DIV/0! | #DIV/0! | #DIV/0! | #DIV/0! | #DIV/0! | #DIV/0! | #DIV/0! | #DIV/0! |  |  |  | 171.5 | #DIV/0! | #DIV/0! | #DIV/0! | #DIV/0! | #DIV/0! | #DIV/0! | #DIV/0! | #DIV/0! | #DIV/0! | #DIV/0! | #DIV/0! | #DIV/0! | #DIV/0!
[15 empty] | 171.6 | 13.3316 | -90.2812 | 4357.9038 | 3392.5173 | 4357.9038 | 3392.5173 | 5.7692 | 3.3684 | 1 | 1 | 4357.9038 | 3392.5173 |  |  |  |  | 171.6 | #DIV/0! | #DIV/0! | #DIV/0! | #DIV/0! | #DIV/0! | #DIV/0! | #DIV/0! | #DIV/0! | #DIV/0! | #DIV/0! | #DIV/0! | #DIV/0! | #DIV/0! |  |  |  | 171.6 | #DIV/0! | #DIV/0! | #DIV/0! | #DIV/0! | #DIV/0! | #DIV/0! | #DIV/0! | #DIV/0! | #DIV/0! | #DIV/0! | #DIV/0! | #DIV/0! | #DIV/0! |  |  |  | 171.6 | #DIV/0! | #DIV/0! | #DIV/0! | #DIV/0! | #DIV/0! | #DIV/0! | #DIV/0! | #DIV/0! | #DIV/0! | #DIV/0! | #DIV/0! | #DIV/0! | #DIV/0! |  |  |  | 171.6 | #DIV/0! | #DIV/0! | #DIV/0! | #DIV/0! | #DIV/0! | #DIV/0! | #DIV/0! | #DIV/0! | #DIV/0! | #DIV/0! | #DIV/0! | #DIV/0! | #DIV/0! |  |  |  | 171.6 | #DIV/0! | #DIV/0! | #DIV/0! | #DIV/0! | #DIV/0! | #DIV/0! | #DIV/0! | #DIV/0! | #DIV/0! | #DIV/0! | #DIV/0! | #DIV/0! | #DIV/0! |  |  |  | 171.6 | #DIV/0! | #DIV/0! | #DIV/0! | #DIV/0! | #DIV/0! | #DIV/0! | #DIV/0! | #DIV/0! | #DIV/0! | #DIV/0! | #DIV/0! | #DIV/0! | #DIV/0! |  |  |  | 171.6 | #DIV/0! | #DIV/0! | #DIV/0! | #DIV/0! | #DIV/0! | #DIV/0! | #DIV/0! | #DIV/0! | #DIV/0! | #DIV/0! | #DIV/0! | #DIV/0! | #DIV/0!
[15 empty] | 171.7 | 13.174 | -90.3044 | 4358.1424 | 3392.3664 | 4358.1424 | 3392.3664 | 5.7013 | 3.3284 | 1 | 1 | 4358.1424 | 3392.3664 |  |  |  |  | 171.7 | #DIV/0! | #DIV/0! | #DIV/0! | #DIV/0! | #DIV/0! | #DIV/0! | #DIV/0! | #DIV/0! | #DIV/0! | #DIV/0! | #DIV/0! | #DIV/0! | #DIV/0! |  |  |  | 171.7 | #DIV/0! | #DIV/0! | #DIV/0! | #DIV/0! | #DIV/0! | #DIV/0! | #DIV/0! | #DIV/0! | #DIV/0! | #DIV/0! | #DIV/0! | #DIV/0! | #DIV/0! |  |  |  | 171.7 | #DIV/0! | #DIV/0! | #DIV/0! | #DIV/0! | #DIV/0! | #DIV/0! | #DIV/0! | #DIV/0! | #DIV/0! | #DIV/0! | #DIV/0! | #DIV/0! | #DIV/0! |  |  |  | 171.7 | #DIV/0! | #DIV/0! | #DIV/0! | #DIV/0! | #DIV/0! | #DIV/0! | #DIV/0! | #DIV/0! | #DIV/0! | #DIV/0! | #DIV/0! | #DIV/0! | #DIV/0! |  |  |  | 171.7 | #DIV/0! | #DIV/0! | #DIV/0! | #DIV/0! | #DIV/0! | #DIV/0! | #DIV/0! | #DIV/0! | #DIV/0! | #DIV/0! | #DIV/0! | #DIV/0! | #DIV/0! |  |  |  | 171.7 | #DIV/0! | #DIV/0! | #DIV/0! | #DIV/0! | #DIV/0! | #DIV/0! | #DIV/0! | #DIV/0! | #DIV/0! | #DIV/0! | #DIV/0! | #DIV/0! | #DIV/0! |  |  |  | 171.7 | #DIV/0! | #DIV/0! | #DIV/0! | #DIV/0! | #DIV/0! | #DIV/0! | #DIV/0! | #DIV/0! | #DIV/0! | #DIV/0! | #DIV/0! | #DIV/0! | #DIV/0!
[15 empty] | 171.8 | 13.0164 | -90.3272 | 4358.3782 | 3392.2173 | 4358.3782 | 3392.2173 | 5.6334 | 3.2885 | 1 | 1 | 4358.3782 | 3392.2173 |  |  |  |  | 171.8 | #DIV/0! | #DIV/0! | #DIV/0! | #DIV/0! | #DIV/0! | #DIV/0! | #DIV/0! | #DIV/0! | #DIV/0! | #DIV/0! | #DIV/0! | #DIV/0! | #DIV/0! |  |  |  | 171.8 | #DIV/0! | #DIV/0! | #DIV/0! | #DIV/0! | #DIV/0! | #DIV/0! | #DIV/0! | #DIV/0! | #DIV/0! | #DIV/0! | #DIV/0! | #DIV/0! | #DIV/0! |  |  |  | 171.8 | #DIV/0! | #DIV/0! | #DIV/0! | #DIV/0! | #DIV/0! | #DIV/0! | #DIV/0! | #DIV/0! | #DIV/0! | #DIV/0! | #DIV/0! | #DIV/0! | #DIV/0! |  |  |  | 171.8 | #DIV/0! | #DIV/0! | #DIV/0! | #DIV/0! | #DIV/0! | #DIV/0! | #DIV/0! | #DIV/0! | #DIV/0! | #DIV/0! | #DIV/0! | #DIV/0! | #DIV/0! |  |  |  | 171.8 | #DIV/0! | #DIV/0! | #DIV/0! | #DIV/0! | #DIV/0! | #DIV/0! | #DIV/0! | #DIV/0! | #DIV/0! | #DIV/0! | #DIV/0! | #DIV/0! | #DIV/0! |  |  |  | 171.8 | #DIV/0! | #DIV/0! | #DIV/0! | #DIV/0! | #DIV/0! | #DIV/0! | #DIV/0! | #DIV/0! | #DIV/0! | #DIV/0! | #DIV/0! | #DIV/0! | #DIV/0! |  |  |  | 171.8 | #DIV/0! | #DIV/0! | #DIV/0! | #DIV/0! | #DIV/0! | #DIV/0! | #DIV/0! | #DIV/0! | #DIV/0! | #DIV/0! | #DIV/0! | #DIV/0! | #DIV/0!
[15 empty] | 171.9 | 12.8587 | -90.3498 | 4358.6112 | 3392.07 | 4358.6112 | 3392.07 | 5.5655 | 3.2485 | 1 | 1 | 4358.6112 | 3392.07 |  |  |  |  | 171.9 | #DIV/0! | #DIV/0! | #DIV/0! | #DIV/0! | #DIV/0! | #DIV/0! | #DIV/0! | #DIV/0! | #DIV/0! | #DIV/0! | #DIV/0! | #DIV/0! | #DIV/0! |  |  |  | 171.9 | #DIV/0! | #DIV/0! | #DIV/0! | #DIV/0! | #DIV/0! | #DIV/0! | #DIV/0! | #DIV/0! | #DIV/0! | #DIV/0! | #DIV/0! | #DIV/0! | #DIV/0! |  |  |  | 171.9 | #DIV/0! | #DIV/0! | #DIV/0! | #DIV/0! | #DIV/0! | #DIV/0! | #DIV/0! | #DIV/0! | #DIV/0! | #DIV/0! | #DIV/0! | #DIV/0! | #DIV/0! |  |  |  | 171.9 | #DIV/0! | #DIV/0! | #DIV/0! | #DIV/0! | #DIV/0! | #DIV/0! | #DIV/0! | #DIV/0! | #DIV/0! | #DIV/0! | #DIV/0! | #DIV/0! | #DIV/0! |  |  |  | 171.9 | #DIV/0! | #DIV/0! | #DIV/0! | #DIV/0! | #DIV/0! | #DIV/0! | #DIV/0! | #DIV/0! | #DIV/0! | #DIV/0! | #DIV/0! | #DIV/0! | #DIV/0! |  |  |  | 171.9 | #DIV/0! | #DIV/0! | #DIV/0! | #DIV/0! | #DIV/0! | #DIV/0! | #DIV/0! | #DIV/0! | #DIV/0! | #DIV/0! | #DIV/0! | #DIV/0! | #DIV/0! |  |  |  | 171.9 | #DIV/0! | #DIV/0! | #DIV/0! | #DIV/0! | #DIV/0! | #DIV/0! | #DIV/0! | #DIV/0! | #DIV/0! | #DIV/0! | #DIV/0! | #DIV/0! | #DIV/0!
[15 empty] | 172 | 12.701 | -90.3721 | 4358.8414 | 3391.9245 | 4358.8414 | 3391.9245 | 5.4975 | 3.2085 | 1 | 1 | 4358.8414 | 3391.9245 |  |  |  |  | 172 | #DIV/0! | #DIV/0! | #DIV/0! | #DIV/0! | #DIV/0! | #DIV/0! | #DIV/0! | #DIV/0! | #DIV/0! | #DIV/0! | #DIV/0! | #DIV/0! | #DIV/0! |  |  |  | 172 | #DIV/0! | #DIV/0! | #DIV/0! | #DIV/0! | #DIV/0! | #DIV/0! | #DIV/0! | #DIV/0! | #DIV/0! | #DIV/0! | #DIV/0! | #DIV/0! | #DIV/0! |  |  |  | 172 | #DIV/0! | #DIV/0! | #DIV/0! | #DIV/0! | #DIV/0! | #DIV/0! | #DIV/0! | #DIV/0! | #DIV/0! | #DIV/0! | #DIV/0! | #DIV/0! | #DIV/0! |  |  |  | 172 | #DIV/0! | #DIV/0! | #DIV/0! | #DIV/0! | #DIV/0! | #DIV/0! | #DIV/0! | #DIV/0! | #DIV/0! | #DIV/0! | #DIV/0! | #DIV/0! | #DIV/0! |  |  |  | 172 | #DIV/0! | #DIV/0! | #DIV/0! | #DIV/0! | #DIV/0! | #DIV/0! | #DIV/0! | #DIV/0! | #DIV/0! | #DIV/0! | #DIV/0! | #DIV/0! | #DIV/0! |  |  |  | 172 | #DIV/0! | #DIV/0! | #DIV/0! | #DIV/0! | #DIV/0! | #DIV/0! | #DIV/0! | #DIV/0! | #DIV/0! | #DIV/0! | #DIV/0! | #DIV/0! | #DIV/0! |  |  |  | 172 | #DIV/0! | #DIV/0! | #DIV/0! | #DIV/0! | #DIV/0! | #DIV/0! | #DIV/0! | #DIV/0! | #DIV/0! | #DIV/0! | #DIV/0! | #DIV/0! | #DIV/0!
[15 empty] | 172.1 | 12.5432 | -90.3942 | 4359.0687 | 3391.7808 | 4359.0687 | 3391.7808 | 5.4295 | 3.1685 | 1 | 1 | 4359.0687 | 3391.7808 |  |  |  |  | 172.1 | #DIV/0! | #DIV/0! | #DIV/0! | #DIV/0! | #DIV/0! | #DIV/0! | #DIV/0! | #DIV/0! | #DIV/0! | #DIV/0! | #DIV/0! | #DIV/0! | #DIV/0! |  |  |  | 172.1 | #DIV/0! | #DIV/0! | #DIV/0! | #DIV/0! | #DIV/0! | #DIV/0! | #DIV/0! | #DIV/0! | #DIV/0! | #DIV/0! | #DIV/0! | #DIV/0! | #DIV/0! |  |  |  | 172.1 | #DIV/0! | #DIV/0! | #DIV/0! | #DIV/0! | #DIV/0! | #DIV/0! | #DIV/0! | #DIV/0! | #DIV/0! | #DIV/0! | #DIV/0! | #DIV/0! | #DIV/0! |  |  |  | 172.1 | #DIV/0! | #DIV/0! | #DIV/0! | #DIV/0! | #DIV/0! | #DIV/0! | #DIV/0! | #DIV/0! | #DIV/0! | #DIV/0! | #DIV/0! | #DIV/0! | #DIV/0! |  |  |  | 172.1 | #DIV/0! | #DIV/0! | #DIV/0! | #DIV/0! | #DIV/0! | #DIV/0! | #DIV/0! | #DIV/0! | #DIV/0! | #DIV/0! | #DIV/0! | #DIV/0! | #DIV/0! |  |  |  | 172.1 | #DIV/0! | #DIV/0! | #DIV/0! | #DIV/0! | #DIV/0! | #DIV/0! | #DIV/0! | #DIV/0! | #DIV/0! | #DIV/0! | #DIV/0! | #DIV/0! | #DIV/0! |  |  |  | 172.1 | #DIV/0! | #DIV/0! | #DIV/0! | #DIV/0! | #DIV/0! | #DIV/0! | #DIV/0! | #DIV/0! | #DIV/0! | #DIV/0! | #DIV/0! | #DIV/0! | #DIV/0!
[15 empty] | 172.2 | 12.3854 | -90.4159 | 4359.2932 | 3391.6389 | 4359.2932 | 3391.6389 | 5.3615 | 3.1285 | 1 | 1 | 4359.2932 | 3391.6389 |  |  |  |  | 172.2 | #DIV/0! | #DIV/0! | #DIV/0! | #DIV/0! | #DIV/0! | #DIV/0! | #DIV/0! | #DIV/0! | #DIV/0! | #DIV/0! | #DIV/0! | #DIV/0! | #DIV/0! |  |  |  | 172.2 | #DIV/0! | #DIV/0! | #DIV/0! | #DIV/0! | #DIV/0! | #DIV/0! | #DIV/0! | #DIV/0! | #DIV/0! | #DIV/0! | #DIV/0! | #DIV/0! | #DIV/0! |  |  |  | 172.2 | #DIV/0! | #DIV/0! | #DIV/0! | #DIV/0! | #DIV/0! | #DIV/0! | #DIV/0! | #DIV/0! | #DIV/0! | #DIV/0! | #DIV/0! | #DIV/0! | #DIV/0! |  |  |  | 172.2 | #DIV/0! | #DIV/0! | #DIV/0! | #DIV/0! | #DIV/0! | #DIV/0! | #DIV/0! | #DIV/0! | #DIV/0! | #DIV/0! | #DIV/0! | #DIV/0! | #DIV/0! |  |  |  | 172.2 | #DIV/0! | #DIV/0! | #DIV/0! | #DIV/0! | #DIV/0! | #DIV/0! | #DIV/0! | #DIV/0! | #DIV/0! | #DIV/0! | #DIV/0! | #DIV/0! | #DIV/0! |  |  |  | 172.2 | #DIV/0! | #DIV/0! | #DIV/0! | #DIV/0! | #DIV/0! | #DIV/0! | #DIV/0! | #DIV/0! | #DIV/0! | #DIV/0! | #DIV/0! | #DIV/0! | #DIV/0! |  |  |  | 172.2 | #DIV/0! | #DIV/0! | #DIV/0! | #DIV/0! | #DIV/0! | #DIV/0! | #DIV/0! | #DIV/0! | #DIV/0! | #DIV/0! | #DIV/0! | #DIV/0! | #DIV/0!
[15 empty] | 172.3 | 12.2276 | -90.4374 | 4359.5149 | 3391.4988 | 4359.5149 | 3391.4988 | 5.2934 | 3.0885 | 1 | 1 | 4359.5149 | 3391.4988 |  |  |  |  | 172.3 | #DIV/0! | #DIV/0! | #DIV/0! | #DIV/0! | #DIV/0! | #DIV/0! | #DIV/0! | #DIV/0! | #DIV/0! | #DIV/0! | #DIV/0! | #DIV/0! | #DIV/0! |  |  |  | 172.3 | #DIV/0! | #DIV/0! | #DIV/0! | #DIV/0! | #DIV/0! | #DIV/0! | #DIV/0! | #DIV/0! | #DIV/0! | #DIV/0! | #DIV/0! | #DIV/0! | #DIV/0! |  |  |  | 172.3 | #DIV/0! | #DIV/0! | #DIV/0! | #DIV/0! | #DIV/0! | #DIV/0! | #DIV/0! | #DIV/0! | #DIV/0! | #DIV/0! | #DIV/0! | #DIV/0! | #DIV/0! |  |  |  | 172.3 | #DIV/0! | #DIV/0! | #DIV/0! | #DIV/0! | #DIV/0! | #DIV/0! | #DIV/0! | #DIV/0! | #DIV/0! | #DIV/0! | #DIV/0! | #DIV/0! | #DIV/0! |  |  |  | 172.3 | #DIV/0! | #DIV/0! | #DIV/0! | #DIV/0! | #DIV/0! | #DIV/0! | #DIV/0! | #DIV/0! | #DIV/0! | #DIV/0! | #DIV/0! | #DIV/0! | #DIV/0! |  |  |  | 172.3 | #DIV/0! | #DIV/0! | #DIV/0! | #DIV/0! | #DIV/0! | #DIV/0! | #DIV/0! | #DIV/0! | #DIV/0! | #DIV/0! | #DIV/0! | #DIV/0! | #DIV/0! |  |  |  | 172.3 | #DIV/0! | #DIV/0! | #DIV/0! | #DIV/0! | #DIV/0! | #DIV/0! | #DIV/0! | #DIV/0! | #DIV/0! | #DIV/0! | #DIV/0! | #DIV/0! | #DIV/0!
[15 empty] | 172.4 | 12.0698 | -90.4586 | 4359.7337 | 3391.3606 | 4359.7337 | 3391.3606 | 5.2254 | 3.0485 | 1 | 1 | 4359.7337 | 3391.3606 |  |  |  |  | 172.4 | #DIV/0! | #DIV/0! | #DIV/0! | #DIV/0! | #DIV/0! | #DIV/0! | #DIV/0! | #DIV/0! | #DIV/0! | #DIV/0! | #DIV/0! | #DIV/0! | #DIV/0! |  |  |  | 172.4 | #DIV/0! | #DIV/0! | #DIV/0! | #DIV/0! | #DIV/0! | #DIV/0! | #DIV/0! | #DIV/0! | #DIV/0! | #DIV/0! | #DIV/0! | #DIV/0! | #DIV/0! |  |  |  | 172.4 | #DIV/0! | #DIV/0! | #DIV/0! | #DIV/0! | #DIV/0! | #DIV/0! | #DIV/0! | #DIV/0! | #DIV/0! | #DIV/0! | #DIV/0! | #DIV/0! | #DIV/0! |  |  |  | 172.4 | #DIV/0! | #DIV/0! | #DIV/0! | #DIV/0! | #DIV/0! | #DIV/0! | #DIV/0! | #DIV/0! | #DIV/0! | #DIV/0! | #DIV/0! | #DIV/0! | #DIV/0! |  |  |  | 172.4 | #DIV/0! | #DIV/0! | #DIV/0! | #DIV/0! | #DIV/0! | #DIV/0! | #DIV/0! | #DIV/0! | #DIV/0! | #DIV/0! | #DIV/0! | #DIV/0! | #DIV/0! |  |  |  | 172.4 | #DIV/0! | #DIV/0! | #DIV/0! | #DIV/0! | #DIV/0! | #DIV/0! | #DIV/0! | #DIV/0! | #DIV/0! | #DIV/0! | #DIV/0! | #DIV/0! | #DIV/0! |  |  |  | 172.4 | #DIV/0! | #DIV/0! | #DIV/0! | #DIV/0! | #DIV/0! | #DIV/0! | #DIV/0! | #DIV/0! | #DIV/0! | #DIV/0! | #DIV/0! | #DIV/0! | #DIV/0!
[15 empty] | 172.5 | 11.9119 | -90.4795 | 4359.9497 | 3391.2241 | 4359.9497 | 3391.2241 | 5.1573 | 3.0085 | 1 | 1 | 4359.9497 | 3391.2241 |  |  |  |  | 172.5 | #DIV/0! | #DIV/0! | #DIV/0! | #DIV/0! | #DIV/0! | #DIV/0! | #DIV/0! | #DIV/0! | #DIV/0! | #DIV/0! | #DIV/0! | #DIV/0! | #DIV/0! |  |  |  | 172.5 | #DIV/0! | #DIV/0! | #DIV/0! | #DIV/0! | #DIV/0! | #DIV/0! | #DIV/0! | #DIV/0! | #DIV/0! | #DIV/0! | #DIV/0! | #DIV/0! | #DIV/0! |  |  |  | 172.5 | #DIV/0! | #DIV/0! | #DIV/0! | #DIV/0! | #DIV/0! | #DIV/0! | #DIV/0! | #DIV/0! | #DIV/0! | #DIV/0! | #DIV/0! | #DIV/0! | #DIV/0! |  |  |  | 172.5 | #DIV/0! | #DIV/0! | #DIV/0! | #DIV/0! | #DIV/0! | #DIV/0! | #DIV/0! | #DIV/0! | #DIV/0! | #DIV/0! | #DIV/0! | #DIV/0! | #DIV/0! |  |  |  | 172.5 | #DIV/0! | #DIV/0! | #DIV/0! | #DIV/0! | #DIV/0! | #DIV/0! | #DIV/0! | #DIV/0! | #DIV/0! | #DIV/0! | #DIV/0! | #DIV/0! | #DIV/0! |  |  |  | 172.5 | #DIV/0! | #DIV/0! | #DIV/0! | #DIV/0! | #DIV/0! | #DIV/0! | #DIV/0! | #DIV/0! | #DIV/0! | #DIV/0! | #DIV/0! | #DIV/0! | #DIV/0! |  |  |  | 172.5 | #DIV/0! | #DIV/0! | #DIV/0! | #DIV/0! | #DIV/0! | #DIV/0! | #DIV/0! | #DIV/0! | #DIV/0! | #DIV/0! | #DIV/0! | #DIV/0! | #DIV/0!
[15 empty] | 172.6 | 11.7539 | -90.5002 | 4360.1629 | 3391.0894 | 4360.1629 | 3391.0894 | 5.0891 | 2.9685 | 1 | 1 | 4360.1629 | 3391.0894 |  |  |  |  | 172.6 | #DIV/0! | #DIV/0! | #DIV/0! | #DIV/0! | #DIV/0! | #DIV/0! | #DIV/0! | #DIV/0! | #DIV/0! | #DIV/0! | #DIV/0! | #DIV/0! | #DIV/0! |  |  |  | 172.6 | #DIV/0! | #DIV/0! | #DIV/0! | #DIV/0! | #DIV/0! | #DIV/0! | #DIV/0! | #DIV/0! | #DIV/0! | #DIV/0! | #DIV/0! | #DIV/0! | #DIV/0! |  |  |  | 172.6 | #DIV/0! | #DIV/0! | #DIV/0! | #DIV/0! | #DIV/0! | #DIV/0! | #DIV/0! | #DIV/0! | #DIV/0! | #DIV/0! | #DIV/0! | #DIV/0! | #DIV/0! |  |  |  | 172.6 | #DIV/0! | #DIV/0! | #DIV/0! | #DIV/0! | #DIV/0! | #DIV/0! | #DIV/0! | #DIV/0! | #DIV/0! | #DIV/0! | #DIV/0! | #DIV/0! | #DIV/0! |  |  |  | 172.6 | #DIV/0! | #DIV/0! | #DIV/0! | #DIV/0! | #DIV/0! | #DIV/0! | #DIV/0! | #DIV/0! | #DIV/0! | #DIV/0! | #DIV/0! | #DIV/0! | #DIV/0! |  |  |  | 172.6 | #DIV/0! | #DIV/0! | #DIV/0! | #DIV/0! | #DIV/0! | #DIV/0! | #DIV/0! | #DIV/0! | #DIV/0! | #DIV/0! | #DIV/0! | #DIV/0! | #DIV/0! |  |  |  | 172.6 | #DIV/0! | #DIV/0! | #DIV/0! | #DIV/0! | #DIV/0! | #DIV/0! | #DIV/0! | #DIV/0! | #DIV/0! | #DIV/0! | #DIV/0! | #DIV/0! | #DIV/0!
[15 empty] | 172.7 | 11.5959 | -90.5205 | 4360.3732 | 3390.9565 | 4360.3732 | 3390.9565 | 5.021 | 2.9285 | 1 | 1 | 4360.3732 | 3390.9565 |  |  |  |  | 172.7 | #DIV/0! | #DIV/0! | #DIV/0! | #DIV/0! | #DIV/0! | #DIV/0! | #DIV/0! | #DIV/0! | #DIV/0! | #DIV/0! | #DIV/0! | #DIV/0! | #DIV/0! |  |  |  | 172.7 | #DIV/0! | #DIV/0! | #DIV/0! | #DIV/0! | #DIV/0! | #DIV/0! | #DIV/0! | #DIV/0! | #DIV/0! | #DIV/0! | #DIV/0! | #DIV/0! | #DIV/0! |  |  |  | 172.7 | #DIV/0! | #DIV/0! | #DIV/0! | #DIV/0! | #DIV/0! | #DIV/0! | #DIV/0! | #DIV/0! | #DIV/0! | #DIV/0! | #DIV/0! | #DIV/0! | #DIV/0! |  |  |  | 172.7 | #DIV/0! | #DIV/0! | #DIV/0! | #DIV/0! | #DIV/0! | #DIV/0! | #DIV/0! | #DIV/0! | #DIV/0! | #DIV/0! | #DIV/0! | #DIV/0! | #DIV/0! |  |  |  | 172.7 | #DIV/0! | #DIV/0! | #DIV/0! | #DIV/0! | #DIV/0! | #DIV/0! | #DIV/0! | #DIV/0! | #DIV/0! | #DIV/0! | #DIV/0! | #DIV/0! | #DIV/0! |  |  |  | 172.7 | #DIV/0! | #DIV/0! | #DIV/0! | #DIV/0! | #DIV/0! | #DIV/0! | #DIV/0! | #DIV/0! | #DIV/0! | #DIV/0! | #DIV/0! | #DIV/0! | #DIV/0! |  |  |  | 172.7 | #DIV/0! | #DIV/0! | #DIV/0! | #DIV/0! | #DIV/0! | #DIV/0! | #DIV/0! | #DIV/0! | #DIV/0! | #DIV/0! | #DIV/0! | #DIV/0! | #DIV/0!
[15 empty] | 172.8 | 11.4379 | -90.5406 | 4360.5807 | 3390.8255 | 4360.5807 | 3390.8255 | 4.9528 | 2.8885 | 1 | 1 | 4360.5807 | 3390.8255 |  |  |  |  | 172.8 | #DIV/0! | #DIV/0! | #DIV/0! | #DIV/0! | #DIV/0! | #DIV/0! | #DIV/0! | #DIV/0! | #DIV/0! | #DIV/0! | #DIV/0! | #DIV/0! | #DIV/0! |  |  |  | 172.8 | #DIV/0! | #DIV/0! | #DIV/0! | #DIV/0! | #DIV/0! | #DIV/0! | #DIV/0! | #DIV/0! | #DIV/0! | #DIV/0! | #DIV/0! | #DIV/0! | #DIV/0! |  |  |  | 172.8 | #DIV/0! | #DIV/0! | #DIV/0! | #DIV/0! | #DIV/0! | #DIV/0! | #DIV/0! | #DIV/0! | #DIV/0! | #DIV/0! | #DIV/0! | #DIV/0! | #DIV/0! |  |  |  | 172.8 | #DIV/0! | #DIV/0! | #DIV/0! | #DIV/0! | #DIV/0! | #DIV/0! | #DIV/0! | #DIV/0! | #DIV/0! | #DIV/0! | #DIV/0! | #DIV/0! | #DIV/0! |  |  |  | 172.8 | #DIV/0! | #DIV/0! | #DIV/0! | #DIV/0! | #DIV/0! | #DIV/0! | #DIV/0! | #DIV/0! | #DIV/0! | #DIV/0! | #DIV/0! | #DIV/0! | #DIV/0! |  |  |  | 172.8 | #DIV/0! | #DIV/0! | #DIV/0! | #DIV/0! | #DIV/0! | #DIV/0! | #DIV/0! | #DIV/0! | #DIV/0! | #DIV/0! | #DIV/0! | #DIV/0! | #DIV/0! |  |  |  | 172.8 | #DIV/0! | #DIV/0! | #DIV/0! | #DIV/0! | #DIV/0! | #DIV/0! | #DIV/0! | #DIV/0! | #DIV/0! | #DIV/0! | #DIV/0! | #DIV/0! | #DIV/0!
[15 empty] | 172.9 | 11.2799 | -90.5605 | 4360.7853 | 3390.6962 | 4360.7853 | 3390.6962 | 4.8846 | 2.8485 | 1 | 1 | 4360.7853 | 3390.6962 |  |  |  |  | 172.9 | #DIV/0! | #DIV/0! | #DIV/0! | #DIV/0! | #DIV/0! | #DIV/0! | #DIV/0! | #DIV/0! | #DIV/0! | #DIV/0! | #DIV/0! | #DIV/0! | #DIV/0! |  |  |  | 172.9 | #DIV/0! | #DIV/0! | #DIV/0! | #DIV/0! | #DIV/0! | #DIV/0! | #DIV/0! | #DIV/0! | #DIV/0! | #DIV/0! | #DIV/0! | #DIV/0! | #DIV/0! |  |  |  | 172.9 | #DIV/0! | #DIV/0! | #DIV/0! | #DIV/0! | #DIV/0! | #DIV/0! | #DIV/0! | #DIV/0! | #DIV/0! | #DIV/0! | #DIV/0! | #DIV/0! | #DIV/0! |  |  |  | 172.9 | #DIV/0! | #DIV/0! | #DIV/0! | #DIV/0! | #DIV/0! | #DIV/0! | #DIV/0! | #DIV/0! | #DIV/0! | #DIV/0! | #DIV/0! | #DIV/0! | #DIV/0! |  |  |  | 172.9 | #DIV/0! | #DIV/0! | #DIV/0! | #DIV/0! | #DIV/0! | #DIV/0! | #DIV/0! | #DIV/0! | #DIV/0! | #DIV/0! | #DIV/0! | #DIV/0! | #DIV/0! |  |  |  | 172.9 | #DIV/0! | #DIV/0! | #DIV/0! | #DIV/0! | #DIV/0! | #DIV/0! | #DIV/0! | #DIV/0! | #DIV/0! | #DIV/0! | #DIV/0! | #DIV/0! | #DIV/0! |  |  |  | 172.9 | #DIV/0! | #DIV/0! | #DIV/0! | #DIV/0! | #DIV/0! | #DIV/0! | #DIV/0! | #DIV/0! | #DIV/0! | #DIV/0! | #DIV/0! | #DIV/0! | #DIV/0!
[15 empty] | 173 | 11.1218 | -90.58 | 4360.9871 | 3390.5688 | 4360.9871 | 3390.5688 | 4.8164 | 2.8085 | 1 | 1 | 4360.9871 | 3390.5688 |  |  |  |  | 173 | #DIV/0! | #DIV/0! | #DIV/0! | #DIV/0! | #DIV/0! | #DIV/0! | #DIV/0! | #DIV/0! | #DIV/0! | #DIV/0! | #DIV/0! | #DIV/0! | #DIV/0! |  |  |  | 173 | #DIV/0! | #DIV/0! | #DIV/0! | #DIV/0! | #DIV/0! | #DIV/0! | #DIV/0! | #DIV/0! | #DIV/0! | #DIV/0! | #DIV/0! | #DIV/0! | #DIV/0! |  |  |  | 173 | #DIV/0! | #DIV/0! | #DIV/0! | #DIV/0! | #DIV/0! | #DIV/0! | #DIV/0! | #DIV/0! | #DIV/0! | #DIV/0! | #DIV/0! | #DIV/0! | #DIV/0! |  |  |  | 173 | #DIV/0! | #DIV/0! | #DIV/0! | #DIV/0! | #DIV/0! | #DIV/0! | #DIV/0! | #DIV/0! | #DIV/0! | #DIV/0! | #DIV/0! | #DIV/0! | #DIV/0! |  |  |  | 173 | #DIV/0! | #DIV/0! | #DIV/0! | #DIV/0! | #DIV/0! | #DIV/0! | #DIV/0! | #DIV/0! | #DIV/0! | #DIV/0! | #DIV/0! | #DIV/0! | #DIV/0! |  |  |  | 173 | #DIV/0! | #DIV/0! | #DIV/0! | #DIV/0! | #DIV/0! | #DIV/0! | #DIV/0! | #DIV/0! | #DIV/0! | #DIV/0! | #DIV/0! | #DIV/0! | #DIV/0! |  |  |  | 173 | #DIV/0! | #DIV/0! | #DIV/0! | #DIV/0! | #DIV/0! | #DIV/0! | #DIV/0! | #DIV/0! | #DIV/0! | #DIV/0! | #DIV/0! | #DIV/0! | #DIV/0!
[15 empty] | 173.1 | 10.9637 | -90.5993 | 4361.1861 | 3390.4432 | 4361.1861 | 3390.4432 | 4.7481 | 2.7684 | 1 | 1 | 4361.1861 | 3390.4432 |  |  |  |  | 173.1 | #DIV/0! | #DIV/0! | #DIV/0! | #DIV/0! | #DIV/0! | #DIV/0! | #DIV/0! | #DIV/0! | #DIV/0! | #DIV/0! | #DIV/0! | #DIV/0! | #DIV/0! |  |  |  | 173.1 | #DIV/0! | #DIV/0! | #DIV/0! | #DIV/0! | #DIV/0! | #DIV/0! | #DIV/0! | #DIV/0! | #DIV/0! | #DIV/0! | #DIV/0! | #DIV/0! | #DIV/0! |  |  |  | 173.1 | #DIV/0! | #DIV/0! | #DIV/0! | #DIV/0! | #DIV/0! | #DIV/0! | #DIV/0! | #DIV/0! | #DIV/0! | #DIV/0! | #DIV/0! | #DIV/0! | #DIV/0! |  |  |  | 173.1 | #DIV/0! | #DIV/0! | #DIV/0! | #DIV/0! | #DIV/0! | #DIV/0! | #DIV/0! | #DIV/0! | #DIV/0! | #DIV/0! | #DIV/0! | #DIV/0! | #DIV/0! |  |  |  | 173.1 | #DIV/0! | #DIV/0! | #DIV/0! | #DIV/0! | #DIV/0! | #DIV/0! | #DIV/0! | #DIV/0! | #DIV/0! | #DIV/0! | #DIV/0! | #DIV/0! | #DIV/0! |  |  |  | 173.1 | #DIV/0! | #DIV/0! | #DIV/0! | #DIV/0! | #DIV/0! | #DIV/0! | #DIV/0! | #DIV/0! | #DIV/0! | #DIV/0! | #DIV/0! | #DIV/0! | #DIV/0! |  |  |  | 173.1 | #DIV/0! | #DIV/0! | #DIV/0! | #DIV/0! | #DIV/0! | #DIV/0! | #DIV/0! | #DIV/0! | #DIV/0! | #DIV/0! | #DIV/0! | #DIV/0! | #DIV/0!
[15 empty] | 173.2 | 10.8056 | -90.6183 | 4361.3822 | 3390.3193 | 4361.3822 | 3390.3193 | 4.6798 | 2.7284 | 1 | 1 | 4361.3822 | 3390.3193 |  |  |  |  | 173.2 | #DIV/0! | #DIV/0! | #DIV/0! | #DIV/0! | #DIV/0! | #DIV/0! | #DIV/0! | #DIV/0! | #DIV/0! | #DIV/0! | #DIV/0! | #DIV/0! | #DIV/0! |  |  |  | 173.2 | #DIV/0! | #DIV/0! | #DIV/0! | #DIV/0! | #DIV/0! | #DIV/0! | #DIV/0! | #DIV/0! | #DIV/0! | #DIV/0! | #DIV/0! | #DIV/0! | #DIV/0! |  |  |  | 173.2 | #DIV/0! | #DIV/0! | #DIV/0! | #DIV/0! | #DIV/0! | #DIV/0! | #DIV/0! | #DIV/0! | #DIV/0! | #DIV/0! | #DIV/0! | #DIV/0! | #DIV/0! |  |  |  | 173.2 | #DIV/0! | #DIV/0! | #DIV/0! | #DIV/0! | #DIV/0! | #DIV/0! | #DIV/0! | #DIV/0! | #DIV/0! | #DIV/0! | #DIV/0! | #DIV/0! | #DIV/0! |  |  |  | 173.2 | #DIV/0! | #DIV/0! | #DIV/0! | #DIV/0! | #DIV/0! | #DIV/0! | #DIV/0! | #DIV/0! | #DIV/0! | #DIV/0! | #DIV/0! | #DIV/0! | #DIV/0! |  |  |  | 173.2 | #DIV/0! | #DIV/0! | #DIV/0! | #DIV/0! | #DIV/0! | #DIV/0! | #DIV/0! | #DIV/0! | #DIV/0! | #DIV/0! | #DIV/0! | #DIV/0! | #DIV/0! |  |  |  | 173.2 | #DIV/0! | #DIV/0! | #DIV/0! | #DIV/0! | #DIV/0! | #DIV/0! | #DIV/0! | #DIV/0! | #DIV/0! | #DIV/0! | #DIV/0! | #DIV/0! | #DIV/0!
[15 empty] | 173.3 | 10.6474 | -90.637 | 4361.5755 | 3390.1973 | 4361.5755 | 3390.1973 | 4.6115 | 2.6884 | 1 | 1 | 4361.5755 | 3390.1973 |  |  |  |  | 173.3 | #DIV/0! | #DIV/0! | #DIV/0! | #DIV/0! | #DIV/0! | #DIV/0! | #DIV/0! | #DIV/0! | #DIV/0! | #DIV/0! | #DIV/0! | #DIV/0! | #DIV/0! |  |  |  | 173.3 | #DIV/0! | #DIV/0! | #DIV/0! | #DIV/0! | #DIV/0! | #DIV/0! | #DIV/0! | #DIV/0! | #DIV/0! | #DIV/0! | #DIV/0! | #DIV/0! | #DIV/0! |  |  |  | 173.3 | #DIV/0! | #DIV/0! | #DIV/0! | #DIV/0! | #DIV/0! | #DIV/0! | #DIV/0! | #DIV/0! | #DIV/0! | #DIV/0! | #DIV/0! | #DIV/0! | #DIV/0! |  |  |  | 173.3 | #DIV/0! | #DIV/0! | #DIV/0! | #DIV/0! | #DIV/0! | #DIV/0! | #DIV/0! | #DIV/0! | #DIV/0! | #DIV/0! | #DIV/0! | #DIV/0! | #DIV/0! |  |  |  | 173.3 | #DIV/0! | #DIV/0! | #DIV/0! | #DIV/0! | #DIV/0! | #DIV/0! | #DIV/0! | #DIV/0! | #DIV/0! | #DIV/0! | #DIV/0! | #DIV/0! | #DIV/0! |  |  |  | 173.3 | #DIV/0! | #DIV/0! | #DIV/0! | #DIV/0! | #DIV/0! | #DIV/0! | #DIV/0! | #DIV/0! | #DIV/0! | #DIV/0! | #DIV/0! | #DIV/0! | #DIV/0! |  |  |  | 173.3 | #DIV/0! | #DIV/0! | #DIV/0! | #DIV/0! | #DIV/0! | #DIV/0! | #DIV/0! | #DIV/0! | #DIV/0! | #DIV/0! | #DIV/0! | #DIV/0! | #DIV/0!
[15 empty] | 173.4 | 10.4892 | -90.6555 | 4361.766 | 3390.0771 | 4361.766 | 3390.0771 | 4.5432 | 2.6483 | 1 | 1 | 4361.766 | 3390.0771 |  |  |  |  | 173.4 | #DIV/0! | #DIV/0! | #DIV/0! | #DIV/0! | #DIV/0! | #DIV/0! | #DIV/0! | #DIV/0! | #DIV/0! | #DIV/0! | #DIV/0! | #DIV/0! | #DIV/0! |  |  |  | 173.4 | #DIV/0! | #DIV/0! | #DIV/0! | #DIV/0! | #DIV/0! | #DIV/0! | #DIV/0! | #DIV/0! | #DIV/0! | #DIV/0! | #DIV/0! | #DIV/0! | #DIV/0! |  |  |  | 173.4 | #DIV/0! | #DIV/0! | #DIV/0! | #DIV/0! | #DIV/0! | #DIV/0! | #DIV/0! | #DIV/0! | #DIV/0! | #DIV/0! | #DIV/0! | #DIV/0! | #DIV/0! |  |  |  | 173.4 | #DIV/0! | #DIV/0! | #DIV/0! | #DIV/0! | #DIV/0! | #DIV/0! | #DIV/0! | #DIV/0! | #DIV/0! | #DIV/0! | #DIV/0! | #DIV/0! | #DIV/0! |  |  |  | 173.4 | #DIV/0! | #DIV/0! | #DIV/0! | #DIV/0! | #DIV/0! | #DIV/0! | #DIV/0! | #DIV/0! | #DIV/0! | #DIV/0! | #DIV/0! | #DIV/0! | #DIV/0! |  |  |  | 173.4 | #DIV/0! | #DIV/0! | #DIV/0! | #DIV/0! | #DIV/0! | #DIV/0! | #DIV/0! | #DIV/0! | #DIV/0! | #DIV/0! | #DIV/0! | #DIV/0! | #DIV/0! |  |  |  | 173.4 | #DIV/0! | #DIV/0! | #DIV/0! | #DIV/0! | #DIV/0! | #DIV/0! | #DIV/0! | #DIV/0! | #DIV/0! | #DIV/0! | #DIV/0! | #DIV/0! | #DIV/0!
[15 empty] | 173.5 | 10.331 | -90.6736 | 4361.9536 | 3389.9586 | 4361.9536 | 3389.9586 | 4.4749 | 2.6083 | 1 | 1 | 4361.9536 | 3389.9586 |  |  |  |  | 173.5 | #DIV/0! | #DIV/0! | #DIV/0! | #DIV/0! | #DIV/0! | #DIV/0! | #DIV/0! | #DIV/0! | #DIV/0! | #DIV/0! | #DIV/0! | #DIV/0! | #DIV/0! |  |  |  | 173.5 | #DIV/0! | #DIV/0! | #DIV/0! | #DIV/0! | #DIV/0! | #DIV/0! | #DIV/0! | #DIV/0! | #DIV/0! | #DIV/0! | #DIV/0! | #DIV/0! | #DIV/0! |  |  |  | 173.5 | #DIV/0! | #DIV/0! | #DIV/0! | #DIV/0! | #DIV/0! | #DIV/0! | #DIV/0! | #DIV/0! | #DIV/0! | #DIV/0! | #DIV/0! | #DIV/0! | #DIV/0! |  |  |  | 173.5 | #DIV/0! | #DIV/0! | #DIV/0! | #DIV/0! | #DIV/0! | #DIV/0! | #DIV/0! | #DIV/0! | #DIV/0! | #DIV/0! | #DIV/0! | #DIV/0! | #DIV/0! |  |  |  | 173.5 | #DIV/0! | #DIV/0! | #DIV/0! | #DIV/0! | #DIV/0! | #DIV/0! | #DIV/0! | #DIV/0! | #DIV/0! | #DIV/0! | #DIV/0! | #DIV/0! | #DIV/0! |  |  |  | 173.5 | #DIV/0! | #DIV/0! | #DIV/0! | #DIV/0! | #DIV/0! | #DIV/0! | #DIV/0! | #DIV/0! | #DIV/0! | #DIV/0! | #DIV/0! | #DIV/0! | #DIV/0! |  |  |  | 173.5 | #DIV/0! | #DIV/0! | #DIV/0! | #DIV/0! | #DIV/0! | #DIV/0! | #DIV/0! | #DIV/0! | #DIV/0! | #DIV/0! | #DIV/0! | #DIV/0! | #DIV/0!
[15 empty] | 173.6 | 10.1727 | -90.6915 | 4362.1383 | 3389.842 | 4362.1383 | 3389.842 | 4.4065 | 2.5682 | 1 | 1 | 4362.1383 | 3389.842 |  |  |  |  | 173.6 | #DIV/0! | #DIV/0! | #DIV/0! | #DIV/0! | #DIV/0! | #DIV/0! | #DIV/0! | #DIV/0! | #DIV/0! | #DIV/0! | #DIV/0! | #DIV/0! | #DIV/0! |  |  |  | 173.6 | #DIV/0! | #DIV/0! | #DIV/0! | #DIV/0! | #DIV/0! | #DIV/0! | #DIV/0! | #DIV/0! | #DIV/0! | #DIV/0! | #DIV/0! | #DIV/0! | #DIV/0! |  |  |  | 173.6 | #DIV/0! | #DIV/0! | #DIV/0! | #DIV/0! | #DIV/0! | #DIV/0! | #DIV/0! | #DIV/0! | #DIV/0! | #DIV/0! | #DIV/0! | #DIV/0! | #DIV/0! |  |  |  | 173.6 | #DIV/0! | #DIV/0! | #DIV/0! | #DIV/0! | #DIV/0! | #DIV/0! | #DIV/0! | #DIV/0! | #DIV/0! | #DIV/0! | #DIV/0! | #DIV/0! | #DIV/0! |  |  |  | 173.6 | #DIV/0! | #DIV/0! | #DIV/0! | #DIV/0! | #DIV/0! | #DIV/0! | #DIV/0! | #DIV/0! | #DIV/0! | #DIV/0! | #DIV/0! | #DIV/0! | #DIV/0! |  |  |  | 173.6 | #DIV/0! | #DIV/0! | #DIV/0! | #DIV/0! | #DIV/0! | #DIV/0! | #DIV/0! | #DIV/0! | #DIV/0! | #DIV/0! | #DIV/0! | #DIV/0! | #DIV/0! |  |  |  | 173.6 | #DIV/0! | #DIV/0! | #DIV/0! | #DIV/0! | #DIV/0! | #DIV/0! | #DIV/0! | #DIV/0! | #DIV/0! | #DIV/0! | #DIV/0! | #DIV/0! | #DIV/0!
[15 empty] | 173.7 | 10.0144 | -90.7091 | 4362.3202 | 3389.7272 | 4362.3202 | 3389.7272 | 4.3381 | 2.5282 | 1 | 1 | 4362.3202 | 3389.7272 |  |  |  |  | 173.7 | #DIV/0! | #DIV/0! | #DIV/0! | #DIV/0! | #DIV/0! | #DIV/0! | #DIV/0! | #DIV/0! | #DIV/0! | #DIV/0! | #DIV/0! | #DIV/0! | #DIV/0! |  |  |  | 173.7 | #DIV/0! | #DIV/0! | #DIV/0! | #DIV/0! | #DIV/0! | #DIV/0! | #DIV/0! | #DIV/0! | #DIV/0! | #DIV/0! | #DIV/0! | #DIV/0! | #DIV/0! |  |  |  | 173.7 | #DIV/0! | #DIV/0! | #DIV/0! | #DIV/0! | #DIV/0! | #DIV/0! | #DIV/0! | #DIV/0! | #DIV/0! | #DIV/0! | #DIV/0! | #DIV/0! | #DIV/0! |  |  |  | 173.7 | #DIV/0! | #DIV/0! | #DIV/0! | #DIV/0! | #DIV/0! | #DIV/0! | #DIV/0! | #DIV/0! | #DIV/0! | #DIV/0! | #DIV/0! | #DIV/0! | #DIV/0! |  |  |  | 173.7 | #DIV/0! | #DIV/0! | #DIV/0! | #DIV/0! | #DIV/0! | #DIV/0! | #DIV/0! | #DIV/0! | #DIV/0! | #DIV/0! | #DIV/0! | #DIV/0! | #DIV/0! |  |  |  | 173.7 | #DIV/0! | #DIV/0! | #DIV/0! | #DIV/0! | #DIV/0! | #DIV/0! | #DIV/0! | #DIV/0! | #DIV/0! | #DIV/0! | #DIV/0! | #DIV/0! | #DIV/0! |  |  |  | 173.7 | #DIV/0! | #DIV/0! | #DIV/0! | #DIV/0! | #DIV/0! | #DIV/0! | #DIV/0! | #DIV/0! | #DIV/0! | #DIV/0! | #DIV/0! | #DIV/0! | #DIV/0!
[15 empty] | 173.8 | 9.856 | -90.7265 | 4362.4993 | 3389.6142 | 4362.4993 | 3389.6142 | 4.2697 | 2.4881 | 1 | 1 | 4362.4993 | 3389.6142 |  |  |  |  | 173.8 | #DIV/0! | #DIV/0! | #DIV/0! | #DIV/0! | #DIV/0! | #DIV/0! | #DIV/0! | #DIV/0! | #DIV/0! | #DIV/0! | #DIV/0! | #DIV/0! | #DIV/0! |  |  |  | 173.8 | #DIV/0! | #DIV/0! | #DIV/0! | #DIV/0! | #DIV/0! | #DIV/0! | #DIV/0! | #DIV/0! | #DIV/0! | #DIV/0! | #DIV/0! | #DIV/0! | #DIV/0! |  |  |  | 173.8 | #DIV/0! | #DIV/0! | #DIV/0! | #DIV/0! | #DIV/0! | #DIV/0! | #DIV/0! | #DIV/0! | #DIV/0! | #DIV/0! | #DIV/0! | #DIV/0! | #DIV/0! |  |  |  | 173.8 | #DIV/0! | #DIV/0! | #DIV/0! | #DIV/0! | #DIV/0! | #DIV/0! | #DIV/0! | #DIV/0! | #DIV/0! | #DIV/0! | #DIV/0! | #DIV/0! | #DIV/0! |  |  |  | 173.8 | #DIV/0! | #DIV/0! | #DIV/0! | #DIV/0! | #DIV/0! | #DIV/0! | #DIV/0! | #DIV/0! | #DIV/0! | #DIV/0! | #DIV/0! | #DIV/0! | #DIV/0! |  |  |  | 173.8 | #DIV/0! | #DIV/0! | #DIV/0! | #DIV/0! | #DIV/0! | #DIV/0! | #DIV/0! | #DIV/0! | #DIV/0! | #DIV/0! | #DIV/0! | #DIV/0! | #DIV/0! |  |  |  | 173.8 | #DIV/0! | #DIV/0! | #DIV/0! | #DIV/0! | #DIV/0! | #DIV/0! | #DIV/0! | #DIV/0! | #DIV/0! | #DIV/0! | #DIV/0! | #DIV/0! | #DIV/0!
[15 empty] | 173.9 | 9.6977 | -90.7435 | 4362.6755 | 3389.503 | 4362.6755 | 3389.503 | 4.2013 | 2.4481 | 1 | 1 | 4362.6755 | 3389.503 |  |  |  |  | 173.9 | #DIV/0! | #DIV/0! | #DIV/0! | #DIV/0! | #DIV/0! | #DIV/0! | #DIV/0! | #DIV/0! | #DIV/0! | #DIV/0! | #DIV/0! | #DIV/0! | #DIV/0! |  |  |  | 173.9 | #DIV/0! | #DIV/0! | #DIV/0! | #DIV/0! | #DIV/0! | #DIV/0! | #DIV/0! | #DIV/0! | #DIV/0! | #DIV/0! | #DIV/0! | #DIV/0! | #DIV/0! |  |  |  | 173.9 | #DIV/0! | #DIV/0! | #DIV/0! | #DIV/0! | #DIV/0! | #DIV/0! | #DIV/0! | #DIV/0! | #DIV/0! | #DIV/0! | #DIV/0! | #DIV/0! | #DIV/0! |  |  |  | 173.9 | #DIV/0! | #DIV/0! | #DIV/0! | #DIV/0! | #DIV/0! | #DIV/0! | #DIV/0! | #DIV/0! | #DIV/0! | #DIV/0! | #DIV/0! | #DIV/0! | #DIV/0! |  |  |  | 173.9 | #DIV/0! | #DIV/0! | #DIV/0! | #DIV/0! | #DIV/0! | #DIV/0! | #DIV/0! | #DIV/0! | #DIV/0! | #DIV/0! | #DIV/0! | #DIV/0! | #DIV/0! |  |  |  | 173.9 | #DIV/0! | #DIV/0! | #DIV/0! | #DIV/0! | #DIV/0! | #DIV/0! | #DIV/0! | #DIV/0! | #DIV/0! | #DIV/0! | #DIV/0! | #DIV/0! | #DIV/0! |  |  |  | 173.9 | #DIV/0! | #DIV/0! | #DIV/0! | #DIV/0! | #DIV/0! | #DIV/0! | #DIV/0! | #DIV/0! | #DIV/0! | #DIV/0! | #DIV/0! | #DIV/0! | #DIV/0!
[15 empty] | 174 | 9.5393 | -90.7603 | 4362.8488 | 3389.3937 | 4362.8488 | 3389.3937 | 4.1328 | 2.408 | 1 | 1 | 4362.8488 | 3389.3937 |  |  |  |  | 174 | #DIV/0! | #DIV/0! | #DIV/0! | #DIV/0! | #DIV/0! | #DIV/0! | #DIV/0! | #DIV/0! | #DIV/0! | #DIV/0! | #DIV/0! | #DIV/0! | #DIV/0! |  |  |  | 174 | #DIV/0! | #DIV/0! | #DIV/0! | #DIV/0! | #DIV/0! | #DIV/0! | #DIV/0! | #DIV/0! | #DIV/0! | #DIV/0! | #DIV/0! | #DIV/0! | #DIV/0! |  |  |  | 174 | #DIV/0! | #DIV/0! | #DIV/0! | #DIV/0! | #DIV/0! | #DIV/0! | #DIV/0! | #DIV/0! | #DIV/0! | #DIV/0! | #DIV/0! | #DIV/0! | #DIV/0! |  |  |  | 174 | #DIV/0! | #DIV/0! | #DIV/0! | #DIV/0! | #DIV/0! | #DIV/0! | #DIV/0! | #DIV/0! | #DIV/0! | #DIV/0! | #DIV/0! | #DIV/0! | #DIV/0! |  |  |  | 174 | #DIV/0! | #DIV/0! | #DIV/0! | #DIV/0! | #DIV/0! | #DIV/0! | #DIV/0! | #DIV/0! | #DIV/0! | #DIV/0! | #DIV/0! | #DIV/0! | #DIV/0! |  |  |  | 174 | #DIV/0! | #DIV/0! | #DIV/0! | #DIV/0! | #DIV/0! | #DIV/0! | #DIV/0! | #DIV/0! | #DIV/0! | #DIV/0! | #DIV/0! | #DIV/0! | #DIV/0! |  |  |  | 174 | #DIV/0! | #DIV/0! | #DIV/0! | #DIV/0! | #DIV/0! | #DIV/0! | #DIV/0! | #DIV/0! | #DIV/0! | #DIV/0! | #DIV/0! | #DIV/0! | #DIV/0!
[15 empty] | 174.1 | 9.3809 | -90.7768 | 4363.0194 | 3389.2861 | 4363.0194 | 3389.2861 | 4.0643 | 2.3679 | 1 | 1 | 4363.0194 | 3389.2861 |  |  |  |  | 174.1 | #DIV/0! | #DIV/0! | #DIV/0! | #DIV/0! | #DIV/0! | #DIV/0! | #DIV/0! | #DIV/0! | #DIV/0! | #DIV/0! | #DIV/0! | #DIV/0! | #DIV/0! |  |  |  | 174.1 | #DIV/0! | #DIV/0! | #DIV/0! | #DIV/0! | #DIV/0! | #DIV/0! | #DIV/0! | #DIV/0! | #DIV/0! | #DIV/0! | #DIV/0! | #DIV/0! | #DIV/0! |  |  |  | 174.1 | #DIV/0! | #DIV/0! | #DIV/0! | #DIV/0! | #DIV/0! | #DIV/0! | #DIV/0! | #DIV/0! | #DIV/0! | #DIV/0! | #DIV/0! | #DIV/0! | #DIV/0! |  |  |  | 174.1 | #DIV/0! | #DIV/0! | #DIV/0! | #DIV/0! | #DIV/0! | #DIV/0! | #DIV/0! | #DIV/0! | #DIV/0! | #DIV/0! | #DIV/0! | #DIV/0! | #DIV/0! |  |  |  | 174.1 | #DIV/0! | #DIV/0! | #DIV/0! | #DIV/0! | #DIV/0! | #DIV/0! | #DIV/0! | #DIV/0! | #DIV/0! | #DIV/0! | #DIV/0! | #DIV/0! | #DIV/0! |  |  |  | 174.1 | #DIV/0! | #DIV/0! | #DIV/0! | #DIV/0! | #DIV/0! | #DIV/0! | #DIV/0! | #DIV/0! | #DIV/0! | #DIV/0! | #DIV/0! | #DIV/0! | #DIV/0! |  |  |  | 174.1 | #DIV/0! | #DIV/0! | #DIV/0! | #DIV/0! | #DIV/0! | #DIV/0! | #DIV/0! | #DIV/0! | #DIV/0! | #DIV/0! | #DIV/0! | #DIV/0! | #DIV/0!
[15 empty] | 174.2 | 9.2224 | -90.7931 | 4363.187 | 3389.1803 | 4363.187 | 3389.1803 | 3.9958 | 2.3279 | 1 | 1 | 4363.187 | 3389.1803 |  |  |  |  | 174.2 | #DIV/0! | #DIV/0! | #DIV/0! | #DIV/0! | #DIV/0! | #DIV/0! | #DIV/0! | #DIV/0! | #DIV/0! | #DIV/0! | #DIV/0! | #DIV/0! | #DIV/0! |  |  |  | 174.2 | #DIV/0! | #DIV/0! | #DIV/0! | #DIV/0! | #DIV/0! | #DIV/0! | #DIV/0! | #DIV/0! | #DIV/0! | #DIV/0! | #DIV/0! | #DIV/0! | #DIV/0! |  |  |  | 174.2 | #DIV/0! | #DIV/0! | #DIV/0! | #DIV/0! | #DIV/0! | #DIV/0! | #DIV/0! | #DIV/0! | #DIV/0! | #DIV/0! | #DIV/0! | #DIV/0! | #DIV/0! |  |  |  | 174.2 | #DIV/0! | #DIV/0! | #DIV/0! | #DIV/0! | #DIV/0! | #DIV/0! | #DIV/0! | #DIV/0! | #DIV/0! | #DIV/0! | #DIV/0! | #DIV/0! | #DIV/0! |  |  |  | 174.2 | #DIV/0! | #DIV/0! | #DIV/0! | #DIV/0! | #DIV/0! | #DIV/0! | #DIV/0! | #DIV/0! | #DIV/0! | #DIV/0! | #DIV/0! | #DIV/0! | #DIV/0! |  |  |  | 174.2 | #DIV/0! | #DIV/0! | #DIV/0! | #DIV/0! | #DIV/0! | #DIV/0! | #DIV/0! | #DIV/0! | #DIV/0! | #DIV/0! | #DIV/0! | #DIV/0! | #DIV/0! |  |  |  | 174.2 | #DIV/0! | #DIV/0! | #DIV/0! | #DIV/0! | #DIV/0! | #DIV/0! | #DIV/0! | #DIV/0! | #DIV/0! | #DIV/0! | #DIV/0! | #DIV/0! | #DIV/0!
[15 empty] | 174.3 | 9.0639 | -90.809 | 4363.3518 | 3389.0763 | 4363.3518 | 3389.0763 | 3.9273 | 2.2878 | 1 | 1 | 4363.3518 | 3389.0763 |  |  |  |  | 174.3 | #DIV/0! | #DIV/0! | #DIV/0! | #DIV/0! | #DIV/0! | #DIV/0! | #DIV/0! | #DIV/0! | #DIV/0! | #DIV/0! | #DIV/0! | #DIV/0! | #DIV/0! |  |  |  | 174.3 | #DIV/0! | #DIV/0! | #DIV/0! | #DIV/0! | #DIV/0! | #DIV/0! | #DIV/0! | #DIV/0! | #DIV/0! | #DIV/0! | #DIV/0! | #DIV/0! | #DIV/0! |  |  |  | 174.3 | #DIV/0! | #DIV/0! | #DIV/0! | #DIV/0! | #DIV/0! | #DIV/0! | #DIV/0! | #DIV/0! | #DIV/0! | #DIV/0! | #DIV/0! | #DIV/0! | #DIV/0! |  |  |  | 174.3 | #DIV/0! | #DIV/0! | #DIV/0! | #DIV/0! | #DIV/0! | #DIV/0! | #DIV/0! | #DIV/0! | #DIV/0! | #DIV/0! | #DIV/0! | #DIV/0! | #DIV/0! |  |  |  | 174.3 | #DIV/0! | #DIV/0! | #DIV/0! | #DIV/0! | #DIV/0! | #DIV/0! | #DIV/0! | #DIV/0! | #DIV/0! | #DIV/0! | #DIV/0! | #DIV/0! | #DIV/0! |  |  |  | 174.3 | #DIV/0! | #DIV/0! | #DIV/0! | #DIV/0! | #DIV/0! | #DIV/0! | #DIV/0! | #DIV/0! | #DIV/0! | #DIV/0! | #DIV/0! | #DIV/0! | #DIV/0! |  |  |  | 174.3 | #DIV/0! | #DIV/0! | #DIV/0! | #DIV/0! | #DIV/0! | #DIV/0! | #DIV/0! | #DIV/0! | #DIV/0! | #DIV/0! | #DIV/0! | #DIV/0! | #DIV/0!
[15 empty] | 174.4 | 8.9054 | -90.8247 | 4363.5138 | 3388.9742 | 4363.5138 | 3388.9742 | 3.8588 | 2.2477 | 1 | 1 | 4363.5138 | 3388.9742 |  |  |  |  | 174.4 | #DIV/0! | #DIV/0! | #DIV/0! | #DIV/0! | #DIV/0! | #DIV/0! | #DIV/0! | #DIV/0! | #DIV/0! | #DIV/0! | #DIV/0! | #DIV/0! | #DIV/0! |  |  |  | 174.4 | #DIV/0! | #DIV/0! | #DIV/0! | #DIV/0! | #DIV/0! | #DIV/0! | #DIV/0! | #DIV/0! | #DIV/0! | #DIV/0! | #DIV/0! | #DIV/0! | #DIV/0! |  |  |  | 174.4 | #DIV/0! | #DIV/0! | #DIV/0! | #DIV/0! | #DIV/0! | #DIV/0! | #DIV/0! | #DIV/0! | #DIV/0! | #DIV/0! | #DIV/0! | #DIV/0! | #DIV/0! |  |  |  | 174.4 | #DIV/0! | #DIV/0! | #DIV/0! | #DIV/0! | #DIV/0! | #DIV/0! | #DIV/0! | #DIV/0! | #DIV/0! | #DIV/0! | #DIV/0! | #DIV/0! | #DIV/0! |  |  |  | 174.4 | #DIV/0! | #DIV/0! | #DIV/0! | #DIV/0! | #DIV/0! | #DIV/0! | #DIV/0! | #DIV/0! | #DIV/0! | #DIV/0! | #DIV/0! | #DIV/0! | #DIV/0! |  |  |  | 174.4 | #DIV/0! | #DIV/0! | #DIV/0! | #DIV/0! | #DIV/0! | #DIV/0! | #DIV/0! | #DIV/0! | #DIV/0! | #DIV/0! | #DIV/0! | #DIV/0! | #DIV/0! |  |  |  | 174.4 | #DIV/0! | #DIV/0! | #DIV/0! | #DIV/0! | #DIV/0! | #DIV/0! | #DIV/0! | #DIV/0! | #DIV/0! | #DIV/0! | #DIV/0! | #DIV/0! | #DIV/0!
[15 empty] | 174.5 | 8.7469 | -90.8401 | 4363.6729 | 3388.8738 | 4363.6729 | 3388.8738 | 3.7902 | 2.2076 | 1 | 1 | 4363.6729 | 3388.8738 |  |  |  |  | 174.5 | #DIV/0! | #DIV/0! | #DIV/0! | #DIV/0! | #DIV/0! | #DIV/0! | #DIV/0! | #DIV/0! | #DIV/0! | #DIV/0! | #DIV/0! | #DIV/0! | #DIV/0! |  |  |  | 174.5 | #DIV/0! | #DIV/0! | #DIV/0! | #DIV/0! | #DIV/0! | #DIV/0! | #DIV/0! | #DIV/0! | #DIV/0! | #DIV/0! | #DIV/0! | #DIV/0! | #DIV/0! |  |  |  | 174.5 | #DIV/0! | #DIV/0! | #DIV/0! | #DIV/0! | #DIV/0! | #DIV/0! | #DIV/0! | #DIV/0! | #DIV/0! | #DIV/0! | #DIV/0! | #DIV/0! | #DIV/0! |  |  |  | 174.5 | #DIV/0! | #DIV/0! | #DIV/0! | #DIV/0! | #DIV/0! | #DIV/0! | #DIV/0! | #DIV/0! | #DIV/0! | #DIV/0! | #DIV/0! | #DIV/0! | #DIV/0! |  |  |  | 174.5 | #DIV/0! | #DIV/0! | #DIV/0! | #DIV/0! | #DIV/0! | #DIV/0! | #DIV/0! | #DIV/0! | #DIV/0! | #DIV/0! | #DIV/0! | #DIV/0! | #DIV/0! |  |  |  | 174.5 | #DIV/0! | #DIV/0! | #DIV/0! | #DIV/0! | #DIV/0! | #DIV/0! | #DIV/0! | #DIV/0! | #DIV/0! | #DIV/0! | #DIV/0! | #DIV/0! | #DIV/0! |  |  |  | 174.5 | #DIV/0! | #DIV/0! | #DIV/0! | #DIV/0! | #DIV/0! | #DIV/0! | #DIV/0! | #DIV/0! | #DIV/0! | #DIV/0! | #DIV/0! | #DIV/0! | #DIV/0!
[15 empty] | 174.6 | 8.5883 | -90.8552 | 4363.8292 | 3388.7753 | 4363.8292 | 3388.7753 | 3.7216 | 2.1676 | 1 | 1 | 4363.8292 | 3388.7753 |  |  |  |  | 174.6 | #DIV/0! | #DIV/0! | #DIV/0! | #DIV/0! | #DIV/0! | #DIV/0! | #DIV/0! | #DIV/0! | #DIV/0! | #DIV/0! | #DIV/0! | #DIV/0! | #DIV/0! |  |  |  | 174.6 | #DIV/0! | #DIV/0! | #DIV/0! | #DIV/0! | #DIV/0! | #DIV/0! | #DIV/0! | #DIV/0! | #DIV/0! | #DIV/0! | #DIV/0! | #DIV/0! | #DIV/0! |  |  |  | 174.6 | #DIV/0! | #DIV/0! | #DIV/0! | #DIV/0! | #DIV/0! | #DIV/0! | #DIV/0! | #DIV/0! | #DIV/0! | #DIV/0! | #DIV/0! | #DIV/0! | #DIV/0! |  |  |  | 174.6 | #DIV/0! | #DIV/0! | #DIV/0! | #DIV/0! | #DIV/0! | #DIV/0! | #DIV/0! | #DIV/0! | #DIV/0! | #DIV/0! | #DIV/0! | #DIV/0! | #DIV/0! |  |  |  | 174.6 | #DIV/0! | #DIV/0! | #DIV/0! | #DIV/0! | #DIV/0! | #DIV/0! | #DIV/0! | #DIV/0! | #DIV/0! | #DIV/0! | #DIV/0! | #DIV/0! | #DIV/0! |  |  |  | 174.6 | #DIV/0! | #DIV/0! | #DIV/0! | #DIV/0! | #DIV/0! | #DIV/0! | #DIV/0! | #DIV/0! | #DIV/0! | #DIV/0! | #DIV/0! | #DIV/0! | #DIV/0! |  |  |  | 174.6 | #DIV/0! | #DIV/0! | #DIV/0! | #DIV/0! | #DIV/0! | #DIV/0! | #DIV/0! | #DIV/0! | #DIV/0! | #DIV/0! | #DIV/0! | #DIV/0! | #DIV/0!
[15 empty] | 174.7 | 8.4298 | -90.8701 | 4363.9826 | 3388.6785 | 4363.9826 | 3388.6785 | 3.6531 | 2.1275 | 1 | 1 | 4363.9826 | 3388.6785 |  |  |  |  | 174.7 | #DIV/0! | #DIV/0! | #DIV/0! | #DIV/0! | #DIV/0! | #DIV/0! | #DIV/0! | #DIV/0! | #DIV/0! | #DIV/0! | #DIV/0! | #DIV/0! | #DIV/0! |  |  |  | 174.7 | #DIV/0! | #DIV/0! | #DIV/0! | #DIV/0! | #DIV/0! | #DIV/0! | #DIV/0! | #DIV/0! | #DIV/0! | #DIV/0! | #DIV/0! | #DIV/0! | #DIV/0! |  |  |  | 174.7 | #DIV/0! | #DIV/0! | #DIV/0! | #DIV/0! | #DIV/0! | #DIV/0! | #DIV/0! | #DIV/0! | #DIV/0! | #DIV/0! | #DIV/0! | #DIV/0! | #DIV/0! |  |  |  | 174.7 | #DIV/0! | #DIV/0! | #DIV/0! | #DIV/0! | #DIV/0! | #DIV/0! | #DIV/0! | #DIV/0! | #DIV/0! | #DIV/0! | #DIV/0! | #DIV/0! | #DIV/0! |  |  |  | 174.7 | #DIV/0! | #DIV/0! | #DIV/0! | #DIV/0! | #DIV/0! | #DIV/0! | #DIV/0! | #DIV/0! | #DIV/0! | #DIV/0! | #DIV/0! | #DIV/0! | #DIV/0! |  |  |  | 174.7 | #DIV/0! | #DIV/0! | #DIV/0! | #DIV/0! | #DIV/0! | #DIV/0! | #DIV/0! | #DIV/0! | #DIV/0! | #DIV/0! | #DIV/0! | #DIV/0! | #DIV/0! |  |  |  | 174.7 | #DIV/0! | #DIV/0! | #DIV/0! | #DIV/0! | #DIV/0! | #DIV/0! | #DIV/0! | #DIV/0! | #DIV/0! | #DIV/0! | #DIV/0! | #DIV/0! | #DIV/0!
[15 empty] | 174.8 | 8.2712 | -90.8847 | 4364.1331 | 3388.5836 | 4364.1331 | 3388.5836 | 3.5844 | 2.0874 | 1 | 1 | 4364.1331 | 3388.5836 |  |  |  |  | 174.8 | #DIV/0! | #DIV/0! | #DIV/0! | #DIV/0! | #DIV/0! | #DIV/0! | #DIV/0! | #DIV/0! | #DIV/0! | #DIV/0! | #DIV/0! | #DIV/0! | #DIV/0! |  |  |  | 174.8 | #DIV/0! | #DIV/0! | #DIV/0! | #DIV/0! | #DIV/0! | #DIV/0! | #DIV/0! | #DIV/0! | #DIV/0! | #DIV/0! | #DIV/0! | #DIV/0! | #DIV/0! |  |  |  | 174.8 | #DIV/0! | #DIV/0! | #DIV/0! | #DIV/0! | #DIV/0! | #DIV/0! | #DIV/0! | #DIV/0! | #DIV/0! | #DIV/0! | #DIV/0! | #DIV/0! | #DIV/0! |  |  |  | 174.8 | #DIV/0! | #DIV/0! | #DIV/0! | #DIV/0! | #DIV/0! | #DIV/0! | #DIV/0! | #DIV/0! | #DIV/0! | #DIV/0! | #DIV/0! | #DIV/0! | #DIV/0! |  |  |  | 174.8 | #DIV/0! | #DIV/0! | #DIV/0! | #DIV/0! | #DIV/0! | #DIV/0! | #DIV/0! | #DIV/0! | #DIV/0! | #DIV/0! | #DIV/0! | #DIV/0! | #DIV/0! |  |  |  | 174.8 | #DIV/0! | #DIV/0! | #DIV/0! | #DIV/0! | #DIV/0! | #DIV/0! | #DIV/0! | #DIV/0! | #DIV/0! | #DIV/0! | #DIV/0! | #DIV/0! | #DIV/0! |  |  |  | 174.8 | #DIV/0! | #DIV/0! | #DIV/0! | #DIV/0! | #DIV/0! | #DIV/0! | #DIV/0! | #DIV/0! | #DIV/0! | #DIV/0! | #DIV/0! | #DIV/0! | #DIV/0!
[15 empty] | 174.9 | 8.1125 | -90.899 | 4364.2808 | 3388.4905 | 4364.2808 | 3388.4905 | 3.5158 | 2.0473 | 1 | 1 | 4364.2808 | 3388.4905 |  |  |  |  | 174.9 | #DIV/0! | #DIV/0! | #DIV/0! | #DIV/0! | #DIV/0! | #DIV/0! | #DIV/0! | #DIV/0! | #DIV/0! | #DIV/0! | #DIV/0! | #DIV/0! | #DIV/0! |  |  |  | 174.9 | #DIV/0! | #DIV/0! | #DIV/0! | #DIV/0! | #DIV/0! | #DIV/0! | #DIV/0! | #DIV/0! | #DIV/0! | #DIV/0! | #DIV/0! | #DIV/0! | #DIV/0! |  |  |  | 174.9 | #DIV/0! | #DIV/0! | #DIV/0! | #DIV/0! | #DIV/0! | #DIV/0! | #DIV/0! | #DIV/0! | #DIV/0! | #DIV/0! | #DIV/0! | #DIV/0! | #DIV/0! |  |  |  | 174.9 | #DIV/0! | #DIV/0! | #DIV/0! | #DIV/0! | #DIV/0! | #DIV/0! | #DIV/0! | #DIV/0! | #DIV/0! | #DIV/0! | #DIV/0! | #DIV/0! | #DIV/0! |  |  |  | 174.9 | #DIV/0! | #DIV/0! | #DIV/0! | #DIV/0! | #DIV/0! | #DIV/0! | #DIV/0! | #DIV/0! | #DIV/0! | #DIV/0! | #DIV/0! | #DIV/0! | #DIV/0! |  |  |  | 174.9 | #DIV/0! | #DIV/0! | #DIV/0! | #DIV/0! | #DIV/0! | #DIV/0! | #DIV/0! | #DIV/0! | #DIV/0! | #DIV/0! | #DIV/0! | #DIV/0! | #DIV/0! |  |  |  | 174.9 | #DIV/0! | #DIV/0! | #DIV/0! | #DIV/0! | #DIV/0! | #DIV/0! | #DIV/0! | #DIV/0! | #DIV/0! | #DIV/0! | #DIV/0! | #DIV/0! | #DIV/0!
[15 empty] | 175 | 7.9539 | -90.913 | 4364.4256 | 3388.3992 | 4364.4256 | 3388.3992 | 3.4472 | 2.0072 | 1 | 1 | 4364.4256 | 3388.3992 |  |  |  |  | 175 | #DIV/0! | #DIV/0! | #DIV/0! | #DIV/0! | #DIV/0! | #DIV/0! | #DIV/0! | #DIV/0! | #DIV/0! | #DIV/0! | #DIV/0! | #DIV/0! | #DIV/0! |  |  |  | 175 | #DIV/0! | #DIV/0! | #DIV/0! | #DIV/0! | #DIV/0! | #DIV/0! | #DIV/0! | #DIV/0! | #DIV/0! | #DIV/0! | #DIV/0! | #DIV/0! | #DIV/0! |  |  |  | 175 | #DIV/0! | #DIV/0! | #DIV/0! | #DIV/0! | #DIV/0! | #DIV/0! | #DIV/0! | #DIV/0! | #DIV/0! | #DIV/0! | #DIV/0! | #DIV/0! | #DIV/0! |  |  |  | 175 | #DIV/0! | #DIV/0! | #DIV/0! | #DIV/0! | #DIV/0! | #DIV/0! | #DIV/0! | #DIV/0! | #DIV/0! | #DIV/0! | #DIV/0! | #DIV/0! | #DIV/0! |  |  |  | 175 | #DIV/0! | #DIV/0! | #DIV/0! | #DIV/0! | #DIV/0! | #DIV/0! | #DIV/0! | #DIV/0! | #DIV/0! | #DIV/0! | #DIV/0! | #DIV/0! | #DIV/0! |  |  |  | 175 | #DIV/0! | #DIV/0! | #DIV/0! | #DIV/0! | #DIV/0! | #DIV/0! | #DIV/0! | #DIV/0! | #DIV/0! | #DIV/0! | #DIV/0! | #DIV/0! | #DIV/0! |  |  |  | 175 | #DIV/0! | #DIV/0! | #DIV/0! | #DIV/0! | #DIV/0! | #DIV/0! | #DIV/0! | #DIV/0! | #DIV/0! | #DIV/0! | #DIV/0! | #DIV/0! | #DIV/0!
[15 empty] | 175.1 | 7.7952 | -90.9267 | 4364.5676 | 3388.3097 | 4364.5676 | 3388.3097 | 3.3785 | 1.9671 | 1 | 1 | 4364.5676 | 3388.3097 |  |  |  |  | 175.1 | #DIV/0! | #DIV/0! | #DIV/0! | #DIV/0! | #DIV/0! | #DIV/0! | #DIV/0! | #DIV/0! | #DIV/0! | #DIV/0! | #DIV/0! | #DIV/0! | #DIV/0! |  |  |  | 175.1 | #DIV/0! | #DIV/0! | #DIV/0! | #DIV/0! | #DIV/0! | #DIV/0! | #DIV/0! | #DIV/0! | #DIV/0! | #DIV/0! | #DIV/0! | #DIV/0! | #DIV/0! |  |  |  | 175.1 | #DIV/0! | #DIV/0! | #DIV/0! | #DIV/0! | #DIV/0! | #DIV/0! | #DIV/0! | #DIV/0! | #DIV/0! | #DIV/0! | #DIV/0! | #DIV/0! | #DIV/0! |  |  |  | 175.1 | #DIV/0! | #DIV/0! | #DIV/0! | #DIV/0! | #DIV/0! | #DIV/0! | #DIV/0! | #DIV/0! | #DIV/0! | #DIV/0! | #DIV/0! | #DIV/0! | #DIV/0! |  |  |  | 175.1 | #DIV/0! | #DIV/0! | #DIV/0! | #DIV/0! | #DIV/0! | #DIV/0! | #DIV/0! | #DIV/0! | #DIV/0! | #DIV/0! | #DIV/0! | #DIV/0! | #DIV/0! |  |  |  | 175.1 | #DIV/0! | #DIV/0! | #DIV/0! | #DIV/0! | #DIV/0! | #DIV/0! | #DIV/0! | #DIV/0! | #DIV/0! | #DIV/0! | #DIV/0! | #DIV/0! | #DIV/0! |  |  |  | 175.1 | #DIV/0! | #DIV/0! | #DIV/0! | #DIV/0! | #DIV/0! | #DIV/0! | #DIV/0! | #DIV/0! | #DIV/0! | #DIV/0! | #DIV/0! | #DIV/0! | #DIV/0!
[15 empty] | 175.2 | 7.6365 | -90.9402 | 4364.7067 | 3388.222 | 4364.7067 | 3388.222 | 3.3098 | 1.927 | 1 | 1 | 4364.7067 | 3388.222 |  |  |  |  | 175.2 | #DIV/0! | #DIV/0! | #DIV/0! | #DIV/0! | #DIV/0! | #DIV/0! | #DIV/0! | #DIV/0! | #DIV/0! | #DIV/0! | #DIV/0! | #DIV/0! | #DIV/0! |  |  |  | 175.2 | #DIV/0! | #DIV/0! | #DIV/0! | #DIV/0! | #DIV/0! | #DIV/0! | #DIV/0! | #DIV/0! | #DIV/0! | #DIV/0! | #DIV/0! | #DIV/0! | #DIV/0! |  |  |  | 175.2 | #DIV/0! | #DIV/0! | #DIV/0! | #DIV/0! | #DIV/0! | #DIV/0! | #DIV/0! | #DIV/0! | #DIV/0! | #DIV/0! | #DIV/0! | #DIV/0! | #DIV/0! |  |  |  | 175.2 | #DIV/0! | #DIV/0! | #DIV/0! | #DIV/0! | #DIV/0! | #DIV/0! | #DIV/0! | #DIV/0! | #DIV/0! | #DIV/0! | #DIV/0! | #DIV/0! | #DIV/0! |  |  |  | 175.2 | #DIV/0! | #DIV/0! | #DIV/0! | #DIV/0! | #DIV/0! | #DIV/0! | #DIV/0! | #DIV/0! | #DIV/0! | #DIV/0! | #DIV/0! | #DIV/0! | #DIV/0! |  |  |  | 175.2 | #DIV/0! | #DIV/0! | #DIV/0! | #DIV/0! | #DIV/0! | #DIV/0! | #DIV/0! | #DIV/0! | #DIV/0! | #DIV/0! | #DIV/0! | #DIV/0! | #DIV/0! |  |  |  | 175.2 | #DIV/0! | #DIV/0! | #DIV/0! | #DIV/0! | #DIV/0! | #DIV/0! | #DIV/0! | #DIV/0! | #DIV/0! | #DIV/0! | #DIV/0! | #DIV/0! | #DIV/0!
[15 empty] | 175.3 | 7.4777 | -90.9534 | 4364.843 | 3388.1361 | 4364.843 | 3388.1361 | 3.2411 | 1.8869 | 1 | 1 | 4364.843 | 3388.1361 |  |  |  |  | 175.3 | #DIV/0! | #DIV/0! | #DIV/0! | #DIV/0! | #DIV/0! | #DIV/0! | #DIV/0! | #DIV/0! | #DIV/0! | #DIV/0! | #DIV/0! | #DIV/0! | #DIV/0! |  |  |  | 175.3 | #DIV/0! | #DIV/0! | #DIV/0! | #DIV/0! | #DIV/0! | #DIV/0! | #DIV/0! | #DIV/0! | #DIV/0! | #DIV/0! | #DIV/0! | #DIV/0! | #DIV/0! |  |  |  | 175.3 | #DIV/0! | #DIV/0! | #DIV/0! | #DIV/0! | #DIV/0! | #DIV/0! | #DIV/0! | #DIV/0! | #DIV/0! | #DIV/0! | #DIV/0! | #DIV/0! | #DIV/0! |  |  |  | 175.3 | #DIV/0! | #DIV/0! | #DIV/0! | #DIV/0! | #DIV/0! | #DIV/0! | #DIV/0! | #DIV/0! | #DIV/0! | #DIV/0! | #DIV/0! | #DIV/0! | #DIV/0! |  |  |  | 175.3 | #DIV/0! | #DIV/0! | #DIV/0! | #DIV/0! | #DIV/0! | #DIV/0! | #DIV/0! | #DIV/0! | #DIV/0! | #DIV/0! | #DIV/0! | #DIV/0! | #DIV/0! |  |  |  | 175.3 | #DIV/0! | #DIV/0! | #DIV/0! | #DIV/0! | #DIV/0! | #DIV/0! | #DIV/0! | #DIV/0! | #DIV/0! | #DIV/0! | #DIV/0! | #DIV/0! | #DIV/0! |  |  |  | 175.3 | #DIV/0! | #DIV/0! | #DIV/0! | #DIV/0! | #DIV/0! | #DIV/0! | #DIV/0! | #DIV/0! | #DIV/0! | #DIV/0! | #DIV/0! | #DIV/0! | #DIV/0!
[15 empty] | 175.4 | 7.319 | -90.9663 | 4364.9764 | 3388.052 | 4364.9764 | 3388.052 | 3.1724 | 1.8468 | 1 | 1 | 4364.9764 | 3388.052 |  |  |  |  | 175.4 | #DIV/0! | #DIV/0! | #DIV/0! | #DIV/0! | #DIV/0! | #DIV/0! | #DIV/0! | #DIV/0! | #DIV/0! | #DIV/0! | #DIV/0! | #DIV/0! | #DIV/0! |  |  |  | 175.4 | #DIV/0! | #DIV/0! | #DIV/0! | #DIV/0! | #DIV/0! | #DIV/0! | #DIV/0! | #DIV/0! | #DIV/0! | #DIV/0! | #DIV/0! | #DIV/0! | #DIV/0! |  |  |  | 175.4 | #DIV/0! | #DIV/0! | #DIV/0! | #DIV/0! | #DIV/0! | #DIV/0! | #DIV/0! | #DIV/0! | #DIV/0! | #DIV/0! | #DIV/0! | #DIV/0! | #DIV/0! |  |  |  | 175.4 | #DIV/0! | #DIV/0! | #DIV/0! | #DIV/0! | #DIV/0! | #DIV/0! | #DIV/0! | #DIV/0! | #DIV/0! | #DIV/0! | #DIV/0! | #DIV/0! | #DIV/0! |  |  |  | 175.4 | #DIV/0! | #DIV/0! | #DIV/0! | #DIV/0! | #DIV/0! | #DIV/0! | #DIV/0! | #DIV/0! | #DIV/0! | #DIV/0! | #DIV/0! | #DIV/0! | #DIV/0! |  |  |  | 175.4 | #DIV/0! | #DIV/0! | #DIV/0! | #DIV/0! | #DIV/0! | #DIV/0! | #DIV/0! | #DIV/0! | #DIV/0! | #DIV/0! | #DIV/0! | #DIV/0! | #DIV/0! |  |  |  | 175.4 | #DIV/0! | #DIV/0! | #DIV/0! | #DIV/0! | #DIV/0! | #DIV/0! | #DIV/0! | #DIV/0! | #DIV/0! | #DIV/0! | #DIV/0! | #DIV/0! | #DIV/0!
[15 empty] | 175.5 | 7.1602 | -90.9789 | 4365.1069 | 3387.9697 | 4365.1069 | 3387.9697 | 3.1037 | 1.8067 | 1 | 1 | 4365.1069 | 3387.9697 |  |  |  |  | 175.5 | #DIV/0! | #DIV/0! | #DIV/0! | #DIV/0! | #DIV/0! | #DIV/0! | #DIV/0! | #DIV/0! | #DIV/0! | #DIV/0! | #DIV/0! | #DIV/0! | #DIV/0! |  |  |  | 175.5 | #DIV/0! | #DIV/0! | #DIV/0! | #DIV/0! | #DIV/0! | #DIV/0! | #DIV/0! | #DIV/0! | #DIV/0! | #DIV/0! | #DIV/0! | #DIV/0! | #DIV/0! |  |  |  | 175.5 | #DIV/0! | #DIV/0! | #DIV/0! | #DIV/0! | #DIV/0! | #DIV/0! | #DIV/0! | #DIV/0! | #DIV/0! | #DIV/0! | #DIV/0! | #DIV/0! | #DIV/0! |  |  |  | 175.5 | #DIV/0! | #DIV/0! | #DIV/0! | #DIV/0! | #DIV/0! | #DIV/0! | #DIV/0! | #DIV/0! | #DIV/0! | #DIV/0! | #DIV/0! | #DIV/0! | #DIV/0! |  |  |  | 175.5 | #DIV/0! | #DIV/0! | #DIV/0! | #DIV/0! | #DIV/0! | #DIV/0! | #DIV/0! | #DIV/0! | #DIV/0! | #DIV/0! | #DIV/0! | #DIV/0! | #DIV/0! |  |  |  | 175.5 | #DIV/0! | #DIV/0! | #DIV/0! | #DIV/0! | #DIV/0! | #DIV/0! | #DIV/0! | #DIV/0! | #DIV/0! | #DIV/0! | #DIV/0! | #DIV/0! | #DIV/0! |  |  |  | 175.5 | #DIV/0! | #DIV/0! | #DIV/0! | #DIV/0! | #DIV/0! | #DIV/0! | #DIV/0! | #DIV/0! | #DIV/0! | #DIV/0! | #DIV/0! | #DIV/0! | #DIV/0!
[15 empty] | 175.6 | 7.0014 | -90.9913 | 4365.2346 | 3387.8892 | 4365.2346 | 3387.8892 | 3.0349 | 1.7666 | 1 | 1 | 4365.2346 | 3387.8892 |  |  |  |  | 175.6 | #DIV/0! | #DIV/0! | #DIV/0! | #DIV/0! | #DIV/0! | #DIV/0! | #DIV/0! | #DIV/0! | #DIV/0! | #DIV/0! | #DIV/0! | #DIV/0! | #DIV/0! |  |  |  | 175.6 | #DIV/0! | #DIV/0! | #DIV/0! | #DIV/0! | #DIV/0! | #DIV/0! | #DIV/0! | #DIV/0! | #DIV/0! | #DIV/0! | #DIV/0! | #DIV/0! | #DIV/0! |  |  |  | 175.6 | #DIV/0! | #DIV/0! | #DIV/0! | #DIV/0! | #DIV/0! | #DIV/0! | #DIV/0! | #DIV/0! | #DIV/0! | #DIV/0! | #DIV/0! | #DIV/0! | #DIV/0! |  |  |  | 175.6 | #DIV/0! | #DIV/0! | #DIV/0! | #DIV/0! | #DIV/0! | #DIV/0! | #DIV/0! | #DIV/0! | #DIV/0! | #DIV/0! | #DIV/0! | #DIV/0! | #DIV/0! |  |  |  | 175.6 | #DIV/0! | #DIV/0! | #DIV/0! | #DIV/0! | #DIV/0! | #DIV/0! | #DIV/0! | #DIV/0! | #DIV/0! | #DIV/0! | #DIV/0! | #DIV/0! | #DIV/0! |  |  |  | 175.6 | #DIV/0! | #DIV/0! | #DIV/0! | #DIV/0! | #DIV/0! | #DIV/0! | #DIV/0! | #DIV/0! | #DIV/0! | #DIV/0! | #DIV/0! | #DIV/0! | #DIV/0! |  |  |  | 175.6 | #DIV/0! | #DIV/0! | #DIV/0! | #DIV/0! | #DIV/0! | #DIV/0! | #DIV/0! | #DIV/0! | #DIV/0! | #DIV/0! | #DIV/0! | #DIV/0! | #DIV/0!
[15 empty] | 175.7 | 6.8426 | -91.0034 | 4365.3594 | 3387.8106 | 4365.3594 | 3387.8106 | 2.9662 | 1.7265 | 1 | 1 | 4365.3594 | 3387.8106 |  |  |  |  | 175.7 | #DIV/0! | #DIV/0! | #DIV/0! | #DIV/0! | #DIV/0! | #DIV/0! | #DIV/0! | #DIV/0! | #DIV/0! | #DIV/0! | #DIV/0! | #DIV/0! | #DIV/0! |  |  |  | 175.7 | #DIV/0! | #DIV/0! | #DIV/0! | #DIV/0! | #DIV/0! | #DIV/0! | #DIV/0! | #DIV/0! | #DIV/0! | #DIV/0! | #DIV/0! | #DIV/0! | #DIV/0! |  |  |  | 175.7 | #DIV/0! | #DIV/0! | #DIV/0! | #DIV/0! | #DIV/0! | #DIV/0! | #DIV/0! | #DIV/0! | #DIV/0! | #DIV/0! | #DIV/0! | #DIV/0! | #DIV/0! |  |  |  | 175.7 | #DIV/0! | #DIV/0! | #DIV/0! | #DIV/0! | #DIV/0! | #DIV/0! | #DIV/0! | #DIV/0! | #DIV/0! | #DIV/0! | #DIV/0! | #DIV/0! | #DIV/0! |  |  |  | 175.7 | #DIV/0! | #DIV/0! | #DIV/0! | #DIV/0! | #DIV/0! | #DIV/0! | #DIV/0! | #DIV/0! | #DIV/0! | #DIV/0! | #DIV/0! | #DIV/0! | #DIV/0! |  |  |  | 175.7 | #DIV/0! | #DIV/0! | #DIV/0! | #DIV/0! | #DIV/0! | #DIV/0! | #DIV/0! | #DIV/0! | #DIV/0! | #DIV/0! | #DIV/0! | #DIV/0! | #DIV/0! |  |  |  | 175.7 | #DIV/0! | #DIV/0! | #DIV/0! | #DIV/0! | #DIV/0! | #DIV/0! | #DIV/0! | #DIV/0! | #DIV/0! | #DIV/0! | #DIV/0! | #DIV/0! | #DIV/0!
[15 empty] | 175.8 | 6.6837 | -91.0152 | 4365.4814 | 3387.7337 | 4365.4814 | 3387.7337 | 2.8974 | 1.6864 | 1 | 1 | 4365.4814 | 3387.7337 |  |  |  |  | 175.8 | #DIV/0! | #DIV/0! | #DIV/0! | #DIV/0! | #DIV/0! | #DIV/0! | #DIV/0! | #DIV/0! | #DIV/0! | #DIV/0! | #DIV/0! | #DIV/0! | #DIV/0! |  |  |  | 175.8 | #DIV/0! | #DIV/0! | #DIV/0! | #DIV/0! | #DIV/0! | #DIV/0! | #DIV/0! | #DIV/0! | #DIV/0! | #DIV/0! | #DIV/0! | #DIV/0! | #DIV/0! |  |  |  | 175.8 | #DIV/0! | #DIV/0! | #DIV/0! | #DIV/0! | #DIV/0! | #DIV/0! | #DIV/0! | #DIV/0! | #DIV/0! | #DIV/0! | #DIV/0! | #DIV/0! | #DIV/0! |  |  |  | 175.8 | #DIV/0! | #DIV/0! | #DIV/0! | #DIV/0! | #DIV/0! | #DIV/0! | #DIV/0! | #DIV/0! | #DIV/0! | #DIV/0! | #DIV/0! | #DIV/0! | #DIV/0! |  |  |  | 175.8 | #DIV/0! | #DIV/0! | #DIV/0! | #DIV/0! | #DIV/0! | #DIV/0! | #DIV/0! | #DIV/0! | #DIV/0! | #DIV/0! | #DIV/0! | #DIV/0! | #DIV/0! |  |  |  | 175.8 | #DIV/0! | #DIV/0! | #DIV/0! | #DIV/0! | #DIV/0! | #DIV/0! | #DIV/0! | #DIV/0! | #DIV/0! | #DIV/0! | #DIV/0! | #DIV/0! | #DIV/0! |  |  |  | 175.8 | #DIV/0! | #DIV/0! | #DIV/0! | #DIV/0! | #DIV/0! | #DIV/0! | #DIV/0! | #DIV/0! | #DIV/0! | #DIV/0! | #DIV/0! | #DIV/0! | #DIV/0!
[15 empty] | 175.9 | 6.5249 | -91.0267 | 4365.6005 | 3387.6587 | 4365.6005 | 3387.6587 | 2.8286 | 1.6462 | 1 | 1 | 4365.6005 | 3387.6587 |  |  |  |  | 175.9 | #DIV/0! | #DIV/0! | #DIV/0! | #DIV/0! | #DIV/0! | #DIV/0! | #DIV/0! | #DIV/0! | #DIV/0! | #DIV/0! | #DIV/0! | #DIV/0! | #DIV/0! |  |  |  | 175.9 | #DIV/0! | #DIV/0! | #DIV/0! | #DIV/0! | #DIV/0! | #DIV/0! | #DIV/0! | #DIV/0! | #DIV/0! | #DIV/0! | #DIV/0! | #DIV/0! | #DIV/0! |  |  |  | 175.9 | #DIV/0! | #DIV/0! | #DIV/0! | #DIV/0! | #DIV/0! | #DIV/0! | #DIV/0! | #DIV/0! | #DIV/0! | #DIV/0! | #DIV/0! | #DIV/0! | #DIV/0! |  |  |  | 175.9 | #DIV/0! | #DIV/0! | #DIV/0! | #DIV/0! | #DIV/0! | #DIV/0! | #DIV/0! | #DIV/0! | #DIV/0! | #DIV/0! | #DIV/0! | #DIV/0! | #DIV/0! |  |  |  | 175.9 | #DIV/0! | #DIV/0! | #DIV/0! | #DIV/0! | #DIV/0! | #DIV/0! | #DIV/0! | #DIV/0! | #DIV/0! | #DIV/0! | #DIV/0! | #DIV/0! | #DIV/0! |  |  |  | 175.9 | #DIV/0! | #DIV/0! | #DIV/0! | #DIV/0! | #DIV/0! | #DIV/0! | #DIV/0! | #DIV/0! | #DIV/0! | #DIV/0! | #DIV/0! | #DIV/0! | #DIV/0! |  |  |  | 175.9 | #DIV/0! | #DIV/0! | #DIV/0! | #DIV/0! | #DIV/0! | #DIV/0! | #DIV/0! | #DIV/0! | #DIV/0! | #DIV/0! | #DIV/0! | #DIV/0! | #DIV/0!
[15 empty] | 176 | 6.366 | -91.038 | 4365.7167 | 3387.5854 | 4365.7167 | 3387.5854 | 2.7598 | 1.6061 | 1 | 1 | 4365.7167 | 3387.5854 |  |  |  |  | 176 | #DIV/0! | #DIV/0! | #DIV/0! | #DIV/0! | #DIV/0! | #DIV/0! | #DIV/0! | #DIV/0! | #DIV/0! | #DIV/0! | #DIV/0! | #DIV/0! | #DIV/0! |  |  |  | 176 | #DIV/0! | #DIV/0! | #DIV/0! | #DIV/0! | #DIV/0! | #DIV/0! | #DIV/0! | #DIV/0! | #DIV/0! | #DIV/0! | #DIV/0! | #DIV/0! | #DIV/0! |  |  |  | 176 | #DIV/0! | #DIV/0! | #DIV/0! | #DIV/0! | #DIV/0! | #DIV/0! | #DIV/0! | #DIV/0! | #DIV/0! | #DIV/0! | #DIV/0! | #DIV/0! | #DIV/0! |  |  |  | 176 | #DIV/0! | #DIV/0! | #DIV/0! | #DIV/0! | #DIV/0! | #DIV/0! | #DIV/0! | #DIV/0! | #DIV/0! | #DIV/0! | #DIV/0! | #DIV/0! | #DIV/0! |  |  |  | 176 | #DIV/0! | #DIV/0! | #DIV/0! | #DIV/0! | #DIV/0! | #DIV/0! | #DIV/0! | #DIV/0! | #DIV/0! | #DIV/0! | #DIV/0! | #DIV/0! | #DIV/0! |  |  |  | 176 | #DIV/0! | #DIV/0! | #DIV/0! | #DIV/0! | #DIV/0! | #DIV/0! | #DIV/0! | #DIV/0! | #DIV/0! | #DIV/0! | #DIV/0! | #DIV/0! | #DIV/0! |  |  |  | 176 | #DIV/0! | #DIV/0! | #DIV/0! | #DIV/0! | #DIV/0! | #DIV/0! | #DIV/0! | #DIV/0! | #DIV/0! | #DIV/0! | #DIV/0! | #DIV/0! | #DIV/0!
[15 empty] | 176.1 | 6.2071 | -91.0489 | 4365.8301 | 3387.514 | 4365.8301 | 3387.514 | 2.691 | 1.566 | 1 | 1 | 4365.8301 | 3387.514 |  |  |  |  | 176.1 | #DIV/0! | #DIV/0! | #DIV/0! | #DIV/0! | #DIV/0! | #DIV/0! | #DIV/0! | #DIV/0! | #DIV/0! | #DIV/0! | #DIV/0! | #DIV/0! | #DIV/0! |  |  |  | 176.1 | #DIV/0! | #DIV/0! | #DIV/0! | #DIV/0! | #DIV/0! | #DIV/0! | #DIV/0! | #DIV/0! | #DIV/0! | #DIV/0! | #DIV/0! | #DIV/0! | #DIV/0! |  |  |  | 176.1 | #DIV/0! | #DIV/0! | #DIV/0! | #DIV/0! | #DIV/0! | #DIV/0! | #DIV/0! | #DIV/0! | #DIV/0! | #DIV/0! | #DIV/0! | #DIV/0! | #DIV/0! |  |  |  | 176.1 | #DIV/0! | #DIV/0! | #DIV/0! | #DIV/0! | #DIV/0! | #DIV/0! | #DIV/0! | #DIV/0! | #DIV/0! | #DIV/0! | #DIV/0! | #DIV/0! | #DIV/0! |  |  |  | 176.1 | #DIV/0! | #DIV/0! | #DIV/0! | #DIV/0! | #DIV/0! | #DIV/0! | #DIV/0! | #DIV/0! | #DIV/0! | #DIV/0! | #DIV/0! | #DIV/0! | #DIV/0! |  |  |  | 176.1 | #DIV/0! | #DIV/0! | #DIV/0! | #DIV/0! | #DIV/0! | #DIV/0! | #DIV/0! | #DIV/0! | #DIV/0! | #DIV/0! | #DIV/0! | #DIV/0! | #DIV/0! |  |  |  | 176.1 | #DIV/0! | #DIV/0! | #DIV/0! | #DIV/0! | #DIV/0! | #DIV/0! | #DIV/0! | #DIV/0! | #DIV/0! | #DIV/0! | #DIV/0! | #DIV/0! | #DIV/0!
[15 empty] | 176.2 | 6.0482 | -91.0596 | 4365.9406 | 3387.4444 | 4365.9406 | 3387.4444 | 2.6222 | 1.5259 | 1 | 1 | 4365.9406 | 3387.4444 |  |  |  |  | 176.2 | #DIV/0! | #DIV/0! | #DIV/0! | #DIV/0! | #DIV/0! | #DIV/0! | #DIV/0! | #DIV/0! | #DIV/0! | #DIV/0! | #DIV/0! | #DIV/0! | #DIV/0! |  |  |  | 176.2 | #DIV/0! | #DIV/0! | #DIV/0! | #DIV/0! | #DIV/0! | #DIV/0! | #DIV/0! | #DIV/0! | #DIV/0! | #DIV/0! | #DIV/0! | #DIV/0! | #DIV/0! |  |  |  | 176.2 | #DIV/0! | #DIV/0! | #DIV/0! | #DIV/0! | #DIV/0! | #DIV/0! | #DIV/0! | #DIV/0! | #DIV/0! | #DIV/0! | #DIV/0! | #DIV/0! | #DIV/0! |  |  |  | 176.2 | #DIV/0! | #DIV/0! | #DIV/0! | #DIV/0! | #DIV/0! | #DIV/0! | #DIV/0! | #DIV/0! | #DIV/0! | #DIV/0! | #DIV/0! | #DIV/0! | #DIV/0! |  |  |  | 176.2 | #DIV/0! | #DIV/0! | #DIV/0! | #DIV/0! | #DIV/0! | #DIV/0! | #DIV/0! | #DIV/0! | #DIV/0! | #DIV/0! | #DIV/0! | #DIV/0! | #DIV/0! |  |  |  | 176.2 | #DIV/0! | #DIV/0! | #DIV/0! | #DIV/0! | #DIV/0! | #DIV/0! | #DIV/0! | #DIV/0! | #DIV/0! | #DIV/0! | #DIV/0! | #DIV/0! | #DIV/0! |  |  |  | 176.2 | #DIV/0! | #DIV/0! | #DIV/0! | #DIV/0! | #DIV/0! | #DIV/0! | #DIV/0! | #DIV/0! | #DIV/0! | #DIV/0! | #DIV/0! | #DIV/0! | #DIV/0!
[15 empty] | 176.3 | 5.8892 | -91.07 | 4366.0483 | 3387.3765 | 4366.0483 | 3387.3765 | 2.5533 | 1.4857 | 1 | 1 | 4366.0483 | 3387.3765 |  |  |  |  | 176.3 | #DIV/0! | #DIV/0! | #DIV/0! | #DIV/0! | #DIV/0! | #DIV/0! | #DIV/0! | #DIV/0! | #DIV/0! | #DIV/0! | #DIV/0! | #DIV/0! | #DIV/0! |  |  |  | 176.3 | #DIV/0! | #DIV/0! | #DIV/0! | #DIV/0! | #DIV/0! | #DIV/0! | #DIV/0! | #DIV/0! | #DIV/0! | #DIV/0! | #DIV/0! | #DIV/0! | #DIV/0! |  |  |  | 176.3 | #DIV/0! | #DIV/0! | #DIV/0! | #DIV/0! | #DIV/0! | #DIV/0! | #DIV/0! | #DIV/0! | #DIV/0! | #DIV/0! | #DIV/0! | #DIV/0! | #DIV/0! |  |  |  | 176.3 | #DIV/0! | #DIV/0! | #DIV/0! | #DIV/0! | #DIV/0! | #DIV/0! | #DIV/0! | #DIV/0! | #DIV/0! | #DIV/0! | #DIV/0! | #DIV/0! | #DIV/0! |  |  |  | 176.3 | #DIV/0! | #DIV/0! | #DIV/0! | #DIV/0! | #DIV/0! | #DIV/0! | #DIV/0! | #DIV/0! | #DIV/0! | #DIV/0! | #DIV/0! | #DIV/0! | #DIV/0! |  |  |  | 176.3 | #DIV/0! | #DIV/0! | #DIV/0! | #DIV/0! | #DIV/0! | #DIV/0! | #DIV/0! | #DIV/0! | #DIV/0! | #DIV/0! | #DIV/0! | #DIV/0! | #DIV/0! |  |  |  | 176.3 | #DIV/0! | #DIV/0! | #DIV/0! | #DIV/0! | #DIV/0! | #DIV/0! | #DIV/0! | #DIV/0! | #DIV/0! | #DIV/0! | #DIV/0! | #DIV/0! | #DIV/0!
[15 empty] | 176.4 | 5.7303 | -91.0802 | 4366.1531 | 3387.3105 | 4366.1531 | 3387.3105 | 2.4845 | 1.4456 | 1 | 1 | 4366.1531 | 3387.3105 |  |  |  |  | 176.4 | #DIV/0! | #DIV/0! | #DIV/0! | #DIV/0! | #DIV/0! | #DIV/0! | #DIV/0! | #DIV/0! | #DIV/0! | #DIV/0! | #DIV/0! | #DIV/0! | #DIV/0! |  |  |  | 176.4 | #DIV/0! | #DIV/0! | #DIV/0! | #DIV/0! | #DIV/0! | #DIV/0! | #DIV/0! | #DIV/0! | #DIV/0! | #DIV/0! | #DIV/0! | #DIV/0! | #DIV/0! |  |  |  | 176.4 | #DIV/0! | #DIV/0! | #DIV/0! | #DIV/0! | #DIV/0! | #DIV/0! | #DIV/0! | #DIV/0! | #DIV/0! | #DIV/0! | #DIV/0! | #DIV/0! | #DIV/0! |  |  |  | 176.4 | #DIV/0! | #DIV/0! | #DIV/0! | #DIV/0! | #DIV/0! | #DIV/0! | #DIV/0! | #DIV/0! | #DIV/0! | #DIV/0! | #DIV/0! | #DIV/0! | #DIV/0! |  |  |  | 176.4 | #DIV/0! | #DIV/0! | #DIV/0! | #DIV/0! | #DIV/0! | #DIV/0! | #DIV/0! | #DIV/0! | #DIV/0! | #DIV/0! | #DIV/0! | #DIV/0! | #DIV/0! |  |  |  | 176.4 | #DIV/0! | #DIV/0! | #DIV/0! | #DIV/0! | #DIV/0! | #DIV/0! | #DIV/0! | #DIV/0! | #DIV/0! | #DIV/0! | #DIV/0! | #DIV/0! | #DIV/0! |  |  |  | 176.4 | #DIV/0! | #DIV/0! | #DIV/0! | #DIV/0! | #DIV/0! | #DIV/0! | #DIV/0! | #DIV/0! | #DIV/0! | #DIV/0! | #DIV/0! | #DIV/0! | #DIV/0!
[15 empty] | 176.5 | 5.5713 | -91.09 | 4366.255 | 3387.2463 | 4366.255 | 3387.2463 | 2.4156 | 1.4055 | 1 | 1 | 4366.255 | 3387.2463 |  |  |  |  | 176.5 | #DIV/0! | #DIV/0! | #DIV/0! | #DIV/0! | #DIV/0! | #DIV/0! | #DIV/0! | #DIV/0! | #DIV/0! | #DIV/0! | #DIV/0! | #DIV/0! | #DIV/0! |  |  |  | 176.5 | #DIV/0! | #DIV/0! | #DIV/0! | #DIV/0! | #DIV/0! | #DIV/0! | #DIV/0! | #DIV/0! | #DIV/0! | #DIV/0! | #DIV/0! | #DIV/0! | #DIV/0! |  |  |  | 176.5 | #DIV/0! | #DIV/0! | #DIV/0! | #DIV/0! | #DIV/0! | #DIV/0! | #DIV/0! | #DIV/0! | #DIV/0! | #DIV/0! | #DIV/0! | #DIV/0! | #DIV/0! |  |  |  | 176.5 | #DIV/0! | #DIV/0! | #DIV/0! | #DIV/0! | #DIV/0! | #DIV/0! | #DIV/0! | #DIV/0! | #DIV/0! | #DIV/0! | #DIV/0! | #DIV/0! | #DIV/0! |  |  |  | 176.5 | #DIV/0! | #DIV/0! | #DIV/0! | #DIV/0! | #DIV/0! | #DIV/0! | #DIV/0! | #DIV/0! | #DIV/0! | #DIV/0! | #DIV/0! | #DIV/0! | #DIV/0! |  |  |  | 176.5 | #DIV/0! | #DIV/0! | #DIV/0! | #DIV/0! | #DIV/0! | #DIV/0! | #DIV/0! | #DIV/0! | #DIV/0! | #DIV/0! | #DIV/0! | #DIV/0! | #DIV/0! |  |  |  | 176.5 | #DIV/0! | #DIV/0! | #DIV/0! | #DIV/0! | #DIV/0! | #DIV/0! | #DIV/0! | #DIV/0! | #DIV/0! | #DIV/0! | #DIV/0! | #DIV/0! | #DIV/0!
[15 empty] | 176.6 | 5.4123 | -91.0996 | 4366.354 | 3387.1839 | 4366.354 | 3387.1839 | 2.3467 | 1.3653 | 1 | 1 | 4366.354 | 3387.1839 |  |  |  |  | 176.6 | #DIV/0! | #DIV/0! | #DIV/0! | #DIV/0! | #DIV/0! | #DIV/0! | #DIV/0! | #DIV/0! | #DIV/0! | #DIV/0! | #DIV/0! | #DIV/0! | #DIV/0! |  |  |  | 176.6 | #DIV/0! | #DIV/0! | #DIV/0! | #DIV/0! | #DIV/0! | #DIV/0! | #DIV/0! | #DIV/0! | #DIV/0! | #DIV/0! | #DIV/0! | #DIV/0! | #DIV/0! |  |  |  | 176.6 | #DIV/0! | #DIV/0! | #DIV/0! | #DIV/0! | #DIV/0! | #DIV/0! | #DIV/0! | #DIV/0! | #DIV/0! | #DIV/0! | #DIV/0! | #DIV/0! | #DIV/0! |  |  |  | 176.6 | #DIV/0! | #DIV/0! | #DIV/0! | #DIV/0! | #DIV/0! | #DIV/0! | #DIV/0! | #DIV/0! | #DIV/0! | #DIV/0! | #DIV/0! | #DIV/0! | #DIV/0! |  |  |  | 176.6 | #DIV/0! | #DIV/0! | #DIV/0! | #DIV/0! | #DIV/0! | #DIV/0! | #DIV/0! | #DIV/0! | #DIV/0! | #DIV/0! | #DIV/0! | #DIV/0! | #DIV/0! |  |  |  | 176.6 | #DIV/0! | #DIV/0! | #DIV/0! | #DIV/0! | #DIV/0! | #DIV/0! | #DIV/0! | #DIV/0! | #DIV/0! | #DIV/0! | #DIV/0! | #DIV/0! | #DIV/0! |  |  |  | 176.6 | #DIV/0! | #DIV/0! | #DIV/0! | #DIV/0! | #DIV/0! | #DIV/0! | #DIV/0! | #DIV/0! | #DIV/0! | #DIV/0! | #DIV/0! | #DIV/0! | #DIV/0!
[15 empty] | 176.7 | 5.2533 | -91.1089 | 4366.4502 | 3387.1234 | 4366.4502 | 3387.1234 | 2.2778 | 1.3252 | 1 | 1 | 4366.4502 | 3387.1234 |  |  |  |  | 176.7 | #DIV/0! | #DIV/0! | #DIV/0! | #DIV/0! | #DIV/0! | #DIV/0! | #DIV/0! | #DIV/0! | #DIV/0! | #DIV/0! | #DIV/0! | #DIV/0! | #DIV/0! |  |  |  | 176.7 | #DIV/0! | #DIV/0! | #DIV/0! | #DIV/0! | #DIV/0! | #DIV/0! | #DIV/0! | #DIV/0! | #DIV/0! | #DIV/0! | #DIV/0! | #DIV/0! | #DIV/0! |  |  |  | 176.7 | #DIV/0! | #DIV/0! | #DIV/0! | #DIV/0! | #DIV/0! | #DIV/0! | #DIV/0! | #DIV/0! | #DIV/0! | #DIV/0! | #DIV/0! | #DIV/0! | #DIV/0! |  |  |  | 176.7 | #DIV/0! | #DIV/0! | #DIV/0! | #DIV/0! | #DIV/0! | #DIV/0! | #DIV/0! | #DIV/0! | #DIV/0! | #DIV/0! | #DIV/0! | #DIV/0! | #DIV/0! |  |  |  | 176.7 | #DIV/0! | #DIV/0! | #DIV/0! | #DIV/0! | #DIV/0! | #DIV/0! | #DIV/0! | #DIV/0! | #DIV/0! | #DIV/0! | #DIV/0! | #DIV/0! | #DIV/0! |  |  |  | 176.7 | #DIV/0! | #DIV/0! | #DIV/0! | #DIV/0! | #DIV/0! | #DIV/0! | #DIV/0! | #DIV/0! | #DIV/0! | #DIV/0! | #DIV/0! | #DIV/0! | #DIV/0! |  |  |  | 176.7 | #DIV/0! | #DIV/0! | #DIV/0! | #DIV/0! | #DIV/0! | #DIV/0! | #DIV/0! | #DIV/0! | #DIV/0! | #DIV/0! | #DIV/0! | #DIV/0! | #DIV/0!
[15 empty] | 176.8 | 5.0943 | -91.118 | 4366.5435 | 3387.0646 | 4366.5435 | 3387.0646 | 2.2089 | 1.2851 | 1 | 1 | 4366.5435 | 3387.0646 |  |  |  |  | 176.8 | #DIV/0! | #DIV/0! | #DIV/0! | #DIV/0! | #DIV/0! | #DIV/0! | #DIV/0! | #DIV/0! | #DIV/0! | #DIV/0! | #DIV/0! | #DIV/0! | #DIV/0! |  |  |  | 176.8 | #DIV/0! | #DIV/0! | #DIV/0! | #DIV/0! | #DIV/0! | #DIV/0! | #DIV/0! | #DIV/0! | #DIV/0! | #DIV/0! | #DIV/0! | #DIV/0! | #DIV/0! |  |  |  | 176.8 | #DIV/0! | #DIV/0! | #DIV/0! | #DIV/0! | #DIV/0! | #DIV/0! | #DIV/0! | #DIV/0! | #DIV/0! | #DIV/0! | #DIV/0! | #DIV/0! | #DIV/0! |  |  |  | 176.8 | #DIV/0! | #DIV/0! | #DIV/0! | #DIV/0! | #DIV/0! | #DIV/0! | #DIV/0! | #DIV/0! | #DIV/0! | #DIV/0! | #DIV/0! | #DIV/0! | #DIV/0! |  |  |  | 176.8 | #DIV/0! | #DIV/0! | #DIV/0! | #DIV/0! | #DIV/0! | #DIV/0! | #DIV/0! | #DIV/0! | #DIV/0! | #DIV/0! | #DIV/0! | #DIV/0! | #DIV/0! |  |  |  | 176.8 | #DIV/0! | #DIV/0! | #DIV/0! | #DIV/0! | #DIV/0! | #DIV/0! | #DIV/0! | #DIV/0! | #DIV/0! | #DIV/0! | #DIV/0! | #DIV/0! | #DIV/0! |  |  |  | 176.8 | #DIV/0! | #DIV/0! | #DIV/0! | #DIV/0! | #DIV/0! | #DIV/0! | #DIV/0! | #DIV/0! | #DIV/0! | #DIV/0! | #DIV/0! | #DIV/0! | #DIV/0!
[15 empty] | 176.9 | 4.9352 | -91.1267 | 4366.634 | 3387.0076 | 4366.634 | 3387.0076 | 2.14 | 1.2449 | 1 | 1 | 4366.634 | 3387.0076 |  |  |  |  | 176.9 | #DIV/0! | #DIV/0! | #DIV/0! | #DIV/0! | #DIV/0! | #DIV/0! | #DIV/0! | #DIV/0! | #DIV/0! | #DIV/0! | #DIV/0! | #DIV/0! | #DIV/0! |  |  |  | 176.9 | #DIV/0! | #DIV/0! | #DIV/0! | #DIV/0! | #DIV/0! | #DIV/0! | #DIV/0! | #DIV/0! | #DIV/0! | #DIV/0! | #DIV/0! | #DIV/0! | #DIV/0! |  |  |  | 176.9 | #DIV/0! | #DIV/0! | #DIV/0! | #DIV/0! | #DIV/0! | #DIV/0! | #DIV/0! | #DIV/0! | #DIV/0! | #DIV/0! | #DIV/0! | #DIV/0! | #DIV/0! |  |  |  | 176.9 | #DIV/0! | #DIV/0! | #DIV/0! | #DIV/0! | #DIV/0! | #DIV/0! | #DIV/0! | #DIV/0! | #DIV/0! | #DIV/0! | #DIV/0! | #DIV/0! | #DIV/0! |  |  |  | 176.9 | #DIV/0! | #DIV/0! | #DIV/0! | #DIV/0! | #DIV/0! | #DIV/0! | #DIV/0! | #DIV/0! | #DIV/0! | #DIV/0! | #DIV/0! | #DIV/0! | #DIV/0! |  |  |  | 176.9 | #DIV/0! | #DIV/0! | #DIV/0! | #DIV/0! | #DIV/0! | #DIV/0! | #DIV/0! | #DIV/0! | #DIV/0! | #DIV/0! | #DIV/0! | #DIV/0! | #DIV/0! |  |  |  | 176.9 | #DIV/0! | #DIV/0! | #DIV/0! | #DIV/0! | #DIV/0! | #DIV/0! | #DIV/0! | #DIV/0! | #DIV/0! | #DIV/0! | #DIV/0! | #DIV/0! | #DIV/0!
[15 empty] | 177 | 4.7762 | -91.1352 | 4366.7216 | 3386.9524 | 4366.7216 | 3386.9524 | 2.0711 | 1.2048 | 1 | 1 | 4366.7216 | 3386.9524 |  |  |  |  | 177 | #DIV/0! | #DIV/0! | #DIV/0! | #DIV/0! | #DIV/0! | #DIV/0! | #DIV/0! | #DIV/0! | #DIV/0! | #DIV/0! | #DIV/0! | #DIV/0! | #DIV/0! |  |  |  | 177 | #DIV/0! | #DIV/0! | #DIV/0! | #DIV/0! | #DIV/0! | #DIV/0! | #DIV/0! | #DIV/0! | #DIV/0! | #DIV/0! | #DIV/0! | #DIV/0! | #DIV/0! |  |  |  | 177 | #DIV/0! | #DIV/0! | #DIV/0! | #DIV/0! | #DIV/0! | #DIV/0! | #DIV/0! | #DIV/0! | #DIV/0! | #DIV/0! | #DIV/0! | #DIV/0! | #DIV/0! |  |  |  | 177 | #DIV/0! | #DIV/0! | #DIV/0! | #DIV/0! | #DIV/0! | #DIV/0! | #DIV/0! | #DIV/0! | #DIV/0! | #DIV/0! | #DIV/0! | #DIV/0! | #DIV/0! |  |  |  | 177 | #DIV/0! | #DIV/0! | #DIV/0! | #DIV/0! | #DIV/0! | #DIV/0! | #DIV/0! | #DIV/0! | #DIV/0! | #DIV/0! | #DIV/0! | #DIV/0! | #DIV/0! |  |  |  | 177 | #DIV/0! | #DIV/0! | #DIV/0! | #DIV/0! | #DIV/0! | #DIV/0! | #DIV/0! | #DIV/0! | #DIV/0! | #DIV/0! | #DIV/0! | #DIV/0! | #DIV/0! |  |  |  | 177 | #DIV/0! | #DIV/0! | #DIV/0! | #DIV/0! | #DIV/0! | #DIV/0! | #DIV/0! | #DIV/0! | #DIV/0! | #DIV/0! | #DIV/0! | #DIV/0! | #DIV/0!
[15 empty] | 177.1 | 4.6171 | -91.1434 | 4366.8063 | 3386.8991 | 4366.8063 | 3386.8991 | 2.0021 | 1.1646 | 1 | 1 | 4366.8063 | 3386.8991 |  |  |  |  | 177.1 | #DIV/0! | #DIV/0! | #DIV/0! | #DIV/0! | #DIV/0! | #DIV/0! | #DIV/0! | #DIV/0! | #DIV/0! | #DIV/0! | #DIV/0! | #DIV/0! | #DIV/0! |  |  |  | 177.1 | #DIV/0! | #DIV/0! | #DIV/0! | #DIV/0! | #DIV/0! | #DIV/0! | #DIV/0! | #DIV/0! | #DIV/0! | #DIV/0! | #DIV/0! | #DIV/0! | #DIV/0! |  |  |  | 177.1 | #DIV/0! | #DIV/0! | #DIV/0! | #DIV/0! | #DIV/0! | #DIV/0! | #DIV/0! | #DIV/0! | #DIV/0! | #DIV/0! | #DIV/0! | #DIV/0! | #DIV/0! |  |  |  | 177.1 | #DIV/0! | #DIV/0! | #DIV/0! | #DIV/0! | #DIV/0! | #DIV/0! | #DIV/0! | #DIV/0! | #DIV/0! | #DIV/0! | #DIV/0! | #DIV/0! | #DIV/0! |  |  |  | 177.1 | #DIV/0! | #DIV/0! | #DIV/0! | #DIV/0! | #DIV/0! | #DIV/0! | #DIV/0! | #DIV/0! | #DIV/0! | #DIV/0! | #DIV/0! | #DIV/0! | #DIV/0! |  |  |  | 177.1 | #DIV/0! | #DIV/0! | #DIV/0! | #DIV/0! | #DIV/0! | #DIV/0! | #DIV/0! | #DIV/0! | #DIV/0! | #DIV/0! | #DIV/0! | #DIV/0! | #DIV/0! |  |  |  | 177.1 | #DIV/0! | #DIV/0! | #DIV/0! | #DIV/0! | #DIV/0! | #DIV/0! | #DIV/0! | #DIV/0! | #DIV/0! | #DIV/0! | #DIV/0! | #DIV/0! | #DIV/0!
[15 empty] | 177.2 | 4.458 | -91.1513 | 4366.8881 | 3386.8475 | 4366.8881 | 3386.8475 | 1.9332 | 1.1245 | 1 | 1 | 4366.8881 | 3386.8475 |  |  |  |  | 177.2 | #DIV/0! | #DIV/0! | #DIV/0! | #DIV/0! | #DIV/0! | #DIV/0! | #DIV/0! | #DIV/0! | #DIV/0! | #DIV/0! | #DIV/0! | #DIV/0! | #DIV/0! |  |  |  | 177.2 | #DIV/0! | #DIV/0! | #DIV/0! | #DIV/0! | #DIV/0! | #DIV/0! | #DIV/0! | #DIV/0! | #DIV/0! | #DIV/0! | #DIV/0! | #DIV/0! | #DIV/0! |  |  |  | 177.2 | #DIV/0! | #DIV/0! | #DIV/0! | #DIV/0! | #DIV/0! | #DIV/0! | #DIV/0! | #DIV/0! | #DIV/0! | #DIV/0! | #DIV/0! | #DIV/0! | #DIV/0! |  |  |  | 177.2 | #DIV/0! | #DIV/0! | #DIV/0! | #DIV/0! | #DIV/0! | #DIV/0! | #DIV/0! | #DIV/0! | #DIV/0! | #DIV/0! | #DIV/0! | #DIV/0! | #DIV/0! |  |  |  | 177.2 | #DIV/0! | #DIV/0! | #DIV/0! | #DIV/0! | #DIV/0! | #DIV/0! | #DIV/0! | #DIV/0! | #DIV/0! | #DIV/0! | #DIV/0! | #DIV/0! | #DIV/0! |  |  |  | 177.2 | #DIV/0! | #DIV/0! | #DIV/0! | #DIV/0! | #DIV/0! | #DIV/0! | #DIV/0! | #DIV/0! | #DIV/0! | #DIV/0! | #DIV/0! | #DIV/0! | #DIV/0! |  |  |  | 177.2 | #DIV/0! | #DIV/0! | #DIV/0! | #DIV/0! | #DIV/0! | #DIV/0! | #DIV/0! | #DIV/0! | #DIV/0! | #DIV/0! | #DIV/0! | #DIV/0! | #DIV/0!
[15 empty] | 177.3 | 4.2989 | -91.1589 | 4366.9671 | 3386.7978 | 4366.9671 | 3386.7978 | 1.8642 | 1.0844 | 1 | 1 | 4366.9671 | 3386.7978 |  |  |  |  | 177.3 | #DIV/0! | #DIV/0! | #DIV/0! | #DIV/0! | #DIV/0! | #DIV/0! | #DIV/0! | #DIV/0! | #DIV/0! | #DIV/0! | #DIV/0! | #DIV/0! | #DIV/0! |  |  |  | 177.3 | #DIV/0! | #DIV/0! | #DIV/0! | #DIV/0! | #DIV/0! | #DIV/0! | #DIV/0! | #DIV/0! | #DIV/0! | #DIV/0! | #DIV/0! | #DIV/0! | #DIV/0! |  |  |  | 177.3 | #DIV/0! | #DIV/0! | #DIV/0! | #DIV/0! | #DIV/0! | #DIV/0! | #DIV/0! | #DIV/0! | #DIV/0! | #DIV/0! | #DIV/0! | #DIV/0! | #DIV/0! |  |  |  | 177.3 | #DIV/0! | #DIV/0! | #DIV/0! | #DIV/0! | #DIV/0! | #DIV/0! | #DIV/0! | #DIV/0! | #DIV/0! | #DIV/0! | #DIV/0! | #DIV/0! | #DIV/0! |  |  |  | 177.3 | #DIV/0! | #DIV/0! | #DIV/0! | #DIV/0! | #DIV/0! | #DIV/0! | #DIV/0! | #DIV/0! | #DIV/0! | #DIV/0! | #DIV/0! | #DIV/0! | #DIV/0! |  |  |  | 177.3 | #DIV/0! | #DIV/0! | #DIV/0! | #DIV/0! | #DIV/0! | #DIV/0! | #DIV/0! | #DIV/0! | #DIV/0! | #DIV/0! | #DIV/0! | #DIV/0! | #DIV/0! |  |  |  | 177.3 | #DIV/0! | #DIV/0! | #DIV/0! | #DIV/0! | #DIV/0! | #DIV/0! | #DIV/0! | #DIV/0! | #DIV/0! | #DIV/0! | #DIV/0! | #DIV/0! | #DIV/0!
[15 empty] | 177.4 | 4.1398 | -91.1663 | 4367.0432 | 3386.7499 | 4367.0432 | 3386.7499 | 1.7953 | 1.0442 | 1 | 1 | 4367.0432 | 3386.7499 |  |  |  |  | 177.4 | #DIV/0! | #DIV/0! | #DIV/0! | #DIV/0! | #DIV/0! | #DIV/0! | #DIV/0! | #DIV/0! | #DIV/0! | #DIV/0! | #DIV/0! | #DIV/0! | #DIV/0! |  |  |  | 177.4 | #DIV/0! | #DIV/0! | #DIV/0! | #DIV/0! | #DIV/0! | #DIV/0! | #DIV/0! | #DIV/0! | #DIV/0! | #DIV/0! | #DIV/0! | #DIV/0! | #DIV/0! |  |  |  | 177.4 | #DIV/0! | #DIV/0! | #DIV/0! | #DIV/0! | #DIV/0! | #DIV/0! | #DIV/0! | #DIV/0! | #DIV/0! | #DIV/0! | #DIV/0! | #DIV/0! | #DIV/0! |  |  |  | 177.4 | #DIV/0! | #DIV/0! | #DIV/0! | #DIV/0! | #DIV/0! | #DIV/0! | #DIV/0! | #DIV/0! | #DIV/0! | #DIV/0! | #DIV/0! | #DIV/0! | #DIV/0! |  |  |  | 177.4 | #DIV/0! | #DIV/0! | #DIV/0! | #DIV/0! | #DIV/0! | #DIV/0! | #DIV/0! | #DIV/0! | #DIV/0! | #DIV/0! | #DIV/0! | #DIV/0! | #DIV/0! |  |  |  | 177.4 | #DIV/0! | #DIV/0! | #DIV/0! | #DIV/0! | #DIV/0! | #DIV/0! | #DIV/0! | #DIV/0! | #DIV/0! | #DIV/0! | #DIV/0! | #DIV/0! | #DIV/0! |  |  |  | 177.4 | #DIV/0! | #DIV/0! | #DIV/0! | #DIV/0! | #DIV/0! | #DIV/0! | #DIV/0! | #DIV/0! | #DIV/0! | #DIV/0! | #DIV/0! | #DIV/0! | #DIV/0!
[15 empty] | 177.5 | 3.9807 | -91.1734 | 4367.1165 | 3386.7038 | 4367.1165 | 3386.7038 | 1.7263 | 1.0041 | 1 | 1 | 4367.1165 | 3386.7038 |  |  |  |  | 177.5 | #DIV/0! | #DIV/0! | #DIV/0! | #DIV/0! | #DIV/0! | #DIV/0! | #DIV/0! | #DIV/0! | #DIV/0! | #DIV/0! | #DIV/0! | #DIV/0! | #DIV/0! |  |  |  | 177.5 | #DIV/0! | #DIV/0! | #DIV/0! | #DIV/0! | #DIV/0! | #DIV/0! | #DIV/0! | #DIV/0! | #DIV/0! | #DIV/0! | #DIV/0! | #DIV/0! | #DIV/0! |  |  |  | 177.5 | #DIV/0! | #DIV/0! | #DIV/0! | #DIV/0! | #DIV/0! | #DIV/0! | #DIV/0! | #DIV/0! | #DIV/0! | #DIV/0! | #DIV/0! | #DIV/0! | #DIV/0! |  |  |  | 177.5 | #DIV/0! | #DIV/0! | #DIV/0! | #DIV/0! | #DIV/0! | #DIV/0! | #DIV/0! | #DIV/0! | #DIV/0! | #DIV/0! | #DIV/0! | #DIV/0! | #DIV/0! |  |  |  | 177.5 | #DIV/0! | #DIV/0! | #DIV/0! | #DIV/0! | #DIV/0! | #DIV/0! | #DIV/0! | #DIV/0! | #DIV/0! | #DIV/0! | #DIV/0! | #DIV/0! | #DIV/0! |  |  |  | 177.5 | #DIV/0! | #DIV/0! | #DIV/0! | #DIV/0! | #DIV/0! | #DIV/0! | #DIV/0! | #DIV/0! | #DIV/0! | #DIV/0! | #DIV/0! | #DIV/0! | #DIV/0! |  |  |  | 177.5 | #DIV/0! | #DIV/0! | #DIV/0! | #DIV/0! | #DIV/0! | #DIV/0! | #DIV/0! | #DIV/0! | #DIV/0! | #DIV/0! | #DIV/0! | #DIV/0! | #DIV/0!
[15 empty] | 177.6 | 3.8216 | -91.1802 | 4367.1869 | 3386.6594 | 4367.1869 | 3386.6594 | 1.6573 | 0.9639 | 1 | 1 | 4367.1869 | 3386.6594 |  |  |  |  | 177.6 | #DIV/0! | #DIV/0! | #DIV/0! | #DIV/0! | #DIV/0! | #DIV/0! | #DIV/0! | #DIV/0! | #DIV/0! | #DIV/0! | #DIV/0! | #DIV/0! | #DIV/0! |  |  |  | 177.6 | #DIV/0! | #DIV/0! | #DIV/0! | #DIV/0! | #DIV/0! | #DIV/0! | #DIV/0! | #DIV/0! | #DIV/0! | #DIV/0! | #DIV/0! | #DIV/0! | #DIV/0! |  |  |  | 177.6 | #DIV/0! | #DIV/0! | #DIV/0! | #DIV/0! | #DIV/0! | #DIV/0! | #DIV/0! | #DIV/0! | #DIV/0! | #DIV/0! | #DIV/0! | #DIV/0! | #DIV/0! |  |  |  | 177.6 | #DIV/0! | #DIV/0! | #DIV/0! | #DIV/0! | #DIV/0! | #DIV/0! | #DIV/0! | #DIV/0! | #DIV/0! | #DIV/0! | #DIV/0! | #DIV/0! | #DIV/0! |  |  |  | 177.6 | #DIV/0! | #DIV/0! | #DIV/0! | #DIV/0! | #DIV/0! | #DIV/0! | #DIV/0! | #DIV/0! | #DIV/0! | #DIV/0! | #DIV/0! | #DIV/0! | #DIV/0! |  |  |  | 177.6 | #DIV/0! | #DIV/0! | #DIV/0! | #DIV/0! | #DIV/0! | #DIV/0! | #DIV/0! | #DIV/0! | #DIV/0! | #DIV/0! | #DIV/0! | #DIV/0! | #DIV/0! |  |  |  | 177.6 | #DIV/0! | #DIV/0! | #DIV/0! | #DIV/0! | #DIV/0! | #DIV/0! | #DIV/0! | #DIV/0! | #DIV/0! | #DIV/0! | #DIV/0! | #DIV/0! | #DIV/0!
[15 empty] | 177.7 | 3.6624 | -91.1867 | 4367.2544 | 3386.6169 | 4367.2544 | 3386.6169 | 1.5883 | 0.92375 | 1 | 1 | 4367.2544 | 3386.6169 |  |  |  |  | 177.7 | #DIV/0! | #DIV/0! | #DIV/0! | #DIV/0! | #DIV/0! | #DIV/0! | #DIV/0! | #DIV/0! | #DIV/0! | #DIV/0! | #DIV/0! | #DIV/0! | #DIV/0! |  |  |  | 177.7 | #DIV/0! | #DIV/0! | #DIV/0! | #DIV/0! | #DIV/0! | #DIV/0! | #DIV/0! | #DIV/0! | #DIV/0! | #DIV/0! | #DIV/0! | #DIV/0! | #DIV/0! |  |  |  | 177.7 | #DIV/0! | #DIV/0! | #DIV/0! | #DIV/0! | #DIV/0! | #DIV/0! | #DIV/0! | #DIV/0! | #DIV/0! | #DIV/0! | #DIV/0! | #DIV/0! | #DIV/0! |  |  |  | 177.7 | #DIV/0! | #DIV/0! | #DIV/0! | #DIV/0! | #DIV/0! | #DIV/0! | #DIV/0! | #DIV/0! | #DIV/0! | #DIV/0! | #DIV/0! | #DIV/0! | #DIV/0! |  |  |  | 177.7 | #DIV/0! | #DIV/0! | #DIV/0! | #DIV/0! | #DIV/0! | #DIV/0! | #DIV/0! | #DIV/0! | #DIV/0! | #DIV/0! | #DIV/0! | #DIV/0! | #DIV/0! |  |  |  | 177.7 | #DIV/0! | #DIV/0! | #DIV/0! | #DIV/0! | #DIV/0! | #DIV/0! | #DIV/0! | #DIV/0! | #DIV/0! | #DIV/0! | #DIV/0! | #DIV/0! | #DIV/0! |  |  |  | 177.7 | #DIV/0! | #DIV/0! | #DIV/0! | #DIV/0! | #DIV/0! | #DIV/0! | #DIV/0! | #DIV/0! | #DIV/0! | #DIV/0! | #DIV/0! | #DIV/0! | #DIV/0!
[15 empty] | 177.8 | 3.5033 | -91.193 | 4367.319 | 3386.5763 | 4367.319 | 3386.5763 | 1.5193 | 0.8836 | 1 | 1 | 4367.319 | 3386.5763 |  |  |  |  | 177.8 | #DIV/0! | #DIV/0! | #DIV/0! | #DIV/0! | #DIV/0! | #DIV/0! | #DIV/0! | #DIV/0! | #DIV/0! | #DIV/0! | #DIV/0! | #DIV/0! | #DIV/0! |  |  |  | 177.8 | #DIV/0! | #DIV/0! | #DIV/0! | #DIV/0! | #DIV/0! | #DIV/0! | #DIV/0! | #DIV/0! | #DIV/0! | #DIV/0! | #DIV/0! | #DIV/0! | #DIV/0! |  |  |  | 177.8 | #DIV/0! | #DIV/0! | #DIV/0! | #DIV/0! | #DIV/0! | #DIV/0! | #DIV/0! | #DIV/0! | #DIV/0! | #DIV/0! | #DIV/0! | #DIV/0! | #DIV/0! |  |  |  | 177.8 | #DIV/0! | #DIV/0! | #DIV/0! | #DIV/0! | #DIV/0! | #DIV/0! | #DIV/0! | #DIV/0! | #DIV/0! | #DIV/0! | #DIV/0! | #DIV/0! | #DIV/0! |  |  |  | 177.8 | #DIV/0! | #DIV/0! | #DIV/0! | #DIV/0! | #DIV/0! | #DIV/0! | #DIV/0! | #DIV/0! | #DIV/0! | #DIV/0! | #DIV/0! | #DIV/0! | #DIV/0! |  |  |  | 177.8 | #DIV/0! | #DIV/0! | #DIV/0! | #DIV/0! | #DIV/0! | #DIV/0! | #DIV/0! | #DIV/0! | #DIV/0! | #DIV/0! | #DIV/0! | #DIV/0! | #DIV/0! |  |  |  | 177.8 | #DIV/0! | #DIV/0! | #DIV/0! | #DIV/0! | #DIV/0! | #DIV/0! | #DIV/0! | #DIV/0! | #DIV/0! | #DIV/0! | #DIV/0! | #DIV/0! | #DIV/0!
[15 empty] | 177.9 | 3.3441 | -91.199 | 4367.3808 | 3386.5374 | 4367.3808 | 3386.5374 | 1.4503 | 0.84344 | 1 | 1 | 4367.3808 | 3386.5374 |  |  |  |  | 177.9 | #DIV/0! | #DIV/0! | #DIV/0! | #DIV/0! | #DIV/0! | #DIV/0! | #DIV/0! | #DIV/0! | #DIV/0! | #DIV/0! | #DIV/0! | #DIV/0! | #DIV/0! |  |  |  | 177.9 | #DIV/0! | #DIV/0! | #DIV/0! | #DIV/0! | #DIV/0! | #DIV/0! | #DIV/0! | #DIV/0! | #DIV/0! | #DIV/0! | #DIV/0! | #DIV/0! | #DIV/0! |  |  |  | 177.9 | #DIV/0! | #DIV/0! | #DIV/0! | #DIV/0! | #DIV/0! | #DIV/0! | #DIV/0! | #DIV/0! | #DIV/0! | #DIV/0! | #DIV/0! | #DIV/0! | #DIV/0! |  |  |  | 177.9 | #DIV/0! | #DIV/0! | #DIV/0! | #DIV/0! | #DIV/0! | #DIV/0! | #DIV/0! | #DIV/0! | #DIV/0! | #DIV/0! | #DIV/0! | #DIV/0! | #DIV/0! |  |  |  | 177.9 | #DIV/0! | #DIV/0! | #DIV/0! | #DIV/0! | #DIV/0! | #DIV/0! | #DIV/0! | #DIV/0! | #DIV/0! | #DIV/0! | #DIV/0! | #DIV/0! | #DIV/0! |  |  |  | 177.9 | #DIV/0! | #DIV/0! | #DIV/0! | #DIV/0! | #DIV/0! | #DIV/0! | #DIV/0! | #DIV/0! | #DIV/0! | #DIV/0! | #DIV/0! | #DIV/0! | #DIV/0! |  |  |  | 177.9 | #DIV/0! | #DIV/0! | #DIV/0! | #DIV/0! | #DIV/0! | #DIV/0! | #DIV/0! | #DIV/0! | #DIV/0! | #DIV/0! | #DIV/0! | #DIV/0! | #DIV/0!
[15 empty] | 178 | 3.1849 | -91.2047 | 4367.4397 | 3386.5003 | 4367.4397 | 3386.5003 | 1.3813 | 0.80329 | 1 | 1 | 4367.4397 | 3386.5003 |  |  |  |  | 178 | #DIV/0! | #DIV/0! | #DIV/0! | #DIV/0! | #DIV/0! | #DIV/0! | #DIV/0! | #DIV/0! | #DIV/0! | #DIV/0! | #DIV/0! | #DIV/0! | #DIV/0! |  |  |  | 178 | #DIV/0! | #DIV/0! | #DIV/0! | #DIV/0! | #DIV/0! | #DIV/0! | #DIV/0! | #DIV/0! | #DIV/0! | #DIV/0! | #DIV/0! | #DIV/0! | #DIV/0! |  |  |  | 178 | #DIV/0! | #DIV/0! | #DIV/0! | #DIV/0! | #DIV/0! | #DIV/0! | #DIV/0! | #DIV/0! | #DIV/0! | #DIV/0! | #DIV/0! | #DIV/0! | #DIV/0! |  |  |  | 178 | #DIV/0! | #DIV/0! | #DIV/0! | #DIV/0! | #DIV/0! | #DIV/0! | #DIV/0! | #DIV/0! | #DIV/0! | #DIV/0! | #DIV/0! | #DIV/0! | #DIV/0! |  |  |  | 178 | #DIV/0! | #DIV/0! | #DIV/0! | #DIV/0! | #DIV/0! | #DIV/0! | #DIV/0! | #DIV/0! | #DIV/0! | #DIV/0! | #DIV/0! | #DIV/0! | #DIV/0! |  |  |  | 178 | #DIV/0! | #DIV/0! | #DIV/0! | #DIV/0! | #DIV/0! | #DIV/0! | #DIV/0! | #DIV/0! | #DIV/0! | #DIV/0! | #DIV/0! | #DIV/0! | #DIV/0! |  |  |  | 178 | #DIV/0! | #DIV/0! | #DIV/0! | #DIV/0! | #DIV/0! | #DIV/0! | #DIV/0! | #DIV/0! | #DIV/0! | #DIV/0! | #DIV/0! | #DIV/0! | #DIV/0!
[15 empty] | 178.1 | 3.0258 | -91.2101 | 4367.4957 | 3386.465 | 4367.4957 | 3386.465 | 1.3123 | 0.76313 | 1 | 1 | 4367.4957 | 3386.465 |  |  |  |  | 178.1 | #DIV/0! | #DIV/0! | #DIV/0! | #DIV/0! | #DIV/0! | #DIV/0! | #DIV/0! | #DIV/0! | #DIV/0! | #DIV/0! | #DIV/0! | #DIV/0! | #DIV/0! |  |  |  | 178.1 | #DIV/0! | #DIV/0! | #DIV/0! | #DIV/0! | #DIV/0! | #DIV/0! | #DIV/0! | #DIV/0! | #DIV/0! | #DIV/0! | #DIV/0! | #DIV/0! | #DIV/0! |  |  |  | 178.1 | #DIV/0! | #DIV/0! | #DIV/0! | #DIV/0! | #DIV/0! | #DIV/0! | #DIV/0! | #DIV/0! | #DIV/0! | #DIV/0! | #DIV/0! | #DIV/0! | #DIV/0! |  |  |  | 178.1 | #DIV/0! | #DIV/0! | #DIV/0! | #DIV/0! | #DIV/0! | #DIV/0! | #DIV/0! | #DIV/0! | #DIV/0! | #DIV/0! | #DIV/0! | #DIV/0! | #DIV/0! |  |  |  | 178.1 | #DIV/0! | #DIV/0! | #DIV/0! | #DIV/0! | #DIV/0! | #DIV/0! | #DIV/0! | #DIV/0! | #DIV/0! | #DIV/0! | #DIV/0! | #DIV/0! | #DIV/0! |  |  |  | 178.1 | #DIV/0! | #DIV/0! | #DIV/0! | #DIV/0! | #DIV/0! | #DIV/0! | #DIV/0! | #DIV/0! | #DIV/0! | #DIV/0! | #DIV/0! | #DIV/0! | #DIV/0! |  |  |  | 178.1 | #DIV/0! | #DIV/0! | #DIV/0! | #DIV/0! | #DIV/0! | #DIV/0! | #DIV/0! | #DIV/0! | #DIV/0! | #DIV/0! | #DIV/0! | #DIV/0! | #DIV/0!
[15 empty] | 178.2 | 2.8666 | -91.2152 | 4367.5488 | 3386.4316 | 4367.5488 | 3386.4316 | 1.2432 | 0.72297 | 1 | 1 | 4367.5488 | 3386.4316 |  |  |  |  | 178.2 | #DIV/0! | #DIV/0! | #DIV/0! | #DIV/0! | #DIV/0! | #DIV/0! | #DIV/0! | #DIV/0! | #DIV/0! | #DIV/0! | #DIV/0! | #DIV/0! | #DIV/0! |  |  |  | 178.2 | #DIV/0! | #DIV/0! | #DIV/0! | #DIV/0! | #DIV/0! | #DIV/0! | #DIV/0! | #DIV/0! | #DIV/0! | #DIV/0! | #DIV/0! | #DIV/0! | #DIV/0! |  |  |  | 178.2 | #DIV/0! | #DIV/0! | #DIV/0! | #DIV/0! | #DIV/0! | #DIV/0! | #DIV/0! | #DIV/0! | #DIV/0! | #DIV/0! | #DIV/0! | #DIV/0! | #DIV/0! |  |  |  | 178.2 | #DIV/0! | #DIV/0! | #DIV/0! | #DIV/0! | #DIV/0! | #DIV/0! | #DIV/0! | #DIV/0! | #DIV/0! | #DIV/0! | #DIV/0! | #DIV/0! | #DIV/0! |  |  |  | 178.2 | #DIV/0! | #DIV/0! | #DIV/0! | #DIV/0! | #DIV/0! | #DIV/0! | #DIV/0! | #DIV/0! | #DIV/0! | #DIV/0! | #DIV/0! | #DIV/0! | #DIV/0! |  |  |  | 178.2 | #DIV/0! | #DIV/0! | #DIV/0! | #DIV/0! | #DIV/0! | #DIV/0! | #DIV/0! | #DIV/0! | #DIV/0! | #DIV/0! | #DIV/0! | #DIV/0! | #DIV/0! |  |  |  | 178.2 | #DIV/0! | #DIV/0! | #DIV/0! | #DIV/0! | #DIV/0! | #DIV/0! | #DIV/0! | #DIV/0! | #DIV/0! | #DIV/0! | #DIV/0! | #DIV/0! | #DIV/0!
[15 empty] | 178.3 | 2.7073 | -91.2201 | 4367.5991 | 3386.3999 | 4367.5991 | 3386.3999 | 1.1742 | 0.68281 | 1 | 1 | 4367.5991 | 3386.3999 |  |  |  |  | 178.3 | #DIV/0! | #DIV/0! | #DIV/0! | #DIV/0! | #DIV/0! | #DIV/0! | #DIV/0! | #DIV/0! | #DIV/0! | #DIV/0! | #DIV/0! | #DIV/0! | #DIV/0! |  |  |  | 178.3 | #DIV/0! | #DIV/0! | #DIV/0! | #DIV/0! | #DIV/0! | #DIV/0! | #DIV/0! | #DIV/0! | #DIV/0! | #DIV/0! | #DIV/0! | #DIV/0! | #DIV/0! |  |  |  | 178.3 | #DIV/0! | #DIV/0! | #DIV/0! | #DIV/0! | #DIV/0! | #DIV/0! | #DIV/0! | #DIV/0! | #DIV/0! | #DIV/0! | #DIV/0! | #DIV/0! | #DIV/0! |  |  |  | 178.3 | #DIV/0! | #DIV/0! | #DIV/0! | #DIV/0! | #DIV/0! | #DIV/0! | #DIV/0! | #DIV/0! | #DIV/0! | #DIV/0! | #DIV/0! | #DIV/0! | #DIV/0! |  |  |  | 178.3 | #DIV/0! | #DIV/0! | #DIV/0! | #DIV/0! | #DIV/0! | #DIV/0! | #DIV/0! | #DIV/0! | #DIV/0! | #DIV/0! | #DIV/0! | #DIV/0! | #DIV/0! |  |  |  | 178.3 | #DIV/0! | #DIV/0! | #DIV/0! | #DIV/0! | #DIV/0! | #DIV/0! | #DIV/0! | #DIV/0! | #DIV/0! | #DIV/0! | #DIV/0! | #DIV/0! | #DIV/0! |  |  |  | 178.3 | #DIV/0! | #DIV/0! | #DIV/0! | #DIV/0! | #DIV/0! | #DIV/0! | #DIV/0! | #DIV/0! | #DIV/0! | #DIV/0! | #DIV/0! | #DIV/0! | #DIV/0!
[15 empty] | 178.4 | 2.5481 | -91.2247 | 4367.6465 | 3386.3701 | 4367.6465 | 3386.3701 | 1.1052 | 0.64265 | 1 | 1 | 4367.6465 | 3386.3701 |  |  |  |  | 178.4 | #DIV/0! | #DIV/0! | #DIV/0! | #DIV/0! | #DIV/0! | #DIV/0! | #DIV/0! | #DIV/0! | #DIV/0! | #DIV/0! | #DIV/0! | #DIV/0! | #DIV/0! |  |  |  | 178.4 | #DIV/0! | #DIV/0! | #DIV/0! | #DIV/0! | #DIV/0! | #DIV/0! | #DIV/0! | #DIV/0! | #DIV/0! | #DIV/0! | #DIV/0! | #DIV/0! | #DIV/0! |  |  |  | 178.4 | #DIV/0! | #DIV/0! | #DIV/0! | #DIV/0! | #DIV/0! | #DIV/0! | #DIV/0! | #DIV/0! | #DIV/0! | #DIV/0! | #DIV/0! | #DIV/0! | #DIV/0! |  |  |  | 178.4 | #DIV/0! | #DIV/0! | #DIV/0! | #DIV/0! | #DIV/0! | #DIV/0! | #DIV/0! | #DIV/0! | #DIV/0! | #DIV/0! | #DIV/0! | #DIV/0! | #DIV/0! |  |  |  | 178.4 | #DIV/0! | #DIV/0! | #DIV/0! | #DIV/0! | #DIV/0! | #DIV/0! | #DIV/0! | #DIV/0! | #DIV/0! | #DIV/0! | #DIV/0! | #DIV/0! | #DIV/0! |  |  |  | 178.4 | #DIV/0! | #DIV/0! | #DIV/0! | #DIV/0! | #DIV/0! | #DIV/0! | #DIV/0! | #DIV/0! | #DIV/0! | #DIV/0! | #DIV/0! | #DIV/0! | #DIV/0! |  |  |  | 178.4 | #DIV/0! | #DIV/0! | #DIV/0! | #DIV/0! | #DIV/0! | #DIV/0! | #DIV/0! | #DIV/0! | #DIV/0! | #DIV/0! | #DIV/0! | #DIV/0! | #DIV/0!
[15 empty] | 178.5 | 2.3889 | -91.229 | 4367.6911 | 3386.342 | 4367.6911 | 3386.342 | 1.0361 | 0.60249 | 1 | 1 | 4367.6911 | 3386.342 |  |  |  |  | 178.5 | #DIV/0! | #DIV/0! | #DIV/0! | #DIV/0! | #DIV/0! | #DIV/0! | #DIV/0! | #DIV/0! | #DIV/0! | #DIV/0! | #DIV/0! | #DIV/0! | #DIV/0! |  |  |  | 178.5 | #DIV/0! | #DIV/0! | #DIV/0! | #DIV/0! | #DIV/0! | #DIV/0! | #DIV/0! | #DIV/0! | #DIV/0! | #DIV/0! | #DIV/0! | #DIV/0! | #DIV/0! |  |  |  | 178.5 | #DIV/0! | #DIV/0! | #DIV/0! | #DIV/0! | #DIV/0! | #DIV/0! | #DIV/0! | #DIV/0! | #DIV/0! | #DIV/0! | #DIV/0! | #DIV/0! | #DIV/0! |  |  |  | 178.5 | #DIV/0! | #DIV/0! | #DIV/0! | #DIV/0! | #DIV/0! | #DIV/0! | #DIV/0! | #DIV/0! | #DIV/0! | #DIV/0! | #DIV/0! | #DIV/0! | #DIV/0! |  |  |  | 178.5 | #DIV/0! | #DIV/0! | #DIV/0! | #DIV/0! | #DIV/0! | #DIV/0! | #DIV/0! | #DIV/0! | #DIV/0! | #DIV/0! | #DIV/0! | #DIV/0! | #DIV/0! |  |  |  | 178.5 | #DIV/0! | #DIV/0! | #DIV/0! | #DIV/0! | #DIV/0! | #DIV/0! | #DIV/0! | #DIV/0! | #DIV/0! | #DIV/0! | #DIV/0! | #DIV/0! | #DIV/0! |  |  |  | 178.5 | #DIV/0! | #DIV/0! | #DIV/0! | #DIV/0! | #DIV/0! | #DIV/0! | #DIV/0! | #DIV/0! | #DIV/0! | #DIV/0! | #DIV/0! | #DIV/0! | #DIV/0!
[15 empty] | 178.6 | 2.2297 | -91.233 | 4367.7327 | 3386.3158 | 4367.7327 | 3386.3158 | 0.96707 | 0.56233 | 1 | 1 | 4367.7327 | 3386.3158 |  |  |  |  | 178.6 | #DIV/0! | #DIV/0! | #DIV/0! | #DIV/0! | #DIV/0! | #DIV/0! | #DIV/0! | #DIV/0! | #DIV/0! | #DIV/0! | #DIV/0! | #DIV/0! | #DIV/0! |  |  |  | 178.6 | #DIV/0! | #DIV/0! | #DIV/0! | #DIV/0! | #DIV/0! | #DIV/0! | #DIV/0! | #DIV/0! | #DIV/0! | #DIV/0! | #DIV/0! | #DIV/0! | #DIV/0! |  |  |  | 178.6 | #DIV/0! | #DIV/0! | #DIV/0! | #DIV/0! | #DIV/0! | #DIV/0! | #DIV/0! | #DIV/0! | #DIV/0! | #DIV/0! | #DIV/0! | #DIV/0! | #DIV/0! |  |  |  | 178.6 | #DIV/0! | #DIV/0! | #DIV/0! | #DIV/0! | #DIV/0! | #DIV/0! | #DIV/0! | #DIV/0! | #DIV/0! | #DIV/0! | #DIV/0! | #DIV/0! | #DIV/0! |  |  |  | 178.6 | #DIV/0! | #DIV/0! | #DIV/0! | #DIV/0! | #DIV/0! | #DIV/0! | #DIV/0! | #DIV/0! | #DIV/0! | #DIV/0! | #DIV/0! | #DIV/0! | #DIV/0! |  |  |  | 178.6 | #DIV/0! | #DIV/0! | #DIV/0! | #DIV/0! | #DIV/0! | #DIV/0! | #DIV/0! | #DIV/0! | #DIV/0! | #DIV/0! | #DIV/0! | #DIV/0! | #DIV/0! |  |  |  | 178.6 | #DIV/0! | #DIV/0! | #DIV/0! | #DIV/0! | #DIV/0! | #DIV/0! | #DIV/0! | #DIV/0! | #DIV/0! | #DIV/0! | #DIV/0! | #DIV/0! | #DIV/0!
[15 empty] | 178.7 | 2.0705 | -91.2368 | 4367.7715 | 3386.2914 | 4367.7715 | 3386.2914 | 0.89801 | 0.52217 | 1 | 1 | 4367.7715 | 3386.2914 |  |  |  |  | 178.7 | #DIV/0! | #DIV/0! | #DIV/0! | #DIV/0! | #DIV/0! | #DIV/0! | #DIV/0! | #DIV/0! | #DIV/0! | #DIV/0! | #DIV/0! | #DIV/0! | #DIV/0! |  |  |  | 178.7 | #DIV/0! | #DIV/0! | #DIV/0! | #DIV/0! | #DIV/0! | #DIV/0! | #DIV/0! | #DIV/0! | #DIV/0! | #DIV/0! | #DIV/0! | #DIV/0! | #DIV/0! |  |  |  | 178.7 | #DIV/0! | #DIV/0! | #DIV/0! | #DIV/0! | #DIV/0! | #DIV/0! | #DIV/0! | #DIV/0! | #DIV/0! | #DIV/0! | #DIV/0! | #DIV/0! | #DIV/0! |  |  |  | 178.7 | #DIV/0! | #DIV/0! | #DIV/0! | #DIV/0! | #DIV/0! | #DIV/0! | #DIV/0! | #DIV/0! | #DIV/0! | #DIV/0! | #DIV/0! | #DIV/0! | #DIV/0! |  |  |  | 178.7 | #DIV/0! | #DIV/0! | #DIV/0! | #DIV/0! | #DIV/0! | #DIV/0! | #DIV/0! | #DIV/0! | #DIV/0! | #DIV/0! | #DIV/0! | #DIV/0! | #DIV/0! |  |  |  | 178.7 | #DIV/0! | #DIV/0! | #DIV/0! | #DIV/0! | #DIV/0! | #DIV/0! | #DIV/0! | #DIV/0! | #DIV/0! | #DIV/0! | #DIV/0! | #DIV/0! | #DIV/0! |  |  |  | 178.7 | #DIV/0! | #DIV/0! | #DIV/0! | #DIV/0! | #DIV/0! | #DIV/0! | #DIV/0! | #DIV/0! | #DIV/0! | #DIV/0! | #DIV/0! | #DIV/0! | #DIV/0!
[15 empty] | 178.8 | 1.9112 | -91.2402 | 4367.8074 | 3386.2688 | 4367.8074 | 3386.2688 | 0.82895 | 0.482 | 1 | 1 | 4367.8074 | 3386.2688 |  |  |  |  | 178.8 | #DIV/0! | #DIV/0! | #DIV/0! | #DIV/0! | #DIV/0! | #DIV/0! | #DIV/0! | #DIV/0! | #DIV/0! | #DIV/0! | #DIV/0! | #DIV/0! | #DIV/0! |  |  |  | 178.8 | #DIV/0! | #DIV/0! | #DIV/0! | #DIV/0! | #DIV/0! | #DIV/0! | #DIV/0! | #DIV/0! | #DIV/0! | #DIV/0! | #DIV/0! | #DIV/0! | #DIV/0! |  |  |  | 178.8 | #DIV/0! | #DIV/0! | #DIV/0! | #DIV/0! | #DIV/0! | #DIV/0! | #DIV/0! | #DIV/0! | #DIV/0! | #DIV/0! | #DIV/0! | #DIV/0! | #DIV/0! |  |  |  | 178.8 | #DIV/0! | #DIV/0! | #DIV/0! | #DIV/0! | #DIV/0! | #DIV/0! | #DIV/0! | #DIV/0! | #DIV/0! | #DIV/0! | #DIV/0! | #DIV/0! | #DIV/0! |  |  |  | 178.8 | #DIV/0! | #DIV/0! | #DIV/0! | #DIV/0! | #DIV/0! | #DIV/0! | #DIV/0! | #DIV/0! | #DIV/0! | #DIV/0! | #DIV/0! | #DIV/0! | #DIV/0! |  |  |  | 178.8 | #DIV/0! | #DIV/0! | #DIV/0! | #DIV/0! | #DIV/0! | #DIV/0! | #DIV/0! | #DIV/0! | #DIV/0! | #DIV/0! | #DIV/0! | #DIV/0! | #DIV/0! |  |  |  | 178.8 | #DIV/0! | #DIV/0! | #DIV/0! | #DIV/0! | #DIV/0! | #DIV/0! | #DIV/0! | #DIV/0! | #DIV/0! | #DIV/0! | #DIV/0! | #DIV/0! | #DIV/0!
[15 empty] | 178.9 | 1.752 | -91.2434 | 4367.8405 | 3386.248 | 4367.8405 | 3386.248 | 0.75989 | 0.44184 | 1 | 1 | 4367.8405 | 3386.248 |  |  |  |  | 178.9 | #DIV/0! | #DIV/0! | #DIV/0! | #DIV/0! | #DIV/0! | #DIV/0! | #DIV/0! | #DIV/0! | #DIV/0! | #DIV/0! | #DIV/0! | #DIV/0! | #DIV/0! |  |  |  | 178.9 | #DIV/0! | #DIV/0! | #DIV/0! | #DIV/0! | #DIV/0! | #DIV/0! | #DIV/0! | #DIV/0! | #DIV/0! | #DIV/0! | #DIV/0! | #DIV/0! | #DIV/0! |  |  |  | 178.9 | #DIV/0! | #DIV/0! | #DIV/0! | #DIV/0! | #DIV/0! | #DIV/0! | #DIV/0! | #DIV/0! | #DIV/0! | #DIV/0! | #DIV/0! | #DIV/0! | #DIV/0! |  |  |  | 178.9 | #DIV/0! | #DIV/0! | #DIV/0! | #DIV/0! | #DIV/0! | #DIV/0! | #DIV/0! | #DIV/0! | #DIV/0! | #DIV/0! | #DIV/0! | #DIV/0! | #DIV/0! |  |  |  | 178.9 | #DIV/0! | #DIV/0! | #DIV/0! | #DIV/0! | #DIV/0! | #DIV/0! | #DIV/0! | #DIV/0! | #DIV/0! | #DIV/0! | #DIV/0! | #DIV/0! | #DIV/0! |  |  |  | 178.9 | #DIV/0! | #DIV/0! | #DIV/0! | #DIV/0! | #DIV/0! | #DIV/0! | #DIV/0! | #DIV/0! | #DIV/0! | #DIV/0! | #DIV/0! | #DIV/0! | #DIV/0! |  |  |  | 178.9 | #DIV/0! | #DIV/0! | #DIV/0! | #DIV/0! | #DIV/0! | #DIV/0! | #DIV/0! | #DIV/0! | #DIV/0! | #DIV/0! | #DIV/0! | #DIV/0! | #DIV/0!
[15 empty] | 179 | 1.5927 | -91.2464 | 4367.8706 | 3386.229 | 4367.8706 | 3386.229 | 0.69082 | 0.40167 | 1 | 1 | 4367.8706 | 3386.229 |  |  |  |  | 179 | #DIV/0! | #DIV/0! | #DIV/0! | #DIV/0! | #DIV/0! | #DIV/0! | #DIV/0! | #DIV/0! | #DIV/0! | #DIV/0! | #DIV/0! | #DIV/0! | #DIV/0! |  |  |  | 179 | #DIV/0! | #DIV/0! | #DIV/0! | #DIV/0! | #DIV/0! | #DIV/0! | #DIV/0! | #DIV/0! | #DIV/0! | #DIV/0! | #DIV/0! | #DIV/0! | #DIV/0! |  |  |  | 179 | #DIV/0! | #DIV/0! | #DIV/0! | #DIV/0! | #DIV/0! | #DIV/0! | #DIV/0! | #DIV/0! | #DIV/0! | #DIV/0! | #DIV/0! | #DIV/0! | #DIV/0! |  |  |  | 179 | #DIV/0! | #DIV/0! | #DIV/0! | #DIV/0! | #DIV/0! | #DIV/0! | #DIV/0! | #DIV/0! | #DIV/0! | #DIV/0! | #DIV/0! | #DIV/0! | #DIV/0! |  |  |  | 179 | #DIV/0! | #DIV/0! | #DIV/0! | #DIV/0! | #DIV/0! | #DIV/0! | #DIV/0! | #DIV/0! | #DIV/0! | #DIV/0! | #DIV/0! | #DIV/0! | #DIV/0! |  |  |  | 179 | #DIV/0! | #DIV/0! | #DIV/0! | #DIV/0! | #DIV/0! | #DIV/0! | #DIV/0! | #DIV/0! | #DIV/0! | #DIV/0! | #DIV/0! | #DIV/0! | #DIV/0! |  |  |  | 179 | #DIV/0! | #DIV/0! | #DIV/0! | #DIV/0! | #DIV/0! | #DIV/0! | #DIV/0! | #DIV/0! | #DIV/0! | #DIV/0! | #DIV/0! | #DIV/0! | #DIV/0!
[15 empty] | 179.1 | 1.4335 | -91.249 | 4367.8979 | 3386.2118 | 4367.8979 | 3386.2118 | 0.62175 | 0.36151 | 1 | 1 | 4367.8979 | 3386.2118 |  |  |  |  | 179.1 | #DIV/0! | #DIV/0! | #DIV/0! | #DIV/0! | #DIV/0! | #DIV/0! | #DIV/0! | #DIV/0! | #DIV/0! | #DIV/0! | #DIV/0! | #DIV/0! | #DIV/0! |  |  |  | 179.1 | #DIV/0! | #DIV/0! | #DIV/0! | #DIV/0! | #DIV/0! | #DIV/0! | #DIV/0! | #DIV/0! | #DIV/0! | #DIV/0! | #DIV/0! | #DIV/0! | #DIV/0! |  |  |  | 179.1 | #DIV/0! | #DIV/0! | #DIV/0! | #DIV/0! | #DIV/0! | #DIV/0! | #DIV/0! | #DIV/0! | #DIV/0! | #DIV/0! | #DIV/0! | #DIV/0! | #DIV/0! |  |  |  | 179.1 | #DIV/0! | #DIV/0! | #DIV/0! | #DIV/0! | #DIV/0! | #DIV/0! | #DIV/0! | #DIV/0! | #DIV/0! | #DIV/0! | #DIV/0! | #DIV/0! | #DIV/0! |  |  |  | 179.1 | #DIV/0! | #DIV/0! | #DIV/0! | #DIV/0! | #DIV/0! | #DIV/0! | #DIV/0! | #DIV/0! | #DIV/0! | #DIV/0! | #DIV/0! | #DIV/0! | #DIV/0! |  |  |  | 179.1 | #DIV/0! | #DIV/0! | #DIV/0! | #DIV/0! | #DIV/0! | #DIV/0! | #DIV/0! | #DIV/0! | #DIV/0! | #DIV/0! | #DIV/0! | #DIV/0! | #DIV/0! |  |  |  | 179.1 | #DIV/0! | #DIV/0! | #DIV/0! | #DIV/0! | #DIV/0! | #DIV/0! | #DIV/0! | #DIV/0! | #DIV/0! | #DIV/0! | #DIV/0! | #DIV/0! | #DIV/0!
[15 empty] | 179.2 | 1.2742 | -91.2514 | 4367.9224 | 3386.1964 | 4367.9224 | 3386.1964 | 0.55267 | 0.32134 | 1 | 1 | 4367.9224 | 3386.1964 |  |  |  |  | 179.2 | #DIV/0! | #DIV/0! | #DIV/0! | #DIV/0! | #DIV/0! | #DIV/0! | #DIV/0! | #DIV/0! | #DIV/0! | #DIV/0! | #DIV/0! | #DIV/0! | #DIV/0! |  |  |  | 179.2 | #DIV/0! | #DIV/0! | #DIV/0! | #DIV/0! | #DIV/0! | #DIV/0! | #DIV/0! | #DIV/0! | #DIV/0! | #DIV/0! | #DIV/0! | #DIV/0! | #DIV/0! |  |  |  | 179.2 | #DIV/0! | #DIV/0! | #DIV/0! | #DIV/0! | #DIV/0! | #DIV/0! | #DIV/0! | #DIV/0! | #DIV/0! | #DIV/0! | #DIV/0! | #DIV/0! | #DIV/0! |  |  |  | 179.2 | #DIV/0! | #DIV/0! | #DIV/0! | #DIV/0! | #DIV/0! | #DIV/0! | #DIV/0! | #DIV/0! | #DIV/0! | #DIV/0! | #DIV/0! | #DIV/0! | #DIV/0! |  |  |  | 179.2 | #DIV/0! | #DIV/0! | #DIV/0! | #DIV/0! | #DIV/0! | #DIV/0! | #DIV/0! | #DIV/0! | #DIV/0! | #DIV/0! | #DIV/0! | #DIV/0! | #DIV/0! |  |  |  | 179.2 | #DIV/0! | #DIV/0! | #DIV/0! | #DIV/0! | #DIV/0! | #DIV/0! | #DIV/0! | #DIV/0! | #DIV/0! | #DIV/0! | #DIV/0! | #DIV/0! | #DIV/0! |  |  |  | 179.2 | #DIV/0! | #DIV/0! | #DIV/0! | #DIV/0! | #DIV/0! | #DIV/0! | #DIV/0! | #DIV/0! | #DIV/0! | #DIV/0! | #DIV/0! | #DIV/0! | #DIV/0!
[15 empty] | 179.3 | 1.1149 | -91.2534 | 4367.9439 | 3386.1829 | 4367.9439 | 3386.1829 | 0.48359 | 0.28117 | 1 | 1 | 4367.9439 | 3386.1829 |  |  |  |  | 179.3 | #DIV/0! | #DIV/0! | #DIV/0! | #DIV/0! | #DIV/0! | #DIV/0! | #DIV/0! | #DIV/0! | #DIV/0! | #DIV/0! | #DIV/0! | #DIV/0! | #DIV/0! |  |  |  | 179.3 | #DIV/0! | #DIV/0! | #DIV/0! | #DIV/0! | #DIV/0! | #DIV/0! | #DIV/0! | #DIV/0! | #DIV/0! | #DIV/0! | #DIV/0! | #DIV/0! | #DIV/0! |  |  |  | 179.3 | #DIV/0! | #DIV/0! | #DIV/0! | #DIV/0! | #DIV/0! | #DIV/0! | #DIV/0! | #DIV/0! | #DIV/0! | #DIV/0! | #DIV/0! | #DIV/0! | #DIV/0! |  |  |  | 179.3 | #DIV/0! | #DIV/0! | #DIV/0! | #DIV/0! | #DIV/0! | #DIV/0! | #DIV/0! | #DIV/0! | #DIV/0! | #DIV/0! | #DIV/0! | #DIV/0! | #DIV/0! |  |  |  | 179.3 | #DIV/0! | #DIV/0! | #DIV/0! | #DIV/0! | #DIV/0! | #DIV/0! | #DIV/0! | #DIV/0! | #DIV/0! | #DIV/0! | #DIV/0! | #DIV/0! | #DIV/0! |  |  |  | 179.3 | #DIV/0! | #DIV/0! | #DIV/0! | #DIV/0! | #DIV/0! | #DIV/0! | #DIV/0! | #DIV/0! | #DIV/0! | #DIV/0! | #DIV/0! | #DIV/0! | #DIV/0! |  |  |  | 179.3 | #DIV/0! | #DIV/0! | #DIV/0! | #DIV/0! | #DIV/0! | #DIV/0! | #DIV/0! | #DIV/0! | #DIV/0! | #DIV/0! | #DIV/0! | #DIV/0! | #DIV/0!
[15 empty] | 179.4 | 0.95566 | -91.2553 | 4367.9626 | 3386.1711 | 4367.9626 | 3386.1711 | 0.41451 | 0.24101 | 1 | 1 | 4367.9626 | 3386.1711 |  |  |  |  | 179.4 | #DIV/0! | #DIV/0! | #DIV/0! | #DIV/0! | #DIV/0! | #DIV/0! | #DIV/0! | #DIV/0! | #DIV/0! | #DIV/0! | #DIV/0! | #DIV/0! | #DIV/0! |  |  |  | 179.4 | #DIV/0! | #DIV/0! | #DIV/0! | #DIV/0! | #DIV/0! | #DIV/0! | #DIV/0! | #DIV/0! | #DIV/0! | #DIV/0! | #DIV/0! | #DIV/0! | #DIV/0! |  |  |  | 179.4 | #DIV/0! | #DIV/0! | #DIV/0! | #DIV/0! | #DIV/0! | #DIV/0! | #DIV/0! | #DIV/0! | #DIV/0! | #DIV/0! | #DIV/0! | #DIV/0! | #DIV/0! |  |  |  | 179.4 | #DIV/0! | #DIV/0! | #DIV/0! | #DIV/0! | #DIV/0! | #DIV/0! | #DIV/0! | #DIV/0! | #DIV/0! | #DIV/0! | #DIV/0! | #DIV/0! | #DIV/0! |  |  |  | 179.4 | #DIV/0! | #DIV/0! | #DIV/0! | #DIV/0! | #DIV/0! | #DIV/0! | #DIV/0! | #DIV/0! | #DIV/0! | #DIV/0! | #DIV/0! | #DIV/0! | #DIV/0! |  |  |  | 179.4 | #DIV/0! | #DIV/0! | #DIV/0! | #DIV/0! | #DIV/0! | #DIV/0! | #DIV/0! | #DIV/0! | #DIV/0! | #DIV/0! | #DIV/0! | #DIV/0! | #DIV/0! |  |  |  | 179.4 | #DIV/0! | #DIV/0! | #DIV/0! | #DIV/0! | #DIV/0! | #DIV/0! | #DIV/0! | #DIV/0! | #DIV/0! | #DIV/0! | #DIV/0! | #DIV/0! | #DIV/0!
[15 empty] | 179.5 | 0.79639 | -91.2568 | 4367.9784 | 3386.1612 | 4367.9784 | 3386.1612 | 0.34543 | 0.20084 | 1 | 1 | 4367.9784 | 3386.1612 |  |  |  |  | 179.5 | #DIV/0! | #DIV/0! | #DIV/0! | #DIV/0! | #DIV/0! | #DIV/0! | #DIV/0! | #DIV/0! | #DIV/0! | #DIV/0! | #DIV/0! | #DIV/0! | #DIV/0! |  |  |  | 179.5 | #DIV/0! | #DIV/0! | #DIV/0! | #DIV/0! | #DIV/0! | #DIV/0! | #DIV/0! | #DIV/0! | #DIV/0! | #DIV/0! | #DIV/0! | #DIV/0! | #DIV/0! |  |  |  | 179.5 | #DIV/0! | #DIV/0! | #DIV/0! | #DIV/0! | #DIV/0! | #DIV/0! | #DIV/0! | #DIV/0! | #DIV/0! | #DIV/0! | #DIV/0! | #DIV/0! | #DIV/0! |  |  |  | 179.5 | #DIV/0! | #DIV/0! | #DIV/0! | #DIV/0! | #DIV/0! | #DIV/0! | #DIV/0! | #DIV/0! | #DIV/0! | #DIV/0! | #DIV/0! | #DIV/0! | #DIV/0! |  |  |  | 179.5 | #DIV/0! | #DIV/0! | #DIV/0! | #DIV/0! | #DIV/0! | #DIV/0! | #DIV/0! | #DIV/0! | #DIV/0! | #DIV/0! | #DIV/0! | #DIV/0! | #DIV/0! |  |  |  | 179.5 | #DIV/0! | #DIV/0! | #DIV/0! | #DIV/0! | #DIV/0! | #DIV/0! | #DIV/0! | #DIV/0! | #DIV/0! | #DIV/0! | #DIV/0! | #DIV/0! | #DIV/0! |  |  |  | 179.5 | #DIV/0! | #DIV/0! | #DIV/0! | #DIV/0! | #DIV/0! | #DIV/0! | #DIV/0! | #DIV/0! | #DIV/0! | #DIV/0! | #DIV/0! | #DIV/0! | #DIV/0!
[15 empty] | 179.6 | 0.63711 | -91.258 | 4367.9913 | 3386.153 | 4367.9913 | 3386.153 | 0.27635 | 0.16067 | 1 | 1 | 4367.9913 | 3386.153 |  |  |  |  | 179.6 | #DIV/0! | #DIV/0! | #DIV/0! | #DIV/0! | #DIV/0! | #DIV/0! | #DIV/0! | #DIV/0! | #DIV/0! | #DIV/0! | #DIV/0! | #DIV/0! | #DIV/0! |  |  |  | 179.6 | #DIV/0! | #DIV/0! | #DIV/0! | #DIV/0! | #DIV/0! | #DIV/0! | #DIV/0! | #DIV/0! | #DIV/0! | #DIV/0! | #DIV/0! | #DIV/0! | #DIV/0! |  |  |  | 179.6 | #DIV/0! | #DIV/0! | #DIV/0! | #DIV/0! | #DIV/0! | #DIV/0! | #DIV/0! | #DIV/0! | #DIV/0! | #DIV/0! | #DIV/0! | #DIV/0! | #DIV/0! |  |  |  | 179.6 | #DIV/0! | #DIV/0! | #DIV/0! | #DIV/0! | #DIV/0! | #DIV/0! | #DIV/0! | #DIV/0! | #DIV/0! | #DIV/0! | #DIV/0! | #DIV/0! | #DIV/0! |  |  |  | 179.6 | #DIV/0! | #DIV/0! | #DIV/0! | #DIV/0! | #DIV/0! | #DIV/0! | #DIV/0! | #DIV/0! | #DIV/0! | #DIV/0! | #DIV/0! | #DIV/0! | #DIV/0! |  |  |  | 179.6 | #DIV/0! | #DIV/0! | #DIV/0! | #DIV/0! | #DIV/0! | #DIV/0! | #DIV/0! | #DIV/0! | #DIV/0! | #DIV/0! | #DIV/0! | #DIV/0! | #DIV/0! |  |  |  | 179.6 | #DIV/0! | #DIV/0! | #DIV/0! | #DIV/0! | #DIV/0! | #DIV/0! | #DIV/0! | #DIV/0! | #DIV/0! | #DIV/0! | #DIV/0! | #DIV/0! | #DIV/0!
[15 empty] | 179.7 | 0.47784 | -91.259 | 4368.0014 | 3386.1467 | 4368.0014 | 3386.1467 | 0.20726 | 0.1205 | 1 | 1 | 4368.0014 | 3386.1467 |  |  |  |  | 179.7 | #DIV/0! | #DIV/0! | #DIV/0! | #DIV/0! | #DIV/0! | #DIV/0! | #DIV/0! | #DIV/0! | #DIV/0! | #DIV/0! | #DIV/0! | #DIV/0! | #DIV/0! |  |  |  | 179.7 | #DIV/0! | #DIV/0! | #DIV/0! | #DIV/0! | #DIV/0! | #DIV/0! | #DIV/0! | #DIV/0! | #DIV/0! | #DIV/0! | #DIV/0! | #DIV/0! | #DIV/0! |  |  |  | 179.7 | #DIV/0! | #DIV/0! | #DIV/0! | #DIV/0! | #DIV/0! | #DIV/0! | #DIV/0! | #DIV/0! | #DIV/0! | #DIV/0! | #DIV/0! | #DIV/0! | #DIV/0! |  |  |  | 179.7 | #DIV/0! | #DIV/0! | #DIV/0! | #DIV/0! | #DIV/0! | #DIV/0! | #DIV/0! | #DIV/0! | #DIV/0! | #DIV/0! | #DIV/0! | #DIV/0! | #DIV/0! |  |  |  | 179.7 | #DIV/0! | #DIV/0! | #DIV/0! | #DIV/0! | #DIV/0! | #DIV/0! | #DIV/0! | #DIV/0! | #DIV/0! | #DIV/0! | #DIV/0! | #DIV/0! | #DIV/0! |  |  |  | 179.7 | #DIV/0! | #DIV/0! | #DIV/0! | #DIV/0! | #DIV/0! | #DIV/0! | #DIV/0! | #DIV/0! | #DIV/0! | #DIV/0! | #DIV/0! | #DIV/0! | #DIV/0! |  |  |  | 179.7 | #DIV/0! | #DIV/0! | #DIV/0! | #DIV/0! | #DIV/0! | #DIV/0! | #DIV/0! | #DIV/0! | #DIV/0! | #DIV/0! | #DIV/0! | #DIV/0! | #DIV/0!
[15 empty] | 179.8 | 0.31856 | -91.2597 | 4368.0086 | 3386.1422 | 4368.0086 | 3386.1422 | 0.13818 | 0.080336 | 1 | 1 | 4368.0086 | 3386.1422 |  |  |  |  | 179.8 | #DIV/0! | #DIV/0! | #DIV/0! | #DIV/0! | #DIV/0! | #DIV/0! | #DIV/0! | #DIV/0! | #DIV/0! | #DIV/0! | #DIV/0! | #DIV/0! | #DIV/0! |  |  |  | 179.8 | #DIV/0! | #DIV/0! | #DIV/0! | #DIV/0! | #DIV/0! | #DIV/0! | #DIV/0! | #DIV/0! | #DIV/0! | #DIV/0! | #DIV/0! | #DIV/0! | #DIV/0! |  |  |  | 179.8 | #DIV/0! | #DIV/0! | #DIV/0! | #DIV/0! | #DIV/0! | #DIV/0! | #DIV/0! | #DIV/0! | #DIV/0! | #DIV/0! | #DIV/0! | #DIV/0! | #DIV/0! |  |  |  | 179.8 | #DIV/0! | #DIV/0! | #DIV/0! | #DIV/0! | #DIV/0! | #DIV/0! | #DIV/0! | #DIV/0! | #DIV/0! | #DIV/0! | #DIV/0! | #DIV/0! | #DIV/0! |  |  |  | 179.8 | #DIV/0! | #DIV/0! | #DIV/0! | #DIV/0! | #DIV/0! | #DIV/0! | #DIV/0! | #DIV/0! | #DIV/0! | #DIV/0! | #DIV/0! | #DIV/0! | #DIV/0! |  |  |  | 179.8 | #DIV/0! | #DIV/0! | #DIV/0! | #DIV/0! | #DIV/0! | #DIV/0! | #DIV/0! | #DIV/0! | #DIV/0! | #DIV/0! | #DIV/0! | #DIV/0! | #DIV/0! |  |  |  | 179.8 | #DIV/0! | #DIV/0! | #DIV/0! | #DIV/0! | #DIV/0! | #DIV/0! | #DIV/0! | #DIV/0! | #DIV/0! | #DIV/0! | #DIV/0! | #DIV/0! | #DIV/0!
[15 empty] | 179.9 | 0.15928 | -91.2601 | 4368.0129 | 3386.1394 | 4368.0129 | 3386.1394 | 0.069088 | 0.040168 | 1 | 1 | 4368.0129 | 3386.1394 |  |  |  |  | 179.9 | #DIV/0! | #DIV/0! | #DIV/0! | #DIV/0! | #DIV/0! | #DIV/0! | #DIV/0! | #DIV/0! | #DIV/0! | #DIV/0! | #DIV/0! | #DIV/0! | #DIV/0! |  |  |  | 179.9 | #DIV/0! | #DIV/0! | #DIV/0! | #DIV/0! | #DIV/0! | #DIV/0! | #DIV/0! | #DIV/0! | #DIV/0! | #DIV/0! | #DIV/0! | #DIV/0! | #DIV/0! |  |  |  | 179.9 | #DIV/0! | #DIV/0! | #DIV/0! | #DIV/0! | #DIV/0! | #DIV/0! | #DIV/0! | #DIV/0! | #DIV/0! | #DIV/0! | #DIV/0! | #DIV/0! | #DIV/0! |  |  |  | 179.9 | #DIV/0! | #DIV/0! | #DIV/0! | #DIV/0! | #DIV/0! | #DIV/0! | #DIV/0! | #DIV/0! | #DIV/0! | #DIV/0! | #DIV/0! | #DIV/0! | #DIV/0! |  |  |  | 179.9 | #DIV/0! | #DIV/0! | #DIV/0! | #DIV/0! | #DIV/0! | #DIV/0! | #DIV/0! | #DIV/0! | #DIV/0! | #DIV/0! | #DIV/0! | #DIV/0! | #DIV/0! |  |  |  | 179.9 | #DIV/0! | #DIV/0! | #DIV/0! | #DIV/0! | #DIV/0! | #DIV/0! | #DIV/0! | #DIV/0! | #DIV/0! | #DIV/0! | #DIV/0! | #DIV/0! | #DIV/0! |  |  |  | 179.9 | #DIV/0! | #DIV/0! | #DIV/0! | #DIV/0! | #DIV/0! | #DIV/0! | #DIV/0! | #DIV/0! | #DIV/0! | #DIV/0! | #DIV/0! | #DIV/0! | #DIV/0!
[21 empty] | maximum/sum | 32.602 | 28.0754 | 1800 | 1800 | [12 empty] | maximum/sum | #DIV/0! | #DIV/0! | #DIV/0! | #DIV/0! | [12 empty] | maximum/sum | #DIV/0! | #DIV/0! | #DIV/0! | #DIV/0! | [12 empty] | maximum/sum | #DIV/0! | #DIV/0! | #DIV/0! | #DIV/0! | [12 empty] | maximum/sum | #DIV/0! | #DIV/0! | #DIV/0! | #DIV/0! | [12 empty] | maximum/sum | #DIV/0! | #DIV/0! | #DIV/0! | #DIV/0! | [12 empty] | maximum/sum | #DIV/0! | #DIV/0! | #DIV/0! | #DIV/0! | [12 empty] | maximum/sum | #DIV/0! | #DIV/0! | #DIV/0! | #DIV/0!
[23 empty] | fraction | 1 | 1 | [14 empty] | fraction | #DIV/0! | #DIV/0! | [14 empty] | fraction | #DIV/0! | #DIV/0! | [14 empty] | fraction | #DIV/0! | #DIV/0! | [14 empty] | fraction | #DIV/0! | #DIV/0! | [14 empty] | fraction | #DIV/0! | #DIV/0! | [14 empty] | fraction | #DIV/0! | #DIV/0! | [14 empty] | fraction | #DIV/0! | #DIV/0!
[13 empty] | 5378.3488 | [16 empty] | 0 | [16 empty] | 0 | [16 empty] | 0 | [16 empty] | 0 | [16 empty] | 0 | [16 empty] | 0 | [16 empty] | 0
[22 empty] | negative values | [16 empty] | negative values | [16 empty] | negative values | [16 empty] | negative values
[11 empty] | black diagonal line | 0 | 0 | [8 empty] | 0 | 0 | [15 empty] | #DIV/0! | #DIV/0! | [15 empty] | #DIV/0! | #DIV/0! | [15 empty] | #DIV/0! | #DIV/0!
[12 empty] | 5600 | 5600 | [8 empty] | -0.045149 | -0.058122 | [15 empty] | #DIV/0! | #DIV/0! | [15 empty] | #DIV/0! | #DIV/0! | [15 empty] | #DIV/0! | #DIV/0!
[22 empty] | -0.090298 | -0.11624 | [15 empty] | #DIV/0! | #DIV/0! | [15 empty] | #DIV/0! | #DIV/0! | [15 empty] | #DIV/0! | #DIV/0!
[22 empty] | -0.13545 | -0.17437 | [15 empty] | #DIV/0! | #DIV/0! | [15 empty] | #DIV/0! | #DIV/0! | [15 empty] | #DIV/0! | #DIV/0!
[22 empty] | -0.1806 | -0.23249 | [15 empty] | #DIV/0! | #DIV/0! | [15 empty] | #DIV/0! | #DIV/0! | [15 empty] | #DIV/0! | #DIV/0!
[22 empty] | -0.22575 | -0.2906 | [15 empty] | #DIV/0! | #DIV/0! | [15 empty] | #DIV/0! | #DIV/0! | [15 empty] | #DIV/0! | #DIV/0!
[22 empty] | -0.27089 | -0.34872 | [15 empty] | #DIV/0! | #DIV/0! | [15 empty] | #DIV/0! | #DIV/0! | [15 empty] | #DIV/0! | #DIV/0!
[22 empty] | -0.31604 | -0.40684 | [15 empty] | #DIV/0! | #DIV/0! | [15 empty] | #DIV/0! | #DIV/0! | [15 empty] | #DIV/0! | #DIV/0!
[22 empty] | -0.36119 | -0.46495 | [15 empty] | #DIV/0! | #DIV/0! | [15 empty] | #DIV/0! | #DIV/0! | [15 empty] | #DIV/0! | #DIV/0!
[22 empty] | -0.40634 | -0.52307 | [15 empty] | #DIV/0! | #DIV/0! | [15 empty] | #DIV/0! | #DIV/0! | [15 empty] | #DIV/0! | #DIV/0!
[22 empty] | -0.45148 | -0.58117 | [15 empty] | #DIV/0! | #DIV/0! | [15 empty] | #DIV/0! | #DIV/0! | [15 empty] | #DIV/0! | #DIV/0!
[22 empty] | -0.49663 | -0.63928 | [15 empty] | #DIV/0! | #DIV/0! | [15 empty] | #DIV/0! | #DIV/0! | [15 empty] | #DIV/0! | #DIV/0!
[22 empty] | -0.54178 | -0.69739 | [15 empty] | #DIV/0! | #DIV/0! | [15 empty] | #DIV/0! | #DIV/0! | [15 empty] | #DIV/0! | #DIV/0!
[22 empty] | -0.58692 | -0.75549 | [15 empty] | #DIV/0! | #DIV/0! | [15 empty] | #DIV/0! | #DIV/0! | [15 empty] | #DIV/0! | #DIV/0!
[22 empty] | -0.63206 | -0.81358 | [15 empty] | #DIV/0! | #DIV/0! | [15 empty] | #DIV/0! | #DIV/0! | [15 empty] | #DIV/0! | #DIV/0!
[22 empty] | -0.67721 | -0.87168 | [15 empty] | #DIV/0! | #DIV/0! | [15 empty] | #DIV/0! | #DIV/0! | [15 empty] | #DIV/0! | #DIV/0!
[22 empty] | -0.72235 | -0.92976 | [15 empty] | #DIV/0! | #DIV/0! | [15 empty] | #DIV/0! | #DIV/0! | [15 empty] | #DIV/0! | #DIV/0!
[22 empty] | -0.76749 | -0.98785 | [15 empty] | #DIV/0! | #DIV/0! | [15 empty] | #DIV/0! | #DIV/0! | [15 empty] | #DIV/0! | #DIV/0!
[22 empty] | -0.81263 | -1.0459 | [15 empty] | #DIV/0! | #DIV/0! | [15 empty] | #DIV/0! | #DIV/0! | [15 empty] | #DIV/0! | #DIV/0!
[22 empty] | -0.85777 | -1.104 | [15 empty] | #DIV/0! | #DIV/0! | [15 empty] | #DIV/0! | #DIV/0! | [15 empty] | #DIV/0! | #DIV/0!
[22 empty] | -0.90291 | -1.1621 | [15 empty] | #DIV/0! | #DIV/0! | [15 empty] | #DIV/0! | #DIV/0! | [15 empty] | #DIV/0! | #DIV/0!
[22 empty] | -0.94805 | -1.2201 | [15 empty] | #DIV/0! | #DIV/0! | [15 empty] | #DIV/0! | #DIV/0! | [15 empty] | #DIV/0! | #DIV/0!
[22 empty] | -0.99319 | -1.2782 | [15 empty] | #DIV/0! | #DIV/0! | [15 empty] | #DIV/0! | #DIV/0! | [15 empty] | #DIV/0! | #DIV/0!
[22 empty] | -1.0383 | -1.3362 | [15 empty] | #DIV/0! | #DIV/0! | [15 empty] | #DIV/0! | #DIV/0! | [15 empty] | #DIV/0! | #DIV/0!
[22 empty] | -1.0835 | -1.3943 | [15 empty] | #DIV/0! | #DIV/0! | [15 empty] | #DIV/0! | #DIV/0! | [15 empty] | #DIV/0! | #DIV/0!
[22 empty] | -1.1286 | -1.4523 | [15 empty] | #DIV/0! | #DIV/0! | [15 empty] | #DIV/0! | #DIV/0! | [15 empty] | #DIV/0! | #DIV/0!
[22 empty] | -1.1737 | -1.5104 | [15 empty] | #DIV/0! | #DIV/0! | [15 empty] | #DIV/0! | #DIV/0! | [15 empty] | #DIV/0! | #DIV/0!
[22 empty] | -1.2188 | -1.5684 | [15 empty] | #DIV/0! | #DIV/0! | [15 empty] | #DIV/0! | #DIV/0! | [15 empty] | #DIV/0! | #DIV/0!
[22 empty] | -1.264 | -1.6264 | [15 empty] | #DIV/0! | #DIV/0! | [15 empty] | #DIV/0! | #DIV/0! | [15 empty] | #DIV/0! | #DIV/0!
[22 empty] | -1.3091 | -1.6844 | [15 empty] | #DIV/0! | #DIV/0! | [15 empty] | #DIV/0! | #DIV/0! | [15 empty] | #DIV/0! | #DIV/0!
[22 empty] | -1.3542 | -1.7424 | [15 empty] | #DIV/0! | #DIV/0! | [15 empty] | #DIV/0! | #DIV/0! | [15 empty] | #DIV/0! | #DIV/0!
[22 empty] | -1.3994 | -1.8004 | [15 empty] | #DIV/0! | #DIV/0! | [15 empty] | #DIV/0! | #DIV/0! | [15 empty] | #DIV/0! | #DIV/0!
[22 empty] | -1.4445 | -1.8584 | [15 empty] | #DIV/0! | #DIV/0! | [15 empty] | #DIV/0! | #DIV/0! | [15 empty] | #DIV/0! | #DIV/0!
[22 empty] | -1.4896 | -1.9164 | [15 empty] | #DIV/0! | #DIV/0! | [15 empty] | #DIV/0! | #DIV/0! | [15 empty] | #DIV/0! | #DIV/0!
[22 empty] | -1.5347 | -1.9743 | [15 empty] | #DIV/0! | #DIV/0! | [15 empty] | #DIV/0! | #DIV/0! | [15 empty] | #DIV/0! | #DIV/0!
[22 empty] | -1.5798 | -2.0323 | [15 empty] | #DIV/0! | #DIV/0! | [15 empty] | #DIV/0! | #DIV/0! | [15 empty] | #DIV/0! | #DIV/0!
[22 empty] | -1.6249 | -2.0902 | [15 empty] | #DIV/0! | #DIV/0! | [15 empty] | #DIV/0! | #DIV/0! | [15 empty] | #DIV/0! | #DIV/0!
[22 empty] | -1.6701 | -2.1482 | [15 empty] | #DIV/0! | #DIV/0! | [15 empty] | #DIV/0! | #DIV/0! | [15 empty] | #DIV/0! | #DIV/0!
[22 empty] | -1.7152 | -2.2061 | [15 empty] | #DIV/0! | #DIV/0! | [15 empty] | #DIV/0! | #DIV/0! | [15 empty] | #DIV/0! | #DIV/0!
[22 empty] | -1.7603 | -2.264 | [15 empty] | #DIV/0! | #DIV/0! | [15 empty] | #DIV/0! | #DIV/0! | [15 empty] | #DIV/0! | #DIV/0!
[22 empty] | -1.8054 | -2.3219 | [15 empty] | #DIV/0! | #DIV/0! | [15 empty] | #DIV/0! | #DIV/0! | [15 empty] | #DIV/0! | #DIV/0!
[22 empty] | -1.8505 | -2.3798 | [15 empty] | #DIV/0! | #DIV/0! | [15 empty] | #DIV/0! | #DIV/0! | [15 empty] | #DIV/0! | #DIV/0!
[22 empty] | -1.8956 | -2.4377 | [15 empty] | #DIV/0! | #DIV/0! | [15 empty] | #DIV/0! | #DIV/0! | [15 empty] | #DIV/0! | #DIV/0!
[22 empty] | -1.9407 | -2.4956 | [15 empty] | #DIV/0! | #DIV/0! | [15 empty] | #DIV/0! | #DIV/0! | [15 empty] | #DIV/0! | #DIV/0!
[22 empty] | -1.9858 | -2.5534 | [15 empty] | #DIV/0! | #DIV/0! | [15 empty] | #DIV/0! | #DIV/0! | [15 empty] | #DIV/0! | #DIV/0!
[22 empty] | -2.0309 | -2.6113 | [15 empty] | #DIV/0! | #DIV/0! | [15 empty] | #DIV/0! | #DIV/0! | [15 empty] | #DIV/0! | #DIV/0!
[22 empty] | -2.076 | -2.6691 | [15 empty] | #DIV/0! | #DIV/0! | [15 empty] | #DIV/0! | #DIV/0! | [15 empty] | #DIV/0! | #DIV/0!
[22 empty] | -2.1211 | -2.727 | [15 empty] | #DIV/0! | #DIV/0! | [15 empty] | #DIV/0! | #DIV/0! | [15 empty] | #DIV/0! | #DIV/0!
[22 empty] | -2.1661 | -2.7848 | [15 empty] | #DIV/0! | #DIV/0! | [15 empty] | #DIV/0! | #DIV/0! | [15 empty] | #DIV/0! | #DIV/0!
[22 empty] | -2.2112 | -2.8426 | [15 empty] | #DIV/0! | #DIV/0! | [15 empty] | #DIV/0! | #DIV/0! | [15 empty] | #DIV/0! | #DIV/0!
[22 empty] | -2.2563 | -2.9003 | [15 empty] | #DIV/0! | #DIV/0! | [15 empty] | #DIV/0! | #DIV/0! | [15 empty] | #DIV/0! | #DIV/0!
[22 empty] | -2.3014 | -2.9581 | [15 empty] | #DIV/0! | #DIV/0! | [15 empty] | #DIV/0! | #DIV/0! | [15 empty] | #DIV/0! | #DIV/0!
[22 empty] | -2.3465 | -3.0159 | [15 empty] | #DIV/0! | #DIV/0! | [15 empty] | #DIV/0! | #DIV/0! | [15 empty] | #DIV/0! | #DIV/0!
[22 empty] | -2.3915 | -3.0736 | [15 empty] | #DIV/0! | #DIV/0! | [15 empty] | #DIV/0! | #DIV/0! | [15 empty] | #DIV/0! | #DIV/0!
[22 empty] | -2.4366 | -3.1313 | [15 empty] | #DIV/0! | #DIV/0! | [15 empty] | #DIV/0! | #DIV/0! | [15 empty] | #DIV/0! | #DIV/0!
[22 empty] | -2.4817 | -3.1891 | [15 empty] | #DIV/0! | #DIV/0! | [15 empty] | #DIV/0! | #DIV/0! | [15 empty] | #DIV/0! | #DIV/0!
[22 empty] | -2.5267 | -3.2467 | [15 empty] | #DIV/0! | #DIV/0! | [15 empty] | #DIV/0! | #DIV/0! | [15 empty] | #DIV/0! | #DIV/0!
[22 empty] | -2.5718 | -3.3044 | [15 empty] | #DIV/0! | #DIV/0! | [15 empty] | #DIV/0! | #DIV/0! | [15 empty] | #DIV/0! | #DIV/0!
[22 empty] | -2.6169 | -3.3621 | [15 empty] | #DIV/0! | #DIV/0! | [15 empty] | #DIV/0! | #DIV/0! | [15 empty] | #DIV/0! | #DIV/0!
[22 empty] | -2.6619 | -3.4197 | [15 empty] | #DIV/0! | #DIV/0! | [15 empty] | #DIV/0! | #DIV/0! | [15 empty] | #DIV/0! | #DIV/0!
[22 empty] | -2.707 | -3.4774 | [15 empty] | #DIV/0! | #DIV/0! | [15 empty] | #DIV/0! | #DIV/0! | [15 empty] | #DIV/0! | #DIV/0!
[22 empty] | -2.752 | -3.535 | [15 empty] | #DIV/0! | #DIV/0! | [15 empty] | #DIV/0! | #DIV/0! | [15 empty] | #DIV/0! | #DIV/0!
[22 empty] | -2.7971 | -3.5926 | [15 empty] | #DIV/0! | #DIV/0! | [15 empty] | #DIV/0! | #DIV/0! | [15 empty] | #DIV/0! | #DIV/0!
[22 empty] | -2.8421 | -3.6502 | [15 empty] | #DIV/0! | #DIV/0! | [15 empty] | #DIV/0! | #DIV/0! | [15 empty] | #DIV/0! | #DIV/0!
[22 empty] | -2.8871 | -3.7077 | [15 empty] | #DIV/0! | #DIV/0! | [15 empty] | #DIV/0! | #DIV/0! | [15 empty] | #DIV/0! | #DIV/0!
[22 empty] | -2.9322 | -3.7653 | [15 empty] | #DIV/0! | #DIV/0! | [15 empty] | #DIV/0! | #DIV/0! | [15 empty] | #DIV/0! | #DIV/0!
[22 empty] | -2.9772 | -3.8228 | [15 empty] | #DIV/0! | #DIV/0! | [15 empty] | #DIV/0! | #DIV/0! | [15 empty] | #DIV/0! | #DIV/0!
[22 empty] | -3.0222 | -3.8803 | [15 empty] | #DIV/0! | #DIV/0! | [15 empty] | #DIV/0! | #DIV/0! | [15 empty] | #DIV/0! | #DIV/0!
[22 empty] | -3.0673 | -3.9378 | [15 empty] | #DIV/0! | #DIV/0! | [15 empty] | #DIV/0! | #DIV/0! | [15 empty] | #DIV/0! | #DIV/0!
[22 empty] | -3.1123 | -3.9953 | [15 empty] | #DIV/0! | #DIV/0! | [15 empty] | #DIV/0! | #DIV/0! | [15 empty] | #DIV/0! | #DIV/0!
[22 empty] | -3.1573 | -4.0528 | [15 empty] | #DIV/0! | #DIV/0! | [15 empty] | #DIV/0! | #DIV/0! | [15 empty] | #DIV/0! | #DIV/0!
[22 empty] | -3.2023 | -4.1102 | [15 empty] | #DIV/0! | #DIV/0! | [15 empty] | #DIV/0! | #DIV/0! | [15 empty] | #DIV/0! | #DIV/0!
[22 empty] | -3.2473 | -4.1676 | [15 empty] | #DIV/0! | #DIV/0! | [15 empty] | #DIV/0! | #DIV/0! | [15 empty] | #DIV/0! | #DIV/0!
[22 empty] | -3.2923 | -4.225 | [15 empty] | #DIV/0! | #DIV/0! | [15 empty] | #DIV/0! | #DIV/0! | [15 empty] | #DIV/0! | #DIV/0!
[22 empty] | -3.3373 | -4.2824 | [15 empty] | #DIV/0! | #DIV/0! | [15 empty] | #DIV/0! | #DIV/0! | [15 empty] | #DIV/0! | #DIV/0!
[22 empty] | -3.3823 | -4.3397 | [15 empty] | #DIV/0! | #DIV/0! | [15 empty] | #DIV/0! | #DIV/0! | [15 empty] | #DIV/0! | #DIV/0!
[22 empty] | -3.4273 | -4.3971 | [15 empty] | #DIV/0! | #DIV/0! | [15 empty] | #DIV/0! | #DIV/0! | [15 empty] | #DIV/0! | #DIV/0!
[22 empty] | -3.4723 | -4.4544 | [15 empty] | #DIV/0! | #DIV/0! | [15 empty] | #DIV/0! | #DIV/0! | [15 empty] | #DIV/0! | #DIV/0!
[22 empty] | -3.5173 | -4.5117 | [15 empty] | #DIV/0! | #DIV/0! | [15 empty] | #DIV/0! | #DIV/0! | [15 empty] | #DIV/0! | #DIV/0!
[22 empty] | -3.5623 | -4.569 | [15 empty] | #DIV/0! | #DIV/0! | [15 empty] | #DIV/0! | #DIV/0! | [15 empty] | #DIV/0! | #DIV/0!
[22 empty] | -3.6072 | -4.6262 | [15 empty] | #DIV/0! | #DIV/0! | [15 empty] | #DIV/0! | #DIV/0! | [15 empty] | #DIV/0! | #DIV/0!
[22 empty] | -3.6522 | -4.6834 | [15 empty] | #DIV/0! | #DIV/0! | [15 empty] | #DIV/0! | #DIV/0! | [15 empty] | #DIV/0! | #DIV/0!
[22 empty] | -3.6972 | -4.7407 | [15 empty] | #DIV/0! | #DIV/0! | [15 empty] | #DIV/0! | #DIV/0! | [15 empty] | #DIV/0! | #DIV/0!
[22 empty] | -3.7421 | -4.7978 | [15 empty] | #DIV/0! | #DIV/0! | [15 empty] | #DIV/0! | #DIV/0! | [15 empty] | #DIV/0! | #DIV/0!
[22 empty] | -3.7871 | -4.855 | [15 empty] | #DIV/0! | #DIV/0! | [15 empty] | #DIV/0! | #DIV/0! | [15 empty] | #DIV/0! | #DIV/0!
[22 empty] | -3.832 | -4.9121 | [15 empty] | #DIV/0! | #DIV/0! | [15 empty] | #DIV/0! | #DIV/0! | [15 empty] | #DIV/0! | #DIV/0!
[22 empty] | -3.877 | -4.9693 | [15 empty] | #DIV/0! | #DIV/0! | [15 empty] | #DIV/0! | #DIV/0! | [15 empty] | #DIV/0! | #DIV/0!
[22 empty] | -3.9219 | -5.0263 | [15 empty] | #DIV/0! | #DIV/0! | [15 empty] | #DIV/0! | #DIV/0! | [15 empty] | #DIV/0! | #DIV/0!
[22 empty] | -3.9669 | -5.0834 | [15 empty] | #DIV/0! | #DIV/0! | [15 empty] | #DIV/0! | #DIV/0! | [15 empty] | #DIV/0! | #DIV/0!
[22 empty] | -4.0118 | -5.1405 | [15 empty] | #DIV/0! | #DIV/0! | [15 empty] | #DIV/0! | #DIV/0! | [15 empty] | #DIV/0! | #DIV/0!
[22 empty] | -4.0567 | -5.1975 | [15 empty] | #DIV/0! | #DIV/0! | [15 empty] | #DIV/0! | #DIV/0! | [15 empty] | #DIV/0! | #DIV/0!
[22 empty] | -4.1016 | -5.2545 | [15 empty] | #DIV/0! | #DIV/0! | [15 empty] | #DIV/0! | #DIV/0! | [15 empty] | #DIV/0! | #DIV/0!
[22 empty] | -4.1466 | -5.3114 | [15 empty] | #DIV/0! | #DIV/0! | [15 empty] | #DIV/0! | #DIV/0! | [15 empty] | #DIV/0! | #DIV/0!
[22 empty] | -4.1915 | -5.3684 | [15 empty] | #DIV/0! | #DIV/0! | [15 empty] | #DIV/0! | #DIV/0! | [15 empty] | #DIV/0! | #DIV/0!
[22 empty] | -4.2364 | -5.4253 | [15 empty] | #DIV/0! | #DIV/0! | [15 empty] | #DIV/0! | #DIV/0! | [15 empty] | #DIV/0! | #DIV/0!
[22 empty] | -4.2813 | -5.4822 | [15 empty] | #DIV/0! | #DIV/0! | [15 empty] | #DIV/0! | #DIV/0! | [15 empty] | #DIV/0! | #DIV/0!
[22 empty] | -4.3262 | -5.5391 | [15 empty] | #DIV/0! | #DIV/0! | [15 empty] | #DIV/0! | #DIV/0! | [15 empty] | #DIV/0! | #DIV/0!
[22 empty] | -4.3711 | -5.5959 | [15 empty] | #DIV/0! | #DIV/0! | [15 empty] | #DIV/0! | #DIV/0! | [15 empty] | #DIV/0! | #DIV/0!
[22 empty] | -4.4159 | -5.6527 | [15 empty] | #DIV/0! | #DIV/0! | [15 empty] | #DIV/0! | #DIV/0! | [15 empty] | #DIV/0! | #DIV/0!
[22 empty] | -4.4608 | -5.7095 | [15 empty] | #DIV/0! | #DIV/0! | [15 empty] | #DIV/0! | #DIV/0! | [15 empty] | #DIV/0! | #DIV/0!
[22 empty] | -4.5057 | -5.7663 | [15 empty] | #DIV/0! | #DIV/0! | [15 empty] | #DIV/0! | #DIV/0! | [15 empty] | #DIV/0! | #DIV/0!
[22 empty] | -4.5506 | -5.823 | [15 empty] | #DIV/0! | #DIV/0! | [15 empty] | #DIV/0! | #DIV/0! | [15 empty] | #DIV/0! | #DIV/0!
[22 empty] | -4.5954 | -5.8797 | [15 empty] | #DIV/0! | #DIV/0! | [15 empty] | #DIV/0! | #DIV/0! | [15 empty] | #DIV/0! | #DIV/0!
[22 empty] | -4.6403 | -5.9364 | [15 empty] | #DIV/0! | #DIV/0! | [15 empty] | #DIV/0! | #DIV/0! | [15 empty] | #DIV/0! | #DIV/0!
[22 empty] | -4.6851 | -5.993 | [15 empty] | #DIV/0! | #DIV/0! | [15 empty] | #DIV/0! | #DIV/0! | [15 empty] | #DIV/0! | #DIV/0!
[22 empty] | -4.73 | -6.0497 | [15 empty] | #DIV/0! | #DIV/0! | [15 empty] | #DIV/0! | #DIV/0! | [15 empty] | #DIV/0! | #DIV/0!
[22 empty] | -4.7748 | -6.1063 | [15 empty] | #DIV/0! | #DIV/0! | [15 empty] | #DIV/0! | #DIV/0! | [15 empty] | #DIV/0! | #DIV/0!
[22 empty] | -4.8197 | -6.1628 | [15 empty] | #DIV/0! | #DIV/0! | [15 empty] | #DIV/0! | #DIV/0! | [15 empty] | #DIV/0! | #DIV/0!
[22 empty] | -4.8645 | -6.2194 | [15 empty] | #DIV/0! | #DIV/0! | [15 empty] | #DIV/0! | #DIV/0! | [15 empty] | #DIV/0! | #DIV/0!
[22 empty] | -4.9093 | -6.2759 | [15 empty] | #DIV/0! | #DIV/0! | [15 empty] | #DIV/0! | #DIV/0! | [15 empty] | #DIV/0! | #DIV/0!
[22 empty] | -4.9541 | -6.3323 | [15 empty] | #DIV/0! | #DIV/0! | [15 empty] | #DIV/0! | #DIV/0! | [15 empty] | #DIV/0! | #DIV/0!
[22 empty] | -4.9989 | -6.3888 | [15 empty] | #DIV/0! | #DIV/0! | [15 empty] | #DIV/0! | #DIV/0! | [15 empty] | #DIV/0! | #DIV/0!
[22 empty] | -5.0437 | -6.4452 | [15 empty] | #DIV/0! | #DIV/0! | [15 empty] | #DIV/0! | #DIV/0! | [15 empty] | #DIV/0! | #DIV/0!
[22 empty] | -5.0885 | -6.5016 | [15 empty] | #DIV/0! | #DIV/0! | [15 empty] | #DIV/0! | #DIV/0! | [15 empty] | #DIV/0! | #DIV/0!
[22 empty] | -5.1333 | -6.558 | [15 empty] | #DIV/0! | #DIV/0! | [15 empty] | #DIV/0! | #DIV/0! | [15 empty] | #DIV/0! | #DIV/0!
[22 empty] | -5.1781 | -6.6143 | [15 empty] | #DIV/0! | #DIV/0! | [15 empty] | #DIV/0! | #DIV/0! | [15 empty] | #DIV/0! | #DIV/0!
[22 empty] | -5.2229 | -6.6706 | [15 empty] | #DIV/0! | #DIV/0! | [15 empty] | #DIV/0! | #DIV/0! | [15 empty] | #DIV/0! | #DIV/0!
[22 empty] | -5.2677 | -6.7268 | [15 empty] | #DIV/0! | #DIV/0! | [15 empty] | #DIV/0! | #DIV/0! | [15 empty] | #DIV/0! | #DIV/0!
[22 empty] | -5.3124 | -6.7831 | [15 empty] | #DIV/0! | #DIV/0! | [15 empty] | #DIV/0! | #DIV/0! | [15 empty] | #DIV/0! | #DIV/0!
[22 empty] | -5.3572 | -6.8393 | [15 empty] | #DIV/0! | #DIV/0! | [15 empty] | #DIV/0! | #DIV/0! | [15 empty] | #DIV/0! | #DIV/0!
[22 empty] | -5.4019 | -6.8954 | [15 empty] | #DIV/0! | #DIV/0! | [15 empty] | #DIV/0! | #DIV/0! | [15 empty] | #DIV/0! | #DIV/0!
[22 empty] | -5.4467 | -6.9516 | [15 empty] | #DIV/0! | #DIV/0! | [15 empty] | #DIV/0! | #DIV/0! | [15 empty] | #DIV/0! | #DIV/0!
[22 empty] | -5.4914 | -7.0077 | [15 empty] | #DIV/0! | #DIV/0! | [15 empty] | #DIV/0! | #DIV/0! | [15 empty] | #DIV/0! | #DIV/0!
[22 empty] | -5.5362 | -7.0637 | [15 empty] | #DIV/0! | #DIV/0! | [15 empty] | #DIV/0! | #DIV/0! | [15 empty] | #DIV/0! | #DIV/0!
[22 empty] | -5.5809 | -7.1198 | [15 empty] | #DIV/0! | #DIV/0! | [15 empty] | #DIV/0! | #DIV/0! | [15 empty] | #DIV/0! | #DIV/0!
[22 empty] | -5.6256 | -7.1758 | [15 empty] | #DIV/0! | #DIV/0! | [15 empty] | #DIV/0! | #DIV/0! | [15 empty] | #DIV/0! | #DIV/0!
[22 empty] | -5.6703 | -7.2317 | [15 empty] | #DIV/0! | #DIV/0! | [15 empty] | #DIV/0! | #DIV/0! | [15 empty] | #DIV/0! | #DIV/0!
[22 empty] | -5.715 | -7.2877 | [15 empty] | #DIV/0! | #DIV/0! | [15 empty] | #DIV/0! | #DIV/0! | [15 empty] | #DIV/0! | #DIV/0!
[22 empty] | -5.7597 | -7.3436 | [15 empty] | #DIV/0! | #DIV/0! | [15 empty] | #DIV/0! | #DIV/0! | [15 empty] | #DIV/0! | #DIV/0!
[22 empty] | -5.8044 | -7.3994 | [15 empty] | #DIV/0! | #DIV/0! | [15 empty] | #DIV/0! | #DIV/0! | [15 empty] | #DIV/0! | #DIV/0!
[22 empty] | -5.8491 | -7.4552 | [15 empty] | #DIV/0! | #DIV/0! | [15 empty] | #DIV/0! | #DIV/0! | [15 empty] | #DIV/0! | #DIV/0!
[22 empty] | -5.8938 | -7.511 | [15 empty] | #DIV/0! | #DIV/0! | [15 empty] | #DIV/0! | #DIV/0! | [15 empty] | #DIV/0! | #DIV/0!
[22 empty] | -5.9384 | -7.5668 | [15 empty] | #DIV/0! | #DIV/0! | [15 empty] | #DIV/0! | #DIV/0! | [15 empty] | #DIV/0! | #DIV/0!
[22 empty] | -5.9831 | -7.6225 | [15 empty] | #DIV/0! | #DIV/0! | [15 empty] | #DIV/0! | #DIV/0! | [15 empty] | #DIV/0! | #DIV/0!
[22 empty] | -6.0277 | -7.6782 | [15 empty] | #DIV/0! | #DIV/0! | [15 empty] | #DIV/0! | #DIV/0! | [15 empty] | #DIV/0! | #DIV/0!
[22 empty] | -6.0724 | -7.7339 | [15 empty] | #DIV/0! | #DIV/0! | [15 empty] | #DIV/0! | #DIV/0! | [15 empty] | #DIV/0! | #DIV/0!
[22 empty] | -6.117 | -7.7895 | [15 empty] | #DIV/0! | #DIV/0! | [15 empty] | #DIV/0! | #DIV/0! | [15 empty] | #DIV/0! | #DIV/0!
[22 empty] | -6.1616 | -7.845 | [15 empty] | #DIV/0! | #DIV/0! | [15 empty] | #DIV/0! | #DIV/0! | [15 empty] | #DIV/0! | #DIV/0!
[22 empty] | -6.2063 | -7.9006 | [15 empty] | #DIV/0! | #DIV/0! | [15 empty] | #DIV/0! | #DIV/0! | [15 empty] | #DIV/0! | #DIV/0!
[22 empty] | -6.2509 | -7.9561 | [15 empty] | #DIV/0! | #DIV/0! | [15 empty] | #DIV/0! | #DIV/0! | [15 empty] | #DIV/0! | #DIV/0!
[22 empty] | -6.2955 | -8.0116 | [15 empty] | #DIV/0! | #DIV/0! | [15 empty] | #DIV/0! | #DIV/0! | [15 empty] | #DIV/0! | #DIV/0!
[22 empty] | -6.3401 | -8.067 | [15 empty] | #DIV/0! | #DIV/0! | [15 empty] | #DIV/0! | #DIV/0! | [15 empty] | #DIV/0! | #DIV/0!
[22 empty] | -6.3847 | -8.1224 | [15 empty] | #DIV/0! | #DIV/0! | [15 empty] | #DIV/0! | #DIV/0! | [15 empty] | #DIV/0! | #DIV/0!
[22 empty] | -6.4293 | -8.1777 | [15 empty] | #DIV/0! | #DIV/0! | [15 empty] | #DIV/0! | #DIV/0! | [15 empty] | #DIV/0! | #DIV/0!
[22 empty] | -6.4738 | -8.233 | [15 empty] | #DIV/0! | #DIV/0! | [15 empty] | #DIV/0! | #DIV/0! | [15 empty] | #DIV/0! | #DIV/0!
[22 empty] | -6.5184 | -8.2883 | [15 empty] | #DIV/0! | #DIV/0! | [15 empty] | #DIV/0! | #DIV/0! | [15 empty] | #DIV/0! | #DIV/0!
[22 empty] | -6.5629 | -8.3435 | [15 empty] | #DIV/0! | #DIV/0! | [15 empty] | #DIV/0! | #DIV/0! | [15 empty] | #DIV/0! | #DIV/0!
[22 empty] | -6.6075 | -8.3987 | [15 empty] | #DIV/0! | #DIV/0! | [15 empty] | #DIV/0! | #DIV/0! | [15 empty] | #DIV/0! | #DIV/0!
[22 empty] | -6.652 | -8.4539 | [15 empty] | #DIV/0! | #DIV/0! | [15 empty] | #DIV/0! | #DIV/0! | [15 empty] | #DIV/0! | #DIV/0!
[22 empty] | -6.6966 | -8.509 | [15 empty] | #DIV/0! | #DIV/0! | [15 empty] | #DIV/0! | #DIV/0! | [15 empty] | #DIV/0! | #DIV/0!
[22 empty] | -6.7411 | -8.5641 | [15 empty] | #DIV/0! | #DIV/0! | [15 empty] | #DIV/0! | #DIV/0! | [15 empty] | #DIV/0! | #DIV/0!
[22 empty] | -6.7856 | -8.6191 | [15 empty] | #DIV/0! | #DIV/0! | [15 empty] | #DIV/0! | #DIV/0! | [15 empty] | #DIV/0! | #DIV/0!
[22 empty] | -6.8301 | -8.6741 | [15 empty] | #DIV/0! | #DIV/0! | [15 empty] | #DIV/0! | #DIV/0! | [15 empty] | #DIV/0! | #DIV/0!
[22 empty] | -6.8746 | -8.7291 | [15 empty] | #DIV/0! | #DIV/0! | [15 empty] | #DIV/0! | #DIV/0! | [15 empty] | #DIV/0! | #DIV/0!
[22 empty] | -6.9191 | -8.784 | [15 empty] | #DIV/0! | #DIV/0! | [15 empty] | #DIV/0! | #DIV/0! | [15 empty] | #DIV/0! | #DIV/0!
[22 empty] | -6.9636 | -8.8389 | [15 empty] | #DIV/0! | #DIV/0! | [15 empty] | #DIV/0! | #DIV/0! | [15 empty] | #DIV/0! | #DIV/0!
[22 empty] | -7.0081 | -8.8937 | [15 empty] | #DIV/0! | #DIV/0! | [15 empty] | #DIV/0! | #DIV/0! | [15 empty] | #DIV/0! | #DIV/0!
[22 empty] | -7.0525 | -8.9485 | [15 empty] | #DIV/0! | #DIV/0! | [15 empty] | #DIV/0! | #DIV/0! | [15 empty] | #DIV/0! | #DIV/0!
[22 empty] | -7.097 | -9.0032 | [15 empty] | #DIV/0! | #DIV/0! | [15 empty] | #DIV/0! | #DIV/0! | [15 empty] | #DIV/0! | #DIV/0!
[22 empty] | -7.1414 | -9.0579 | [15 empty] | #DIV/0! | #DIV/0! | [15 empty] | #DIV/0! | #DIV/0! | [15 empty] | #DIV/0! | #DIV/0!
[22 empty] | -7.1859 | -9.1126 | [15 empty] | #DIV/0! | #DIV/0! | [15 empty] | #DIV/0! | #DIV/0! | [15 empty] | #DIV/0! | #DIV/0!
[22 empty] | -7.2303 | -9.1672 | [15 empty] | #DIV/0! | #DIV/0! | [15 empty] | #DIV/0! | #DIV/0! | [15 empty] | #DIV/0! | #DIV/0!
[22 empty] | -7.2747 | -9.2218 | [15 empty] | #DIV/0! | #DIV/0! | [15 empty] | #DIV/0! | #DIV/0! | [15 empty] | #DIV/0! | #DIV/0!
[22 empty] | -7.3191 | -9.2763 | [15 empty] | #DIV/0! | #DIV/0! | [15 empty] | #DIV/0! | #DIV/0! | [15 empty] | #DIV/0! | #DIV/0!
[22 empty] | -7.3635 | -9.3308 | [15 empty] | #DIV/0! | #DIV/0! | [15 empty] | #DIV/0! | #DIV/0! | [15 empty] | #DIV/0! | #DIV/0!
[22 empty] | -7.4079 | -9.3853 | [15 empty] | #DIV/0! | #DIV/0! | [15 empty] | #DIV/0! | #DIV/0! | [15 empty] | #DIV/0! | #DIV/0!
[22 empty] | -7.4523 | -9.4397 | [15 empty] | #DIV/0! | #DIV/0! | [15 empty] | #DIV/0! | #DIV/0! | [15 empty] | #DIV/0! | #DIV/0!
[22 empty] | -7.4966 | -9.494 | [15 empty] | #DIV/0! | #DIV/0! | [15 empty] | #DIV/0! | #DIV/0! | [15 empty] | #DIV/0! | #DIV/0!
[22 empty] | -7.541 | -9.5484 | [15 empty] | #DIV/0! | #DIV/0! | [15 empty] | #DIV/0! | #DIV/0! | [15 empty] | #DIV/0! | #DIV/0!
[22 empty] | -7.5854 | -9.6026 | [15 empty] | #DIV/0! | #DIV/0! | [15 empty] | #DIV/0! | #DIV/0! | [15 empty] | #DIV/0! | #DIV/0!
[22 empty] | -7.6297 | -9.6569 | [15 empty] | #DIV/0! | #DIV/0! | [15 empty] | #DIV/0! | #DIV/0! | [15 empty] | #DIV/0! | #DIV/0!
[22 empty] | -7.674 | -9.711 | [15 empty] | #DIV/0! | #DIV/0! | [15 empty] | #DIV/0! | #DIV/0! | [15 empty] | #DIV/0! | #DIV/0!
[22 empty] | -7.7184 | -9.7652 | [15 empty] | #DIV/0! | #DIV/0! | [15 empty] | #DIV/0! | #DIV/0! | [15 empty] | #DIV/0! | #DIV/0!
[22 empty] | -7.7627 | -9.8193 | [15 empty] | #DIV/0! | #DIV/0! | [15 empty] | #DIV/0! | #DIV/0! | [15 empty] | #DIV/0! | #DIV/0!
[22 empty] | -7.807 | -9.8733 | [15 empty] | #DIV/0! | #DIV/0! | [15 empty] | #DIV/0! | #DIV/0! | [15 empty] | #DIV/0! | #DIV/0!
[22 empty] | -7.8513 | -9.9273 | [15 empty] | #DIV/0! | #DIV/0! | [15 empty] | #DIV/0! | #DIV/0! | [15 empty] | #DIV/0! | #DIV/0!
[22 empty] | -7.8955 | -9.9812 | [15 empty] | #DIV/0! | #DIV/0! | [15 empty] | #DIV/0! | #DIV/0! | [15 empty] | #DIV/0! | #DIV/0!
[22 empty] | -7.9398 | -10.0352 | [15 empty] | #DIV/0! | #DIV/0! | [15 empty] | #DIV/0! | #DIV/0! | [15 empty] | #DIV/0! | #DIV/0!
[22 empty] | -7.9841 | -10.089 | [15 empty] | #DIV/0! | #DIV/0! | [15 empty] | #DIV/0! | #DIV/0! | [15 empty] | #DIV/0! | #DIV/0!
[22 empty] | -8.0283 | -10.1428 | [15 empty] | #DIV/0! | #DIV/0! | [15 empty] | #DIV/0! | #DIV/0! | [15 empty] | #DIV/0! | #DIV/0!
[22 empty] | -8.0726 | -10.1966 | [15 empty] | #DIV/0! | #DIV/0! | [15 empty] | #DIV/0! | #DIV/0! | [15 empty] | #DIV/0! | #DIV/0!
[22 empty] | -8.1168 | -10.2503 | [15 empty] | #DIV/0! | #DIV/0! | [15 empty] | #DIV/0! | #DIV/0! | [15 empty] | #DIV/0! | #DIV/0!
[22 empty] | -8.161 | -10.304 | [15 empty] | #DIV/0! | #DIV/0! | [15 empty] | #DIV/0! | #DIV/0! | [15 empty] | #DIV/0! | #DIV/0!
[22 empty] | -8.2052 | -10.3576 | [15 empty] | #DIV/0! | #DIV/0! | [15 empty] | #DIV/0! | #DIV/0! | [15 empty] | #DIV/0! | #DIV/0!
[22 empty] | -8.2494 | -10.4112 | [15 empty] | #DIV/0! | #DIV/0! | [15 empty] | #DIV/0! | #DIV/0! | [15 empty] | #DIV/0! | #DIV/0!
[22 empty] | -8.2936 | -10.4647 | [15 empty] | #DIV/0! | #DIV/0! | [15 empty] | #DIV/0! | #DIV/0! | [15 empty] | #DIV/0! | #DIV/0!
[22 empty] | -8.3378 | -10.5181 | [15 empty] | #DIV/0! | #DIV/0! | [15 empty] | #DIV/0! | #DIV/0! | [15 empty] | #DIV/0! | #DIV/0!
[22 empty] | -8.382 | -10.5716 | [15 empty] | #DIV/0! | #DIV/0! | [15 empty] | #DIV/0! | #DIV/0! | [15 empty] | #DIV/0! | #DIV/0!
[22 empty] | -8.4261 | -10.6249 | [15 empty] | #DIV/0! | #DIV/0! | [15 empty] | #DIV/0! | #DIV/0! | [15 empty] | #DIV/0! | #DIV/0!
[22 empty] | -8.4703 | -10.6783 | [15 empty] | #DIV/0! | #DIV/0! | [15 empty] | #DIV/0! | #DIV/0! | [15 empty] | #DIV/0! | #DIV/0!
[22 empty] | -8.5144 | -10.7315 | [15 empty] | #DIV/0! | #DIV/0! | [15 empty] | #DIV/0! | #DIV/0! | [15 empty] | #DIV/0! | #DIV/0!
[22 empty] | -8.5585 | -10.7848 | [15 empty] | #DIV/0! | #DIV/0! | [15 empty] | #DIV/0! | #DIV/0! | [15 empty] | #DIV/0! | #DIV/0!
[22 empty] | -8.6026 | -10.8379 | [15 empty] | #DIV/0! | #DIV/0! | [15 empty] | #DIV/0! | #DIV/0! | [15 empty] | #DIV/0! | #DIV/0!
[22 empty] | -8.6467 | -10.8911 | [15 empty] | #DIV/0! | #DIV/0! | [15 empty] | #DIV/0! | #DIV/0! | [15 empty] | #DIV/0! | #DIV/0!
[22 empty] | -8.6908 | -10.9441 | [15 empty] | #DIV/0! | #DIV/0! | [15 empty] | #DIV/0! | #DIV/0! | [15 empty] | #DIV/0! | #DIV/0!
[22 empty] | -8.7349 | -10.9972 | [15 empty] | #DIV/0! | #DIV/0! | [15 empty] | #DIV/0! | #DIV/0! | [15 empty] | #DIV/0! | #DIV/0!
[22 empty] | -8.779 | -11.0501 | [15 empty] | #DIV/0! | #DIV/0! | [15 empty] | #DIV/0! | #DIV/0! | [15 empty] | #DIV/0! | #DIV/0!
[22 empty] | -8.823 | -11.1031 | [15 empty] | #DIV/0! | #DIV/0! | [15 empty] | #DIV/0! | #DIV/0! | [15 empty] | #DIV/0! | #DIV/0!
[22 empty] | -8.8671 | -11.1559 | [15 empty] | #DIV/0! | #DIV/0! | [15 empty] | #DIV/0! | #DIV/0! | [15 empty] | #DIV/0! | #DIV/0!
[22 empty] | -8.9111 | -11.2087 | [15 empty] | #DIV/0! | #DIV/0! | [15 empty] | #DIV/0! | #DIV/0! | [15 empty] | #DIV/0! | #DIV/0!
[22 empty] | -8.9551 | -11.2615 | [15 empty] | #DIV/0! | #DIV/0! | [15 empty] | #DIV/0! | #DIV/0! | [15 empty] | #DIV/0! | #DIV/0!
[22 empty] | -8.9992 | -11.3142 | [15 empty] | #DIV/0! | #DIV/0! | [15 empty] | #DIV/0! | #DIV/0! | [15 empty] | #DIV/0! | #DIV/0!
[22 empty] | -9.0432 | -11.3669 | [15 empty] | #DIV/0! | #DIV/0! | [15 empty] | #DIV/0! | #DIV/0! | [15 empty] | #DIV/0! | #DIV/0!
[22 empty] | -9.0871 | -11.4195 | [15 empty] | #DIV/0! | #DIV/0! | [15 empty] | #DIV/0! | #DIV/0! | [15 empty] | #DIV/0! | #DIV/0!
[22 empty] | -9.1311 | -11.472 | [15 empty] | #DIV/0! | #DIV/0! | [15 empty] | #DIV/0! | #DIV/0! | [15 empty] | #DIV/0! | #DIV/0!
[22 empty] | -9.1751 | -11.5245 | [15 empty] | #DIV/0! | #DIV/0! | [15 empty] | #DIV/0! | #DIV/0! | [15 empty] | #DIV/0! | #DIV/0!
[22 empty] | -9.219 | -11.577 | [15 empty] | #DIV/0! | #DIV/0! | [15 empty] | #DIV/0! | #DIV/0! | [15 empty] | #DIV/0! | #DIV/0!
[22 empty] | -9.263 | -11.6294 | [15 empty] | #DIV/0! | #DIV/0! | [15 empty] | #DIV/0! | #DIV/0! | [15 empty] | #DIV/0! | #DIV/0!
[22 empty] | -9.3069 | -11.6817 | [15 empty] | #DIV/0! | #DIV/0! | [15 empty] | #DIV/0! | #DIV/0! | [15 empty] | #DIV/0! | #DIV/0!
[22 empty] | -9.3508 | -11.734 | [15 empty] | #DIV/0! | #DIV/0! | [15 empty] | #DIV/0! | #DIV/0! | [15 empty] | #DIV/0! | #DIV/0!
[22 empty] | -9.3947 | -11.7862 | [15 empty] | #DIV/0! | #DIV/0! | [15 empty] | #DIV/0! | #DIV/0! | [15 empty] | #DIV/0! | #DIV/0!
[22 empty] | -9.4386 | -11.8384 | [15 empty] | #DIV/0! | #DIV/0! | [15 empty] | #DIV/0! | #DIV/0! | [15 empty] | #DIV/0! | #DIV/0!
[22 empty] | -9.4825 | -11.8905 | [15 empty] | #DIV/0! | #DIV/0! | [15 empty] | #DIV/0! | #DIV/0! | [15 empty] | #DIV/0! | #DIV/0!
[22 empty] | -9.5264 | -11.9426 | [15 empty] | #DIV/0! | #DIV/0! | [15 empty] | #DIV/0! | #DIV/0! | [15 empty] | #DIV/0! | #DIV/0!
[22 empty] | -9.5702 | -11.9946 | [15 empty] | #DIV/0! | #DIV/0! | [15 empty] | #DIV/0! | #DIV/0! | [15 empty] | #DIV/0! | #DIV/0!
[22 empty] | -9.614 | -12.0466 | [15 empty] | #DIV/0! | #DIV/0! | [15 empty] | #DIV/0! | #DIV/0! | [15 empty] | #DIV/0! | #DIV/0!
[22 empty] | -9.6579 | -12.0985 | [15 empty] | #DIV/0! | #DIV/0! | [15 empty] | #DIV/0! | #DIV/0! | [15 empty] | #DIV/0! | #DIV/0!
[22 empty] | -9.7017 | -12.1503 | [15 empty] | #DIV/0! | #DIV/0! | [15 empty] | #DIV/0! | #DIV/0! | [15 empty] | #DIV/0! | #DIV/0!
[22 empty] | -9.7455 | -12.2021 | [15 empty] | #DIV/0! | #DIV/0! | [15 empty] | #DIV/0! | #DIV/0! | [15 empty] | #DIV/0! | #DIV/0!
[22 empty] | -9.7893 | -12.2538 | [15 empty] | #DIV/0! | #DIV/0! | [15 empty] | #DIV/0! | #DIV/0! | [15 empty] | #DIV/0! | #DIV/0!
[22 empty] | -9.8331 | -12.3055 | [15 empty] | #DIV/0! | #DIV/0! | [15 empty] | #DIV/0! | #DIV/0! | [15 empty] | #DIV/0! | #DIV/0!
[22 empty] | -9.8768 | -12.3571 | [15 empty] | #DIV/0! | #DIV/0! | [15 empty] | #DIV/0! | #DIV/0! | [15 empty] | #DIV/0! | #DIV/0!
[22 empty] | -9.9206 | -12.4087 | [15 empty] | #DIV/0! | #DIV/0! | [15 empty] | #DIV/0! | #DIV/0! | [15 empty] | #DIV/0! | #DIV/0!
[22 empty] | -9.9643 | -12.4602 | [15 empty] | #DIV/0! | #DIV/0! | [15 empty] | #DIV/0! | #DIV/0! | [15 empty] | #DIV/0! | #DIV/0!
[22 empty] | -10.008 | -12.5116 | [15 empty] | #DIV/0! | #DIV/0! | [15 empty] | #DIV/0! | #DIV/0! | [15 empty] | #DIV/0! | #DIV/0!
[22 empty] | -10.0518 | -12.563 | [15 empty] | #DIV/0! | #DIV/0! | [15 empty] | #DIV/0! | #DIV/0! | [15 empty] | #DIV/0! | #DIV/0!
[22 empty] | -10.0955 | -12.6143 | [15 empty] | #DIV/0! | #DIV/0! | [15 empty] | #DIV/0! | #DIV/0! | [15 empty] | #DIV/0! | #DIV/0!
[22 empty] | -10.1391 | -12.6656 | [15 empty] | #DIV/0! | #DIV/0! | [15 empty] | #DIV/0! | #DIV/0! | [15 empty] | #DIV/0! | #DIV/0!
[22 empty] | -10.1828 | -12.7168 | [15 empty] | #DIV/0! | #DIV/0! | [15 empty] | #DIV/0! | #DIV/0! | [15 empty] | #DIV/0! | #DIV/0!
[22 empty] | -10.2265 | -12.768 | [15 empty] | #DIV/0! | #DIV/0! | [15 empty] | #DIV/0! | #DIV/0! | [15 empty] | #DIV/0! | #DIV/0!
[22 empty] | -10.2701 | -12.8191 | [15 empty] | #DIV/0! | #DIV/0! | [15 empty] | #DIV/0! | #DIV/0! | [15 empty] | #DIV/0! | #DIV/0!
[22 empty] | -10.3137 | -12.8701 | [15 empty] | #DIV/0! | #DIV/0! | [15 empty] | #DIV/0! | #DIV/0! | [15 empty] | #DIV/0! | #DIV/0!
[22 empty] | -10.3574 | -12.9211 | [15 empty] | #DIV/0! | #DIV/0! | [15 empty] | #DIV/0! | #DIV/0! | [15 empty] | #DIV/0! | #DIV/0!
[22 empty] | -10.401 | -12.972 | [15 empty] | #DIV/0! | #DIV/0! | [15 empty] | #DIV/0! | #DIV/0! | [15 empty] | #DIV/0! | #DIV/0!
[22 empty] | -10.4446 | -13.0229 | [15 empty] | #DIV/0! | #DIV/0! | [15 empty] | #DIV/0! | #DIV/0! | [15 empty] | #DIV/0! | #DIV/0!
[22 empty] | -10.4881 | -13.0737 | [15 empty] | #DIV/0! | #DIV/0! | [15 empty] | #DIV/0! | #DIV/0! | [15 empty] | #DIV/0! | #DIV/0!
[22 empty] | -10.5317 | -13.1244 | [15 empty] | #DIV/0! | #DIV/0! | [15 empty] | #DIV/0! | #DIV/0! | [15 empty] | #DIV/0! | #DIV/0!
[22 empty] | -10.5752 | -13.1751 | [15 empty] | #DIV/0! | #DIV/0! | [15 empty] | #DIV/0! | #DIV/0! | [15 empty] | #DIV/0! | #DIV/0!
[22 empty] | -10.6188 | -13.2257 | [15 empty] | #DIV/0! | #DIV/0! | [15 empty] | #DIV/0! | #DIV/0! | [15 empty] | #DIV/0! | #DIV/0!
[22 empty] | -10.6623 | -13.2762 | [15 empty] | #DIV/0! | #DIV/0! | [15 empty] | #DIV/0! | #DIV/0! | [15 empty] | #DIV/0! | #DIV/0!
[22 empty] | -10.7058 | -13.3267 | [15 empty] | #DIV/0! | #DIV/0! | [15 empty] | #DIV/0! | #DIV/0! | [15 empty] | #DIV/0! | #DIV/0!
[22 empty] | -10.7493 | -13.3772 | [15 empty] | #DIV/0! | #DIV/0! | [15 empty] | #DIV/0! | #DIV/0! | [15 empty] | #DIV/0! | #DIV/0!
[22 empty] | -10.7928 | -13.4275 | [15 empty] | #DIV/0! | #DIV/0! | [15 empty] | #DIV/0! | #DIV/0! | [15 empty] | #DIV/0! | #DIV/0!
[22 empty] | -10.8362 | -13.4779 | [15 empty] | #DIV/0! | #DIV/0! | [15 empty] | #DIV/0! | #DIV/0! | [15 empty] | #DIV/0! | #DIV/0!
[22 empty] | -10.8797 | -13.5281 | [15 empty] | #DIV/0! | #DIV/0! | [15 empty] | #DIV/0! | #DIV/0! | [15 empty] | #DIV/0! | #DIV/0!
[22 empty] | -10.9231 | -13.5783 | [15 empty] | #DIV/0! | #DIV/0! | [15 empty] | #DIV/0! | #DIV/0! | [15 empty] | #DIV/0! | #DIV/0!
[22 empty] | -10.9665 | -13.6284 | [15 empty] | #DIV/0! | #DIV/0! | [15 empty] | #DIV/0! | #DIV/0! | [15 empty] | #DIV/0! | #DIV/0!
[22 empty] | -11.0099 | -13.6785 | [15 empty] | #DIV/0! | #DIV/0! | [15 empty] | #DIV/0! | #DIV/0! | [15 empty] | #DIV/0! | #DIV/0!
[22 empty] | -11.0533 | -13.7285 | [15 empty] | #DIV/0! | #DIV/0! | [15 empty] | #DIV/0! | #DIV/0! | [15 empty] | #DIV/0! | #DIV/0!
[22 empty] | -11.0967 | -13.7784 | [15 empty] | #DIV/0! | #DIV/0! | [15 empty] | #DIV/0! | #DIV/0! | [15 empty] | #DIV/0! | #DIV/0!
[22 empty] | -11.1401 | -13.8283 | [15 empty] | #DIV/0! | #DIV/0! | [15 empty] | #DIV/0! | #DIV/0! | [15 empty] | #DIV/0! | #DIV/0!
[22 empty] | -11.1834 | -13.8781 | [15 empty] | #DIV/0! | #DIV/0! | [15 empty] | #DIV/0! | #DIV/0! | [15 empty] | #DIV/0! | #DIV/0!
[22 empty] | -11.2267 | -13.9278 | [15 empty] | #DIV/0! | #DIV/0! | [15 empty] | #DIV/0! | #DIV/0! | [15 empty] | #DIV/0! | #DIV/0!
[22 empty] | -11.2701 | -13.9775 | [15 empty] | #DIV/0! | #DIV/0! | [15 empty] | #DIV/0! | #DIV/0! | [15 empty] | #DIV/0! | #DIV/0!
[22 empty] | -11.3134 | -14.0271 | [15 empty] | #DIV/0! | #DIV/0! | [15 empty] | #DIV/0! | #DIV/0! | [15 empty] | #DIV/0! | #DIV/0!
[22 empty] | -11.3566 | -14.0767 | [15 empty] | #DIV/0! | #DIV/0! | [15 empty] | #DIV/0! | #DIV/0! | [15 empty] | #DIV/0! | #DIV/0!
[22 empty] | -11.3999 | -14.1262 | [15 empty] | #DIV/0! | #DIV/0! | [15 empty] | #DIV/0! | #DIV/0! | [15 empty] | #DIV/0! | #DIV/0!
[22 empty] | -11.4432 | -14.1756 | [15 empty] | #DIV/0! | #DIV/0! | [15 empty] | #DIV/0! | #DIV/0! | [15 empty] | #DIV/0! | #DIV/0!
[22 empty] | -11.4864 | -14.2249 | [15 empty] | #DIV/0! | #DIV/0! | [15 empty] | #DIV/0! | #DIV/0! | [15 empty] | #DIV/0! | #DIV/0!
[22 empty] | -11.5296 | -14.2742 | [15 empty] | #DIV/0! | #DIV/0! | [15 empty] | #DIV/0! | #DIV/0! | [15 empty] | #DIV/0! | #DIV/0!
[22 empty] | -11.5728 | -14.3235 | [15 empty] | #DIV/0! | #DIV/0! | [15 empty] | #DIV/0! | #DIV/0! | [15 empty] | #DIV/0! | #DIV/0!
[22 empty] | -11.616 | -14.3726 | [15 empty] | #DIV/0! | #DIV/0! | [15 empty] | #DIV/0! | #DIV/0! | [15 empty] | #DIV/0! | #DIV/0!
[22 empty] | -11.6592 | -14.4217 | [15 empty] | #DIV/0! | #DIV/0! | [15 empty] | #DIV/0! | #DIV/0! | [15 empty] | #DIV/0! | #DIV/0!
[22 empty] | -11.7024 | -14.4708 | [15 empty] | #DIV/0! | #DIV/0! | [15 empty] | #DIV/0! | #DIV/0! | [15 empty] | #DIV/0! | #DIV/0!
[22 empty] | -11.7455 | -14.5197 | [15 empty] | #DIV/0! | #DIV/0! | [15 empty] | #DIV/0! | #DIV/0! | [15 empty] | #DIV/0! | #DIV/0!
[22 empty] | -11.7886 | -14.5686 | [15 empty] | #DIV/0! | #DIV/0! | [15 empty] | #DIV/0! | #DIV/0! | [15 empty] | #DIV/0! | #DIV/0!
[22 empty] | -11.8318 | -14.6175 | [15 empty] | #DIV/0! | #DIV/0! | [15 empty] | #DIV/0! | #DIV/0! | [15 empty] | #DIV/0! | #DIV/0!
[22 empty] | -11.8749 | -14.6662 | [15 empty] | #DIV/0! | #DIV/0! | [15 empty] | #DIV/0! | #DIV/0! | [15 empty] | #DIV/0! | #DIV/0!
[22 empty] | -11.9179 | -14.7149 | [15 empty] | #DIV/0! | #DIV/0! | [15 empty] | #DIV/0! | #DIV/0! | [15 empty] | #DIV/0! | #DIV/0!
[22 empty] | -11.961 | -14.7635 | [15 empty] | #DIV/0! | #DIV/0! | [15 empty] | #DIV/0! | #DIV/0! | [15 empty] | #DIV/0! | #DIV/0!
[22 empty] | -12.004 | -14.8121 | [15 empty] | #DIV/0! | #DIV/0! | [15 empty] | #DIV/0! | #DIV/0! | [15 empty] | #DIV/0! | #DIV/0!
[22 empty] | -12.0471 | -14.8606 | [15 empty] | #DIV/0! | #DIV/0! | [15 empty] | #DIV/0! | #DIV/0! | [15 empty] | #DIV/0! | #DIV/0!
[22 empty] | -12.0901 | -14.909 | [15 empty] | #DIV/0! | #DIV/0! | [15 empty] | #DIV/0! | #DIV/0! | [15 empty] | #DIV/0! | #DIV/0!
[22 empty] | -12.1331 | -14.9574 | [15 empty] | #DIV/0! | #DIV/0! | [15 empty] | #DIV/0! | #DIV/0! | [15 empty] | #DIV/0! | #DIV/0!
[22 empty] | -12.1761 | -15.0057 | [15 empty] | #DIV/0! | #DIV/0! | [15 empty] | #DIV/0! | #DIV/0! | [15 empty] | #DIV/0! | #DIV/0!
[22 empty] | -12.219 | -15.0539 | [15 empty] | #DIV/0! | #DIV/0! | [15 empty] | #DIV/0! | #DIV/0! | [15 empty] | #DIV/0! | #DIV/0!
[22 empty] | -12.262 | -15.1021 | [15 empty] | #DIV/0! | #DIV/0! | [15 empty] | #DIV/0! | #DIV/0! | [15 empty] | #DIV/0! | #DIV/0!
[22 empty] | -12.3049 | -15.1502 | [15 empty] | #DIV/0! | #DIV/0! | [15 empty] | #DIV/0! | #DIV/0! | [15 empty] | #DIV/0! | #DIV/0!
[22 empty] | -12.3478 | -15.1982 | [15 empty] | #DIV/0! | #DIV/0! | [15 empty] | #DIV/0! | #DIV/0! | [15 empty] | #DIV/0! | #DIV/0!
[22 empty] | -12.3907 | -15.2461 | [15 empty] | #DIV/0! | #DIV/0! | [15 empty] | #DIV/0! | #DIV/0! | [15 empty] | #DIV/0! | #DIV/0!
[22 empty] | -12.4336 | -15.294 | [15 empty] | #DIV/0! | #DIV/0! | [15 empty] | #DIV/0! | #DIV/0! | [15 empty] | #DIV/0! | #DIV/0!
[22 empty] | -12.4765 | -15.3418 | [15 empty] | #DIV/0! | #DIV/0! | [15 empty] | #DIV/0! | #DIV/0! | [15 empty] | #DIV/0! | #DIV/0!
[22 empty] | -12.5193 | -15.3896 | [15 empty] | #DIV/0! | #DIV/0! | [15 empty] | #DIV/0! | #DIV/0! | [15 empty] | #DIV/0! | #DIV/0!
[22 empty] | -12.5622 | -15.4372 | [15 empty] | #DIV/0! | #DIV/0! | [15 empty] | #DIV/0! | #DIV/0! | [15 empty] | #DIV/0! | #DIV/0!
[22 empty] | -12.605 | -15.4848 | [15 empty] | #DIV/0! | #DIV/0! | [15 empty] | #DIV/0! | #DIV/0! | [15 empty] | #DIV/0! | #DIV/0!
[22 empty] | -12.6478 | -15.5324 | [15 empty] | #DIV/0! | #DIV/0! | [15 empty] | #DIV/0! | #DIV/0! | [15 empty] | #DIV/0! | #DIV/0!
[22 empty] | -12.6905 | -15.5798 | [15 empty] | #DIV/0! | #DIV/0! | [15 empty] | #DIV/0! | #DIV/0! | [15 empty] | #DIV/0! | #DIV/0!
[22 empty] | -12.7333 | -15.6272 | [15 empty] | #DIV/0! | #DIV/0! | [15 empty] | #DIV/0! | #DIV/0! | [15 empty] | #DIV/0! | #DIV/0!
[22 empty] | -12.776 | -15.6745 | [15 empty] | #DIV/0! | #DIV/0! | [15 empty] | #DIV/0! | #DIV/0! | [15 empty] | #DIV/0! | #DIV/0!
[22 empty] | -12.8188 | -15.7218 | [15 empty] | #DIV/0! | #DIV/0! | [15 empty] | #DIV/0! | #DIV/0! | [15 empty] | #DIV/0! | #DIV/0!
[22 empty] | -12.8615 | -15.769 | [15 empty] | #DIV/0! | #DIV/0! | [15 empty] | #DIV/0! | #DIV/0! | [15 empty] | #DIV/0! | #DIV/0!
[22 empty] | -12.9042 | -15.8161 | [15 empty] | #DIV/0! | #DIV/0! | [15 empty] | #DIV/0! | #DIV/0! | [15 empty] | #DIV/0! | #DIV/0!
[22 empty] | -12.9468 | -15.8631 | [15 empty] | #DIV/0! | #DIV/0! | [15 empty] | #DIV/0! | #DIV/0! | [15 empty] | #DIV/0! | #DIV/0!
[22 empty] | -12.9895 | -15.9101 | [15 empty] | #DIV/0! | #DIV/0! | [15 empty] | #DIV/0! | #DIV/0! | [15 empty] | #DIV/0! | #DIV/0!
[22 empty] | -13.0321 | -15.957 | [15 empty] | #DIV/0! | #DIV/0! | [15 empty] | #DIV/0! | #DIV/0! | [15 empty] | #DIV/0! | #DIV/0!
[22 empty] | -13.0747 | -16.0038 | [15 empty] | #DIV/0! | #DIV/0! | [15 empty] | #DIV/0! | #DIV/0! | [15 empty] | #DIV/0! | #DIV/0!
[22 empty] | -13.1173 | -16.0505 | [15 empty] | #DIV/0! | #DIV/0! | [15 empty] | #DIV/0! | #DIV/0! | [15 empty] | #DIV/0! | #DIV/0!
[22 empty] | -13.1599 | -16.0972 | [15 empty] | #DIV/0! | #DIV/0! | [15 empty] | #DIV/0! | #DIV/0! | [15 empty] | #DIV/0! | #DIV/0!
[22 empty] | -13.2025 | -16.1438 | [15 empty] | #DIV/0! | #DIV/0! | [15 empty] | #DIV/0! | #DIV/0! | [15 empty] | #DIV/0! | #DIV/0!
[22 empty] | -13.245 | -16.1903 | [15 empty] | #DIV/0! | #DIV/0! | [15 empty] | #DIV/0! | #DIV/0! | [15 empty] | #DIV/0! | #DIV/0!
[22 empty] | -13.2876 | -16.2368 | [15 empty] | #DIV/0! | #DIV/0! | [15 empty] | #DIV/0! | #DIV/0! | [15 empty] | #DIV/0! | #DIV/0!
[22 empty] | -13.3301 | -16.2832 | [15 empty] | #DIV/0! | #DIV/0! | [15 empty] | #DIV/0! | #DIV/0! | [15 empty] | #DIV/0! | #DIV/0!
[22 empty] | -13.3725 | -16.3295 | [15 empty] | #DIV/0! | #DIV/0! | [15 empty] | #DIV/0! | #DIV/0! | [15 empty] | #DIV/0! | #DIV/0!
[22 empty] | -13.415 | -16.3757 | [15 empty] | #DIV/0! | #DIV/0! | [15 empty] | #DIV/0! | #DIV/0! | [15 empty] | #DIV/0! | #DIV/0!
[22 empty] | -13.4575 | -16.4219 | [15 empty] | #DIV/0! | #DIV/0! | [15 empty] | #DIV/0! | #DIV/0! | [15 empty] | #DIV/0! | #DIV/0!
[22 empty] | -13.4999 | -16.4679 | [15 empty] | #DIV/0! | #DIV/0! | [15 empty] | #DIV/0! | #DIV/0! | [15 empty] | #DIV/0! | #DIV/0!
[22 empty] | -13.5423 | -16.514 | [15 empty] | #DIV/0! | #DIV/0! | [15 empty] | #DIV/0! | #DIV/0! | [15 empty] | #DIV/0! | #DIV/0!
[22 empty] | -13.5847 | -16.5599 | [15 empty] | #DIV/0! | #DIV/0! | [15 empty] | #DIV/0! | #DIV/0! | [15 empty] | #DIV/0! | #DIV/0!
[22 empty] | -13.6271 | -16.6058 | [15 empty] | #DIV/0! | #DIV/0! | [15 empty] | #DIV/0! | #DIV/0! | [15 empty] | #DIV/0! | #DIV/0!
[22 empty] | -13.6694 | -16.6516 | [15 empty] | #DIV/0! | #DIV/0! | [15 empty] | #DIV/0! | #DIV/0! | [15 empty] | #DIV/0! | #DIV/0!
[22 empty] | -13.7118 | -16.6973 | [15 empty] | #DIV/0! | #DIV/0! | [15 empty] | #DIV/0! | #DIV/0! | [15 empty] | #DIV/0! | #DIV/0!
[22 empty] | -13.7541 | -16.7429 | [15 empty] | #DIV/0! | #DIV/0! | [15 empty] | #DIV/0! | #DIV/0! | [15 empty] | #DIV/0! | #DIV/0!
[22 empty] | -13.7964 | -16.7885 | [15 empty] | #DIV/0! | #DIV/0! | [15 empty] | #DIV/0! | #DIV/0! | [15 empty] | #DIV/0! | #DIV/0!
[22 empty] | -13.8387 | -16.834 | [15 empty] | #DIV/0! | #DIV/0! | [15 empty] | #DIV/0! | #DIV/0! | [15 empty] | #DIV/0! | #DIV/0!
[22 empty] | -13.8809 | -16.8794 | [15 empty] | #DIV/0! | #DIV/0! | [15 empty] | #DIV/0! | #DIV/0! | [15 empty] | #DIV/0! | #DIV/0!
[22 empty] | -13.9232 | -16.9247 | [15 empty] | #DIV/0! | #DIV/0! | [15 empty] | #DIV/0! | #DIV/0! | [15 empty] | #DIV/0! | #DIV/0!
[22 empty] | -13.9654 | -16.97 | [15 empty] | #DIV/0! | #DIV/0! | [15 empty] | #DIV/0! | #DIV/0! | [15 empty] | #DIV/0! | #DIV/0!
[22 empty] | -14.0076 | -17.0152 | [15 empty] | #DIV/0! | #DIV/0! | [15 empty] | #DIV/0! | #DIV/0! | [15 empty] | #DIV/0! | #DIV/0!
[22 empty] | -14.0498 | -17.0603 | [15 empty] | #DIV/0! | #DIV/0! | [15 empty] | #DIV/0! | #DIV/0! | [15 empty] | #DIV/0! | #DIV/0!
[22 empty] | -14.0919 | -17.1053 | [15 empty] | #DIV/0! | #DIV/0! | [15 empty] | #DIV/0! | #DIV/0! | [15 empty] | #DIV/0! | #DIV/0!
[22 empty] | -14.1341 | -17.1503 | [15 empty] | #DIV/0! | #DIV/0! | [15 empty] | #DIV/0! | #DIV/0! | [15 empty] | #DIV/0! | #DIV/0!
[22 empty] | -14.1762 | -17.1951 | [15 empty] | #DIV/0! | #DIV/0! | [15 empty] | #DIV/0! | #DIV/0! | [15 empty] | #DIV/0! | #DIV/0!
[22 empty] | -14.2183 | -17.2399 | [15 empty] | #DIV/0! | #DIV/0! | [15 empty] | #DIV/0! | #DIV/0! | [15 empty] | #DIV/0! | #DIV/0!
[22 empty] | -14.2604 | -17.2847 | [15 empty] | #DIV/0! | #DIV/0! | [15 empty] | #DIV/0! | #DIV/0! | [15 empty] | #DIV/0! | #DIV/0!
[22 empty] | -14.3024 | -17.3293 | [15 empty] | #DIV/0! | #DIV/0! | [15 empty] | #DIV/0! | #DIV/0! | [15 empty] | #DIV/0! | #DIV/0!
[22 empty] | -14.3445 | -17.3739 | [15 empty] | #DIV/0! | #DIV/0! | [15 empty] | #DIV/0! | #DIV/0! | [15 empty] | #DIV/0! | #DIV/0!
[22 empty] | -14.3865 | -17.4184 | [15 empty] | #DIV/0! | #DIV/0! | [15 empty] | #DIV/0! | #DIV/0! | [15 empty] | #DIV/0! | #DIV/0!
[22 empty] | -14.4285 | -17.4628 | [15 empty] | #DIV/0! | #DIV/0! | [15 empty] | #DIV/0! | #DIV/0! | [15 empty] | #DIV/0! | #DIV/0!
[22 empty] | -14.4704 | -17.5071 | [15 empty] | #DIV/0! | #DIV/0! | [15 empty] | #DIV/0! | #DIV/0! | [15 empty] | #DIV/0! | #DIV/0!
[22 empty] | -14.5124 | -17.5514 | [15 empty] | #DIV/0! | #DIV/0! | [15 empty] | #DIV/0! | #DIV/0! | [15 empty] | #DIV/0! | #DIV/0!
[22 empty] | -14.5543 | -17.5956 | [15 empty] | #DIV/0! | #DIV/0! | [15 empty] | #DIV/0! | #DIV/0! | [15 empty] | #DIV/0! | #DIV/0!
[22 empty] | -14.5963 | -17.6397 | [15 empty] | #DIV/0! | #DIV/0! | [15 empty] | #DIV/0! | #DIV/0! | [15 empty] | #DIV/0! | #DIV/0!
[22 empty] | -14.6381 | -17.6837 | [15 empty] | #DIV/0! | #DIV/0! | [15 empty] | #DIV/0! | #DIV/0! | [15 empty] | #DIV/0! | #DIV/0!
[22 empty] | -14.68 | -17.7276 | [15 empty] | #DIV/0! | #DIV/0! | [15 empty] | #DIV/0! | #DIV/0! | [15 empty] | #DIV/0! | #DIV/0!
[22 empty] | -14.7219 | -17.7715 | [15 empty] | #DIV/0! | #DIV/0! | [15 empty] | #DIV/0! | #DIV/0! | [15 empty] | #DIV/0! | #DIV/0!
[22 empty] | -14.7637 | -17.8153 | [15 empty] | #DIV/0! | #DIV/0! | [15 empty] | #DIV/0! | #DIV/0! | [15 empty] | #DIV/0! | #DIV/0!
[22 empty] | -14.8055 | -17.859 | [15 empty] | #DIV/0! | #DIV/0! | [15 empty] | #DIV/0! | #DIV/0! | [15 empty] | #DIV/0! | #DIV/0!
[22 empty] | -14.8473 | -17.9026 | [15 empty] | #DIV/0! | #DIV/0! | [15 empty] | #DIV/0! | #DIV/0! | [15 empty] | #DIV/0! | #DIV/0!
[22 empty] | -14.8891 | -17.9462 | [15 empty] | #DIV/0! | #DIV/0! | [15 empty] | #DIV/0! | #DIV/0! | [15 empty] | #DIV/0! | #DIV/0!
[22 empty] | -14.9308 | -17.9897 | [15 empty] | #DIV/0! | #DIV/0! | [15 empty] | #DIV/0! | #DIV/0! | [15 empty] | #DIV/0! | #DIV/0!
[22 empty] | -14.9725 | -18.033 | [15 empty] | #DIV/0! | #DIV/0! | [15 empty] | #DIV/0! | #DIV/0! | [15 empty] | #DIV/0! | #DIV/0!
[22 empty] | -15.0142 | -18.0764 | [15 empty] | #DIV/0! | #DIV/0! | [15 empty] | #DIV/0! | #DIV/0! | [15 empty] | #DIV/0! | #DIV/0!
[22 empty] | -15.0559 | -18.1196 | [15 empty] | #DIV/0! | #DIV/0! | [15 empty] | #DIV/0! | #DIV/0! | [15 empty] | #DIV/0! | #DIV/0!
[22 empty] | -15.0976 | -18.1627 | [15 empty] | #DIV/0! | #DIV/0! | [15 empty] | #DIV/0! | #DIV/0! | [15 empty] | #DIV/0! | #DIV/0!
[22 empty] | -15.1392 | -18.2058 | [15 empty] | #DIV/0! | #DIV/0! | [15 empty] | #DIV/0! | #DIV/0! | [15 empty] | #DIV/0! | #DIV/0!
[22 empty] | -15.1808 | -18.2488 | [15 empty] | #DIV/0! | #DIV/0! | [15 empty] | #DIV/0! | #DIV/0! | [15 empty] | #DIV/0! | #DIV/0!
[22 empty] | -15.2224 | -18.2917 | [15 empty] | #DIV/0! | #DIV/0! | [15 empty] | #DIV/0! | #DIV/0! | [15 empty] | #DIV/0! | #DIV/0!
[22 empty] | -15.264 | -18.3345 | [15 empty] | #DIV/0! | #DIV/0! | [15 empty] | #DIV/0! | #DIV/0! | [15 empty] | #DIV/0! | #DIV/0!
[22 empty] | -15.3055 | -18.3773 | [15 empty] | #DIV/0! | #DIV/0! | [15 empty] | #DIV/0! | #DIV/0! | [15 empty] | #DIV/0! | #DIV/0!
[22 empty] | -15.347 | -18.4199 | [15 empty] | #DIV/0! | #DIV/0! | [15 empty] | #DIV/0! | #DIV/0! | [15 empty] | #DIV/0! | #DIV/0!
[22 empty] | -15.3885 | -18.4625 | [15 empty] | #DIV/0! | #DIV/0! | [15 empty] | #DIV/0! | #DIV/0! | [15 empty] | #DIV/0! | #DIV/0!
[22 empty] | -15.43 | -18.505 | [15 empty] | #DIV/0! | #DIV/0! | [15 empty] | #DIV/0! | #DIV/0! | [15 empty] | #DIV/0! | #DIV/0!
[22 empty] | -15.4715 | -18.5474 | [15 empty] | #DIV/0! | #DIV/0! | [15 empty] | #DIV/0! | #DIV/0! | [15 empty] | #DIV/0! | #DIV/0!
[22 empty] | -15.5129 | -18.5898 | [15 empty] | #DIV/0! | #DIV/0! | [15 empty] | #DIV/0! | #DIV/0! | [15 empty] | #DIV/0! | #DIV/0!
[22 empty] | -15.5543 | -18.632 | [15 empty] | #DIV/0! | #DIV/0! | [15 empty] | #DIV/0! | #DIV/0! | [15 empty] | #DIV/0! | #DIV/0!
[22 empty] | -15.5957 | -18.6742 | [15 empty] | #DIV/0! | #DIV/0! | [15 empty] | #DIV/0! | #DIV/0! | [15 empty] | #DIV/0! | #DIV/0!
[22 empty] | -15.6371 | -18.7163 | [15 empty] | #DIV/0! | #DIV/0! | [15 empty] | #DIV/0! | #DIV/0! | [15 empty] | #DIV/0! | #DIV/0!
[22 empty] | -15.6784 | -18.7583 | [15 empty] | #DIV/0! | #DIV/0! | [15 empty] | #DIV/0! | #DIV/0! | [15 empty] | #DIV/0! | #DIV/0!
[22 empty] | -15.7197 | -18.8002 | [15 empty] | #DIV/0! | #DIV/0! | [15 empty] | #DIV/0! | #DIV/0! | [15 empty] | #DIV/0! | #DIV/0!
[22 empty] | -15.761 | -18.8421 | [15 empty] | #DIV/0! | #DIV/0! | [15 empty] | #DIV/0! | #DIV/0! | [15 empty] | #DIV/0! | #DIV/0!
[22 empty] | -15.8023 | -18.8838 | [15 empty] | #DIV/0! | #DIV/0! | [15 empty] | #DIV/0! | #DIV/0! | [15 empty] | #DIV/0! | #DIV/0!
[22 empty] | -15.8436 | -18.9255 | [15 empty] | #DIV/0! | #DIV/0! | [15 empty] | #DIV/0! | #DIV/0! | [15 empty] | #DIV/0! | #DIV/0!
[22 empty] | -15.8848 | -18.9671 | [15 empty] | #DIV/0! | #DIV/0! | [15 empty] | #DIV/0! | #DIV/0! | [15 empty] | #DIV/0! | #DIV/0!
[22 empty] | -15.926 | -19.0086 | [15 empty] | #DIV/0! | #DIV/0! | [15 empty] | #DIV/0! | #DIV/0! | [15 empty] | #DIV/0! | #DIV/0!
[22 empty] | -15.9672 | -19.05 | [15 empty] | #DIV/0! | #DIV/0! | [15 empty] | #DIV/0! | #DIV/0! | [15 empty] | #DIV/0! | #DIV/0!
[22 empty] | -16.0083 | -19.0914 | [15 empty] | #DIV/0! | #DIV/0! | [15 empty] | #DIV/0! | #DIV/0! | [15 empty] | #DIV/0! | #DIV/0!
[22 empty] | -16.0495 | -19.1326 | [15 empty] | #DIV/0! | #DIV/0! | [15 empty] | #DIV/0! | #DIV/0! | [15 empty] | #DIV/0! | #DIV/0!
[22 empty] | -16.0906 | -19.1738 | [15 empty] | #DIV/0! | #DIV/0! | [15 empty] | #DIV/0! | #DIV/0! | [15 empty] | #DIV/0! | #DIV/0!
[22 empty] | -16.1317 | -19.2149 | [15 empty] | #DIV/0! | #DIV/0! | [15 empty] | #DIV/0! | #DIV/0! | [15 empty] | #DIV/0! | #DIV/0!
[22 empty] | -16.1727 | -19.2559 | [15 empty] | #DIV/0! | #DIV/0! | [15 empty] | #DIV/0! | #DIV/0! | [15 empty] | #DIV/0! | #DIV/0!
[22 empty] | -16.2138 | -19.2968 | [15 empty] | #DIV/0! | #DIV/0! | [15 empty] | #DIV/0! | #DIV/0! | [15 empty] | #DIV/0! | #DIV/0!
[22 empty] | -16.2548 | -19.3376 | [15 empty] | #DIV/0! | #DIV/0! | [15 empty] | #DIV/0! | #DIV/0! | [15 empty] | #DIV/0! | #DIV/0!
[22 empty] | -16.2958 | -19.3784 | [15 empty] | #DIV/0! | #DIV/0! | [15 empty] | #DIV/0! | #DIV/0! | [15 empty] | #DIV/0! | #DIV/0!
[22 empty] | -16.3367 | -19.4191 | [15 empty] | #DIV/0! | #DIV/0! | [15 empty] | #DIV/0! | #DIV/0! | [15 empty] | #DIV/0! | #DIV/0!
[22 empty] | -16.3777 | -19.4596 | [15 empty] | #DIV/0! | #DIV/0! | [15 empty] | #DIV/0! | #DIV/0! | [15 empty] | #DIV/0! | #DIV/0!
[22 empty] | -16.4186 | -19.5001 | [15 empty] | #DIV/0! | #DIV/0! | [15 empty] | #DIV/0! | #DIV/0! | [15 empty] | #DIV/0! | #DIV/0!
[22 empty] | -16.4595 | -19.5405 | [15 empty] | #DIV/0! | #DIV/0! | [15 empty] | #DIV/0! | #DIV/0! | [15 empty] | #DIV/0! | #DIV/0!
[22 empty] | -16.5003 | -19.5809 | [15 empty] | #DIV/0! | #DIV/0! | [15 empty] | #DIV/0! | #DIV/0! | [15 empty] | #DIV/0! | #DIV/0!
[22 empty] | -16.5412 | -19.6211 | [15 empty] | #DIV/0! | #DIV/0! | [15 empty] | #DIV/0! | #DIV/0! | [15 empty] | #DIV/0! | #DIV/0!
[22 empty] | -16.582 | -19.6613 | [15 empty] | #DIV/0! | #DIV/0! | [15 empty] | #DIV/0! | #DIV/0! | [15 empty] | #DIV/0! | #DIV/0!
[22 empty] | -16.6228 | -19.7013 | [15 empty] | #DIV/0! | #DIV/0! | [15 empty] | #DIV/0! | #DIV/0! | [15 empty] | #DIV/0! | #DIV/0!
[22 empty] | -16.6635 | -19.7413 | [15 empty] | #DIV/0! | #DIV/0! | [15 empty] | #DIV/0! | #DIV/0! | [15 empty] | #DIV/0! | #DIV/0!
[22 empty] | -16.7043 | -19.7812 | [15 empty] | #DIV/0! | #DIV/0! | [15 empty] | #DIV/0! | #DIV/0! | [15 empty] | #DIV/0! | #DIV/0!
[22 empty] | -16.745 | -19.821 | [15 empty] | #DIV/0! | #DIV/0! | [15 empty] | #DIV/0! | #DIV/0! | [15 empty] | #DIV/0! | #DIV/0!
[22 empty] | -16.7857 | -19.8607 | [15 empty] | #DIV/0! | #DIV/0! | [15 empty] | #DIV/0! | #DIV/0! | [15 empty] | #DIV/0! | #DIV/0!
[22 empty] | -16.8263 | -19.9004 | [15 empty] | #DIV/0! | #DIV/0! | [15 empty] | #DIV/0! | #DIV/0! | [15 empty] | #DIV/0! | #DIV/0!
[22 empty] | -16.867 | -19.9399 | [15 empty] | #DIV/0! | #DIV/0! | [15 empty] | #DIV/0! | #DIV/0! | [15 empty] | #DIV/0! | #DIV/0!
[22 empty] | -16.9076 | -19.9794 | [15 empty] | #DIV/0! | #DIV/0! | [15 empty] | #DIV/0! | #DIV/0! | [15 empty] | #DIV/0! | #DIV/0!
[22 empty] | -16.9482 | -20.0188 | [15 empty] | #DIV/0! | #DIV/0! | [15 empty] | #DIV/0! | #DIV/0! | [15 empty] | #DIV/0! | #DIV/0!
[22 empty] | -16.9888 | -20.0581 | [15 empty] | #DIV/0! | #DIV/0! | [15 empty] | #DIV/0! | #DIV/0! | [15 empty] | #DIV/0! | #DIV/0!
[22 empty] | -17.0293 | -20.0973 | [15 empty] | #DIV/0! | #DIV/0! | [15 empty] | #DIV/0! | #DIV/0! | [15 empty] | #DIV/0! | #DIV/0!
[22 empty] | -17.0698 | -20.1364 | [15 empty] | #DIV/0! | #DIV/0! | [15 empty] | #DIV/0! | #DIV/0! | [15 empty] | #DIV/0! | #DIV/0!
[22 empty] | -17.1103 | -20.1754 | [15 empty] | #DIV/0! | #DIV/0! | [15 empty] | #DIV/0! | #DIV/0! | [15 empty] | #DIV/0! | #DIV/0!
[22 empty] | -17.1507 | -20.2144 | [15 empty] | #DIV/0! | #DIV/0! | [15 empty] | #DIV/0! | #DIV/0! | [15 empty] | #DIV/0! | #DIV/0!
[22 empty] | -17.1912 | -20.2532 | [15 empty] | #DIV/0! | #DIV/0! | [15 empty] | #DIV/0! | #DIV/0! | [15 empty] | #DIV/0! | #DIV/0!
[22 empty] | -17.2316 | -20.292 | [15 empty] | #DIV/0! | #DIV/0! | [15 empty] | #DIV/0! | #DIV/0! | [15 empty] | #DIV/0! | #DIV/0!
[22 empty] | -17.272 | -20.3307 | [15 empty] | #DIV/0! | #DIV/0! | [15 empty] | #DIV/0! | #DIV/0! | [15 empty] | #DIV/0! | #DIV/0!
[22 empty] | -17.3123 | -20.3692 | [15 empty] | #DIV/0! | #DIV/0! | [15 empty] | #DIV/0! | #DIV/0! | [15 empty] | #DIV/0! | #DIV/0!
[22 empty] | -17.3526 | -20.4077 | [15 empty] | #DIV/0! | #DIV/0! | [15 empty] | #DIV/0! | #DIV/0! | [15 empty] | #DIV/0! | #DIV/0!
[22 empty] | -17.3929 | -20.4462 | [15 empty] | #DIV/0! | #DIV/0! | [15 empty] | #DIV/0! | #DIV/0! | [15 empty] | #DIV/0! | #DIV/0!
[22 empty] | -17.4332 | -20.4845 | [15 empty] | #DIV/0! | #DIV/0! | [15 empty] | #DIV/0! | #DIV/0! | [15 empty] | #DIV/0! | #DIV/0!
[22 empty] | -17.4735 | -20.5227 | [15 empty] | #DIV/0! | #DIV/0! | [15 empty] | #DIV/0! | #DIV/0! | [15 empty] | #DIV/0! | #DIV/0!
[22 empty] | -17.5137 | -20.5609 | [15 empty] | #DIV/0! | #DIV/0! | [15 empty] | #DIV/0! | #DIV/0! | [15 empty] | #DIV/0! | #DIV/0!
[22 empty] | -17.5539 | -20.5989 | [15 empty] | #DIV/0! | #DIV/0! | [15 empty] | #DIV/0! | #DIV/0! | [15 empty] | #DIV/0! | #DIV/0!
[22 empty] | -17.594 | -20.6369 | [15 empty] | #DIV/0! | #DIV/0! | [15 empty] | #DIV/0! | #DIV/0! | [15 empty] | #DIV/0! | #DIV/0!
[22 empty] | -17.6342 | -20.6748 | [15 empty] | #DIV/0! | #DIV/0! | [15 empty] | #DIV/0! | #DIV/0! | [15 empty] | #DIV/0! | #DIV/0!
[22 empty] | -17.6743 | -20.7126 | [15 empty] | #DIV/0! | #DIV/0! | [15 empty] | #DIV/0! | #DIV/0! | [15 empty] | #DIV/0! | #DIV/0!
[22 empty] | -17.7144 | -20.7503 | [15 empty] | #DIV/0! | #DIV/0! | [15 empty] | #DIV/0! | #DIV/0! | [15 empty] | #DIV/0! | #DIV/0!
[22 empty] | -17.7544 | -20.7879 | [15 empty] | #DIV/0! | #DIV/0! | [15 empty] | #DIV/0! | #DIV/0! | [15 empty] | #DIV/0! | #DIV/0!
[22 empty] | -17.7944 | -20.8254 | [15 empty] | #DIV/0! | #DIV/0! | [15 empty] | #DIV/0! | #DIV/0! | [15 empty] | #DIV/0! | #DIV/0!
[22 empty] | -17.8344 | -20.8628 | [15 empty] | #DIV/0! | #DIV/0! | [15 empty] | #DIV/0! | #DIV/0! | [15 empty] | #DIV/0! | #DIV/0!
[22 empty] | -17.8744 | -20.9002 | [15 empty] | #DIV/0! | #DIV/0! | [15 empty] | #DIV/0! | #DIV/0! | [15 empty] | #DIV/0! | #DIV/0!
[22 empty] | -17.9144 | -20.9374 | [15 empty] | #DIV/0! | #DIV/0! | [15 empty] | #DIV/0! | #DIV/0! | [15 empty] | #DIV/0! | #DIV/0!
[22 empty] | -17.9543 | -20.9746 | [15 empty] | #DIV/0! | #DIV/0! | [15 empty] | #DIV/0! | #DIV/0! | [15 empty] | #DIV/0! | #DIV/0!
[22 empty] | -17.9942 | -21.0117 | [15 empty] | #DIV/0! | #DIV/0! | [15 empty] | #DIV/0! | #DIV/0! | [15 empty] | #DIV/0! | #DIV/0!
[22 empty] | -18.034 | -21.0487 | [15 empty] | #DIV/0! | #DIV/0! | [15 empty] | #DIV/0! | #DIV/0! | [15 empty] | #DIV/0! | #DIV/0!
[22 empty] | -18.0739 | -21.0856 | [15 empty] | #DIV/0! | #DIV/0! | [15 empty] | #DIV/0! | #DIV/0! | [15 empty] | #DIV/0! | #DIV/0!
[22 empty] | -18.1137 | -21.1224 | [15 empty] | #DIV/0! | #DIV/0! | [15 empty] | #DIV/0! | #DIV/0! | [15 empty] | #DIV/0! | #DIV/0!
[22 empty] | -18.1534 | -21.1591 | [15 empty] | #DIV/0! | #DIV/0! | [15 empty] | #DIV/0! | #DIV/0! | [15 empty] | #DIV/0! | #DIV/0!
[22 empty] | -18.1932 | -21.1957 | [15 empty] | #DIV/0! | #DIV/0! | [15 empty] | #DIV/0! | #DIV/0! | [15 empty] | #DIV/0! | #DIV/0!
[22 empty] | -18.2329 | -21.2322 | [15 empty] | #DIV/0! | #DIV/0! | [15 empty] | #DIV/0! | #DIV/0! | [15 empty] | #DIV/0! | #DIV/0!
[22 empty] | -18.2726 | -21.2687 | [15 empty] | #DIV/0! | #DIV/0! | [15 empty] | #DIV/0! | #DIV/0! | [15 empty] | #DIV/0! | #DIV/0!
[22 empty] | -18.3123 | -21.305 | [15 empty] | #DIV/0! | #DIV/0! | [15 empty] | #DIV/0! | #DIV/0! | [15 empty] | #DIV/0! | #DIV/0!
[22 empty] | -18.3519 | -21.3413 | [15 empty] | #DIV/0! | #DIV/0! | [15 empty] | #DIV/0! | #DIV/0! | [15 empty] | #DIV/0! | #DIV/0!
[22 empty] | -18.3915 | -21.3775 | [15 empty] | #DIV/0! | #DIV/0! | [15 empty] | #DIV/0! | #DIV/0! | [15 empty] | #DIV/0! | #DIV/0!
[22 empty] | -18.4311 | -21.4135 | [15 empty] | #DIV/0! | #DIV/0! | [15 empty] | #DIV/0! | #DIV/0! | [15 empty] | #DIV/0! | #DIV/0!
[22 empty] | -18.4706 | -21.4495 | [15 empty] | #DIV/0! | #DIV/0! | [15 empty] | #DIV/0! | #DIV/0! | [15 empty] | #DIV/0! | #DIV/0!
[22 empty] | -18.5101 | -21.4854 | [15 empty] | #DIV/0! | #DIV/0! | [15 empty] | #DIV/0! | #DIV/0! | [15 empty] | #DIV/0! | #DIV/0!
[22 empty] | -18.5496 | -21.5212 | [15 empty] | #DIV/0! | #DIV/0! | [15 empty] | #DIV/0! | #DIV/0! | [15 empty] | #DIV/0! | #DIV/0!
[22 empty] | -18.5891 | -21.5569 | [15 empty] | #DIV/0! | #DIV/0! | [15 empty] | #DIV/0! | #DIV/0! | [15 empty] | #DIV/0! | #DIV/0!
[22 empty] | -18.6285 | -21.5925 | [15 empty] | #DIV/0! | #DIV/0! | [15 empty] | #DIV/0! | #DIV/0! | [15 empty] | #DIV/0! | #DIV/0!
[22 empty] | -18.6679 | -21.6281 | [15 empty] | #DIV/0! | #DIV/0! | [15 empty] | #DIV/0! | #DIV/0! | [15 empty] | #DIV/0! | #DIV/0!
[22 empty] | -18.7073 | -21.6635 | [15 empty] | #DIV/0! | #DIV/0! | [15 empty] | #DIV/0! | #DIV/0! | [15 empty] | #DIV/0! | #DIV/0!
[22 empty] | -18.7466 | -21.6988 | [15 empty] | #DIV/0! | #DIV/0! | [15 empty] | #DIV/0! | #DIV/0! | [15 empty] | #DIV/0! | #DIV/0!
[22 empty] | -18.7859 | -21.7341 | [15 empty] | #DIV/0! | #DIV/0! | [15 empty] | #DIV/0! | #DIV/0! | [15 empty] | #DIV/0! | #DIV/0!
[22 empty] | -18.8252 | -21.7693 | [15 empty] | #DIV/0! | #DIV/0! | [15 empty] | #DIV/0! | #DIV/0! | [15 empty] | #DIV/0! | #DIV/0!
[22 empty] | -18.8645 | -21.8043 | [15 empty] | #DIV/0! | #DIV/0! | [15 empty] | #DIV/0! | #DIV/0! | [15 empty] | #DIV/0! | #DIV/0!
[22 empty] | -18.9037 | -21.8393 | [15 empty] | #DIV/0! | #DIV/0! | [15 empty] | #DIV/0! | #DIV/0! | [15 empty] | #DIV/0! | #DIV/0!
[22 empty] | -18.9429 | -21.8742 | [15 empty] | #DIV/0! | #DIV/0! | [15 empty] | #DIV/0! | #DIV/0! | [15 empty] | #DIV/0! | #DIV/0!
[22 empty] | -18.982 | -21.909 | [15 empty] | #DIV/0! | #DIV/0! | [15 empty] | #DIV/0! | #DIV/0! | [15 empty] | #DIV/0! | #DIV/0!
[22 empty] | -19.0211 | -21.9437 | [15 empty] | #DIV/0! | #DIV/0! | [15 empty] | #DIV/0! | #DIV/0! | [15 empty] | #DIV/0! | #DIV/0!
[22 empty] | -19.0602 | -21.9783 | [15 empty] | #DIV/0! | #DIV/0! | [15 empty] | #DIV/0! | #DIV/0! | [15 empty] | #DIV/0! | #DIV/0!
[22 empty] | -19.0993 | -22.0128 | [15 empty] | #DIV/0! | #DIV/0! | [15 empty] | #DIV/0! | #DIV/0! | [15 empty] | #DIV/0! | #DIV/0!
[22 empty] | -19.1383 | -22.0472 | [15 empty] | #DIV/0! | #DIV/0! | [15 empty] | #DIV/0! | #DIV/0! | [15 empty] | #DIV/0! | #DIV/0!
[22 empty] | -19.1773 | -22.0815 | [15 empty] | #DIV/0! | #DIV/0! | [15 empty] | #DIV/0! | #DIV/0! | [15 empty] | #DIV/0! | #DIV/0!
[22 empty] | -19.2163 | -22.1157 | [15 empty] | #DIV/0! | #DIV/0! | [15 empty] | #DIV/0! | #DIV/0! | [15 empty] | #DIV/0! | #DIV/0!
[22 empty] | -19.2553 | -22.1499 | [15 empty] | #DIV/0! | #DIV/0! | [15 empty] | #DIV/0! | #DIV/0! | [15 empty] | #DIV/0! | #DIV/0!
[22 empty] | -19.2942 | -22.1839 | [15 empty] | #DIV/0! | #DIV/0! | [15 empty] | #DIV/0! | #DIV/0! | [15 empty] | #DIV/0! | #DIV/0!
[22 empty] | -19.3331 | -22.2179 | [15 empty] | #DIV/0! | #DIV/0! | [15 empty] | #DIV/0! | #DIV/0! | [15 empty] | #DIV/0! | #DIV/0!
[22 empty] | -19.3719 | -22.2517 | [15 empty] | #DIV/0! | #DIV/0! | [15 empty] | #DIV/0! | #DIV/0! | [15 empty] | #DIV/0! | #DIV/0!
[22 empty] | -19.4107 | -22.2855 | [15 empty] | #DIV/0! | #DIV/0! | [15 empty] | #DIV/0! | #DIV/0! | [15 empty] | #DIV/0! | #DIV/0!
[22 empty] | -19.4495 | -22.3192 | [15 empty] | #DIV/0! | #DIV/0! | [15 empty] | #DIV/0! | #DIV/0! | [15 empty] | #DIV/0! | #DIV/0!
[22 empty] | -19.4883 | -22.3527 | [15 empty] | #DIV/0! | #DIV/0! | [15 empty] | #DIV/0! | #DIV/0! | [15 empty] | #DIV/0! | #DIV/0!
[22 empty] | -19.527 | -22.3862 | [15 empty] | #DIV/0! | #DIV/0! | [15 empty] | #DIV/0! | #DIV/0! | [15 empty] | #DIV/0! | #DIV/0!
[22 empty] | -19.5657 | -22.4196 | [15 empty] | #DIV/0! | #DIV/0! | [15 empty] | #DIV/0! | #DIV/0! | [15 empty] | #DIV/0! | #DIV/0!
[22 empty] | -19.6043 | -22.4529 | [15 empty] | #DIV/0! | #DIV/0! | [15 empty] | #DIV/0! | #DIV/0! | [15 empty] | #DIV/0! | #DIV/0!
[22 empty] | -19.643 | -22.4861 | [15 empty] | #DIV/0! | #DIV/0! | [15 empty] | #DIV/0! | #DIV/0! | [15 empty] | #DIV/0! | #DIV/0!
[22 empty] | -19.6816 | -22.5192 | [15 empty] | #DIV/0! | #DIV/0! | [15 empty] | #DIV/0! | #DIV/0! | [15 empty] | #DIV/0! | #DIV/0!
[22 empty] | -19.7201 | -22.5522 | [15 empty] | #DIV/0! | #DIV/0! | [15 empty] | #DIV/0! | #DIV/0! | [15 empty] | #DIV/0! | #DIV/0!
[22 empty] | -19.7586 | -22.5851 | [15 empty] | #DIV/0! | #DIV/0! | [15 empty] | #DIV/0! | #DIV/0! | [15 empty] | #DIV/0! | #DIV/0!
[22 empty] | -19.7971 | -22.6179 | [15 empty] | #DIV/0! | #DIV/0! | [15 empty] | #DIV/0! | #DIV/0! | [15 empty] | #DIV/0! | #DIV/0!
[22 empty] | -19.8356 | -22.6507 | [15 empty] | #DIV/0! | #DIV/0! | [15 empty] | #DIV/0! | #DIV/0! | [15 empty] | #DIV/0! | #DIV/0!
[22 empty] | -19.874 | -22.6833 | [15 empty] | #DIV/0! | #DIV/0! | [15 empty] | #DIV/0! | #DIV/0! | [15 empty] | #DIV/0! | #DIV/0!
[22 empty] | -19.9124 | -22.7158 | [15 empty] | #DIV/0! | #DIV/0! | [15 empty] | #DIV/0! | #DIV/0! | [15 empty] | #DIV/0! | #DIV/0!
[22 empty] | -19.9508 | -22.7483 | [15 empty] | #DIV/0! | #DIV/0! | [15 empty] | #DIV/0! | #DIV/0! | [15 empty] | #DIV/0! | #DIV/0!
[22 empty] | -19.9891 | -22.7806 | [15 empty] | #DIV/0! | #DIV/0! | [15 empty] | #DIV/0! | #DIV/0! | [15 empty] | #DIV/0! | #DIV/0!
[22 empty] | -20.0274 | -22.8129 | [15 empty] | #DIV/0! | #DIV/0! | [15 empty] | #DIV/0! | #DIV/0! | [15 empty] | #DIV/0! | #DIV/0!
[22 empty] | -20.0657 | -22.845 | [15 empty] | #DIV/0! | #DIV/0! | [15 empty] | #DIV/0! | #DIV/0! | [15 empty] | #DIV/0! | #DIV/0!
[22 empty] | -20.1039 | -22.8771 | [15 empty] | #DIV/0! | #DIV/0! | [15 empty] | #DIV/0! | #DIV/0! | [15 empty] | #DIV/0! | #DIV/0!
[22 empty] | -20.1421 | -22.909 | [15 empty] | #DIV/0! | #DIV/0! | [15 empty] | #DIV/0! | #DIV/0! | [15 empty] | #DIV/0! | #DIV/0!
[22 empty] | -20.1803 | -22.9409 | [15 empty] | #DIV/0! | #DIV/0! | [15 empty] | #DIV/0! | #DIV/0! | [15 empty] | #DIV/0! | #DIV/0!
[22 empty] | -20.2184 | -22.9727 | [15 empty] | #DIV/0! | #DIV/0! | [15 empty] | #DIV/0! | #DIV/0! | [15 empty] | #DIV/0! | #DIV/0!
[22 empty] | -20.2565 | -23.0044 | [15 empty] | #DIV/0! | #DIV/0! | [15 empty] | #DIV/0! | #DIV/0! | [15 empty] | #DIV/0! | #DIV/0!
[22 empty] | -20.2946 | -23.0359 | [15 empty] | #DIV/0! | #DIV/0! | [15 empty] | #DIV/0! | #DIV/0! | [15 empty] | #DIV/0! | #DIV/0!
[22 empty] | -20.3326 | -23.0674 | [15 empty] | #DIV/0! | #DIV/0! | [15 empty] | #DIV/0! | #DIV/0! | [15 empty] | #DIV/0! | #DIV/0!
[22 empty] | -20.3706 | -23.0988 | [15 empty] | #DIV/0! | #DIV/0! | [15 empty] | #DIV/0! | #DIV/0! | [15 empty] | #DIV/0! | #DIV/0!
[22 empty] | -20.4086 | -23.1301 | [15 empty] | #DIV/0! | #DIV/0! | [15 empty] | #DIV/0! | #DIV/0! | [15 empty] | #DIV/0! | #DIV/0!
[22 empty] | -20.4465 | -23.1613 | [15 empty] | #DIV/0! | #DIV/0! | [15 empty] | #DIV/0! | #DIV/0! | [15 empty] | #DIV/0! | #DIV/0!
[22 empty] | -20.4844 | -23.1924 | [15 empty] | #DIV/0! | #DIV/0! | [15 empty] | #DIV/0! | #DIV/0! | [15 empty] | #DIV/0! | #DIV/0!
[22 empty] | -20.5223 | -23.2234 | [15 empty] | #DIV/0! | #DIV/0! | [15 empty] | #DIV/0! | #DIV/0! | [15 empty] | #DIV/0! | #DIV/0!
[22 empty] | -20.5601 | -23.2543 | [15 empty] | #DIV/0! | #DIV/0! | [15 empty] | #DIV/0! | #DIV/0! | [15 empty] | #DIV/0! | #DIV/0!
[22 empty] | -20.5979 | -23.2851 | [15 empty] | #DIV/0! | #DIV/0! | [15 empty] | #DIV/0! | #DIV/0! | [15 empty] | #DIV/0! | #DIV/0!
[22 empty] | -20.6357 | -23.3159 | [15 empty] | #DIV/0! | #DIV/0! | [15 empty] | #DIV/0! | #DIV/0! | [15 empty] | #DIV/0! | #DIV/0!
[22 empty] | -20.6734 | -23.3465 | [15 empty] | #DIV/0! | #DIV/0! | [15 empty] | #DIV/0! | #DIV/0! | [15 empty] | #DIV/0! | #DIV/0!
[22 empty] | -20.7111 | -23.377 | [15 empty] | #DIV/0! | #DIV/0! | [15 empty] | #DIV/0! | #DIV/0! | [15 empty] | #DIV/0! | #DIV/0!
[22 empty] | -20.7487 | -23.4074 | [15 empty] | #DIV/0! | #DIV/0! | [15 empty] | #DIV/0! | #DIV/0! | [15 empty] | #DIV/0! | #DIV/0!
[22 empty] | -20.7864 | -23.4378 | [15 empty] | #DIV/0! | #DIV/0! | [15 empty] | #DIV/0! | #DIV/0! | [15 empty] | #DIV/0! | #DIV/0!
[22 empty] | -20.8239 | -23.468 | [15 empty] | #DIV/0! | #DIV/0! | [15 empty] | #DIV/0! | #DIV/0! | [15 empty] | #DIV/0! | #DIV/0!
[22 empty] | -20.8615 | -23.4981 | [15 empty] | #DIV/0! | #DIV/0! | [15 empty] | #DIV/0! | #DIV/0! | [15 empty] | #DIV/0! | #DIV/0!
[22 empty] | -20.899 | -23.5282 | [15 empty] | #DIV/0! | #DIV/0! | [15 empty] | #DIV/0! | #DIV/0! | [15 empty] | #DIV/0! | #DIV/0!
[22 empty] | -20.9365 | -23.5581 | [15 empty] | #DIV/0! | #DIV/0! | [15 empty] | #DIV/0! | #DIV/0! | [15 empty] | #DIV/0! | #DIV/0!
[22 empty] | -20.9739 | -23.588 | [15 empty] | #DIV/0! | #DIV/0! | [15 empty] | #DIV/0! | #DIV/0! | [15 empty] | #DIV/0! | #DIV/0!
[22 empty] | -21.0113 | -23.6177 | [15 empty] | #DIV/0! | #DIV/0! | [15 empty] | #DIV/0! | #DIV/0! | [15 empty] | #DIV/0! | #DIV/0!
[22 empty] | -21.0487 | -23.6474 | [15 empty] | #DIV/0! | #DIV/0! | [15 empty] | #DIV/0! | #DIV/0! | [15 empty] | #DIV/0! | #DIV/0!
[22 empty] | -21.086 | -23.6769 | [15 empty] | #DIV/0! | #DIV/0! | [15 empty] | #DIV/0! | #DIV/0! | [15 empty] | #DIV/0! | #DIV/0!
[22 empty] | -21.1233 | -23.7064 | [15 empty] | #DIV/0! | #DIV/0! | [15 empty] | #DIV/0! | #DIV/0! | [15 empty] | #DIV/0! | #DIV/0!
[22 empty] | -21.1606 | -23.7358 | [15 empty] | #DIV/0! | #DIV/0! | [15 empty] | #DIV/0! | #DIV/0! | [15 empty] | #DIV/0! | #DIV/0!
[22 empty] | -21.1978 | -23.765 | [15 empty] | #DIV/0! | #DIV/0! | [15 empty] | #DIV/0! | #DIV/0! | [15 empty] | #DIV/0! | #DIV/0!
[22 empty] | -21.235 | -23.7942 | [15 empty] | #DIV/0! | #DIV/0! | [15 empty] | #DIV/0! | #DIV/0! | [15 empty] | #DIV/0! | #DIV/0!
[22 empty] | -21.2721 | -23.8233 | [15 empty] | #DIV/0! | #DIV/0! | [15 empty] | #DIV/0! | #DIV/0! | [15 empty] | #DIV/0! | #DIV/0!
[22 empty] | -21.3093 | -23.8522 | [15 empty] | #DIV/0! | #DIV/0! | [15 empty] | #DIV/0! | #DIV/0! | [15 empty] | #DIV/0! | #DIV/0!
[22 empty] | -21.3463 | -23.8811 | [15 empty] | #DIV/0! | #DIV/0! | [15 empty] | #DIV/0! | #DIV/0! | [15 empty] | #DIV/0! | #DIV/0!
[22 empty] | -21.3834 | -23.9099 | [15 empty] | #DIV/0! | #DIV/0! | [15 empty] | #DIV/0! | #DIV/0! | [15 empty] | #DIV/0! | #DIV/0!
[22 empty] | -21.4204 | -23.9386 | [15 empty] | #DIV/0! | #DIV/0! | [15 empty] | #DIV/0! | #DIV/0! | [15 empty] | #DIV/0! | #DIV/0!
[22 empty] | -21.4573 | -23.9671 | [15 empty] | #DIV/0! | #DIV/0! | [15 empty] | #DIV/0! | #DIV/0! | [15 empty] | #DIV/0! | #DIV/0!
[22 empty] | -21.4943 | -23.9956 | [15 empty] | #DIV/0! | #DIV/0! | [15 empty] | #DIV/0! | #DIV/0! | [15 empty] | #DIV/0! | #DIV/0!
[22 empty] | -21.5312 | -24.024 | [15 empty] | #DIV/0! | #DIV/0! | [15 empty] | #DIV/0! | #DIV/0! | [15 empty] | #DIV/0! | #DIV/0!
[22 empty] | -21.568 | -24.0523 | [15 empty] | #DIV/0! | #DIV/0! | [15 empty] | #DIV/0! | #DIV/0! | [15 empty] | #DIV/0! | #DIV/0!
[22 empty] | -21.6048 | -24.0805 | [15 empty] | #DIV/0! | #DIV/0! | [15 empty] | #DIV/0! | #DIV/0! | [15 empty] | #DIV/0! | #DIV/0!
[22 empty] | -21.6416 | -24.1086 | [15 empty] | #DIV/0! | #DIV/0! | [15 empty] | #DIV/0! | #DIV/0! | [15 empty] | #DIV/0! | #DIV/0!
[22 empty] | -21.6784 | -24.1366 | [15 empty] | #DIV/0! | #DIV/0! | [15 empty] | #DIV/0! | #DIV/0! | [15 empty] | #DIV/0! | #DIV/0!
[22 empty] | -21.7151 | -24.1645 | [15 empty] | #DIV/0! | #DIV/0! | [15 empty] | #DIV/0! | #DIV/0! | [15 empty] | #DIV/0! | #DIV/0!
[22 empty] | -21.7517 | -24.1923 | [15 empty] | #DIV/0! | #DIV/0! | [15 empty] | #DIV/0! | #DIV/0! | [15 empty] | #DIV/0! | #DIV/0!
[22 empty] | -21.7884 | -24.22 | [15 empty] | #DIV/0! | #DIV/0! | [15 empty] | #DIV/0! | #DIV/0! | [15 empty] | #DIV/0! | #DIV/0!
[22 empty] | -21.8249 | -24.2476 | [15 empty] | #DIV/0! | #DIV/0! | [15 empty] | #DIV/0! | #DIV/0! | [15 empty] | #DIV/0! | #DIV/0!
[22 empty] | -21.8615 | -24.2751 | [15 empty] | #DIV/0! | #DIV/0! | [15 empty] | #DIV/0! | #DIV/0! | [15 empty] | #DIV/0! | #DIV/0!
[22 empty] | -21.898 | -24.3025 | [15 empty] | #DIV/0! | #DIV/0! | [15 empty] | #DIV/0! | #DIV/0! | [15 empty] | #DIV/0! | #DIV/0!
[22 empty] | -21.9345 | -24.3298 | [15 empty] | #DIV/0! | #DIV/0! | [15 empty] | #DIV/0! | #DIV/0! | [15 empty] | #DIV/0! | #DIV/0!
[22 empty] | -21.9709 | -24.357 | [15 empty] | #DIV/0! | #DIV/0! | [15 empty] | #DIV/0! | #DIV/0! | [15 empty] | #DIV/0! | #DIV/0!
[22 empty] | -22.0073 | -24.3841 | [15 empty] | #DIV/0! | #DIV/0! | [15 empty] | #DIV/0! | #DIV/0! | [15 empty] | #DIV/0! | #DIV/0!
[22 empty] | -22.0437 | -24.4111 | [15 empty] | #DIV/0! | #DIV/0! | [15 empty] | #DIV/0! | #DIV/0! | [15 empty] | #DIV/0! | #DIV/0!
[22 empty] | -22.08 | -24.438 | [15 empty] | #DIV/0! | #DIV/0! | [15 empty] | #DIV/0! | #DIV/0! | [15 empty] | #DIV/0! | #DIV/0!
[22 empty] | -22.1163 | -24.4649 | [15 empty] | #DIV/0! | #DIV/0! | [15 empty] | #DIV/0! | #DIV/0! | [15 empty] | #DIV/0! | #DIV/0!
[22 empty] | -22.1525 | -24.4916 | [15 empty] | #DIV/0! | #DIV/0! | [15 empty] | #DIV/0! | #DIV/0! | [15 empty] | #DIV/0! | #DIV/0!
[22 empty] | -22.1887 | -24.5182 | [15 empty] | #DIV/0! | #DIV/0! | [15 empty] | #DIV/0! | #DIV/0! | [15 empty] | #DIV/0! | #DIV/0!
[22 empty] | -22.2249 | -24.5447 | [15 empty] | #DIV/0! | #DIV/0! | [15 empty] | #DIV/0! | #DIV/0! | [15 empty] | #DIV/0! | #DIV/0!
[22 empty] | -22.261 | -24.5711 | [15 empty] | #DIV/0! | #DIV/0! | [15 empty] | #DIV/0! | #DIV/0! | [15 empty] | #DIV/0! | #DIV/0!
[22 empty] | -22.2971 | -24.5974 | [15 empty] | #DIV/0! | #DIV/0! | [15 empty] | #DIV/0! | #DIV/0! | [15 empty] | #DIV/0! | #DIV/0!
[22 empty] | -22.3331 | -24.6237 | [15 empty] | #DIV/0! | #DIV/0! | [15 empty] | #DIV/0! | #DIV/0! | [15 empty] | #DIV/0! | #DIV/0!
[22 empty] | -22.3691 | -24.6498 | [15 empty] | #DIV/0! | #DIV/0! | [15 empty] | #DIV/0! | #DIV/0! | [15 empty] | #DIV/0! | #DIV/0!
[22 empty] | -22.4051 | -24.6758 | [15 empty] | #DIV/0! | #DIV/0! | [15 empty] | #DIV/0! | #DIV/0! | [15 empty] | #DIV/0! | #DIV/0!
[22 empty] | -22.441 | -24.7017 | [15 empty] | #DIV/0! | #DIV/0! | [15 empty] | #DIV/0! | #DIV/0! | [15 empty] | #DIV/0! | #DIV/0!
[22 empty] | -22.4769 | -24.7276 | [15 empty] | #DIV/0! | #DIV/0! | [15 empty] | #DIV/0! | #DIV/0! | [15 empty] | #DIV/0! | #DIV/0!
[22 empty] | -22.5128 | -24.7533 | [15 empty] | #DIV/0! | #DIV/0! | [15 empty] | #DIV/0! | #DIV/0! | [15 empty] | #DIV/0! | #DIV/0!
[22 empty] | -22.5486 | -24.7789 | [15 empty] | #DIV/0! | #DIV/0! | [15 empty] | #DIV/0! | #DIV/0! | [15 empty] | #DIV/0! | #DIV/0!
[22 empty] | -22.5843 | -24.8044 | [15 empty] | #DIV/0! | #DIV/0! | [15 empty] | #DIV/0! | #DIV/0! | [15 empty] | #DIV/0! | #DIV/0!
[22 empty] | -22.62 | -24.8299 | [15 empty] | #DIV/0! | #DIV/0! | [15 empty] | #DIV/0! | #DIV/0! | [15 empty] | #DIV/0! | #DIV/0!
[22 empty] | -22.6557 | -24.8552 | [15 empty] | #DIV/0! | #DIV/0! | [15 empty] | #DIV/0! | #DIV/0! | [15 empty] | #DIV/0! | #DIV/0!
[22 empty] | -22.6914 | -24.8804 | [15 empty] | #DIV/0! | #DIV/0! | [15 empty] | #DIV/0! | #DIV/0! | [15 empty] | #DIV/0! | #DIV/0!
[22 empty] | -22.727 | -24.9056 | [15 empty] | #DIV/0! | #DIV/0! | [15 empty] | #DIV/0! | #DIV/0! | [15 empty] | #DIV/0! | #DIV/0!
[22 empty] | -22.7625 | -24.9306 | [15 empty] | #DIV/0! | #DIV/0! | [15 empty] | #DIV/0! | #DIV/0! | [15 empty] | #DIV/0! | #DIV/0!
[22 empty] | -22.798 | -24.9555 | [15 empty] | #DIV/0! | #DIV/0! | [15 empty] | #DIV/0! | #DIV/0! | [15 empty] | #DIV/0! | #DIV/0!
[22 empty] | -22.8335 | -24.9804 | [15 empty] | #DIV/0! | #DIV/0! | [15 empty] | #DIV/0! | #DIV/0! | [15 empty] | #DIV/0! | #DIV/0!
[22 empty] | -22.869 | -25.0051 | [15 empty] | #DIV/0! | #DIV/0! | [15 empty] | #DIV/0! | #DIV/0! | [15 empty] | #DIV/0! | #DIV/0!
[22 empty] | -22.9043 | -25.0297 | [15 empty] | #DIV/0! | #DIV/0! | [15 empty] | #DIV/0! | #DIV/0! | [15 empty] | #DIV/0! | #DIV/0!
[22 empty] | -22.9397 | -25.0543 | [15 empty] | #DIV/0! | #DIV/0! | [15 empty] | #DIV/0! | #DIV/0! | [15 empty] | #DIV/0! | #DIV/0!
[22 empty] | -22.975 | -25.0787 | [15 empty] | #DIV/0! | #DIV/0! | [15 empty] | #DIV/0! | #DIV/0! | [15 empty] | #DIV/0! | #DIV/0!
[22 empty] | -23.0103 | -25.103 | [15 empty] | #DIV/0! | #DIV/0! | [15 empty] | #DIV/0! | #DIV/0! | [15 empty] | #DIV/0! | #DIV/0!
[22 empty] | -23.0455 | -25.1273 | [15 empty] | #DIV/0! | #DIV/0! | [15 empty] | #DIV/0! | #DIV/0! | [15 empty] | #DIV/0! | #DIV/0!
[22 empty] | -23.0807 | -25.1514 | [15 empty] | #DIV/0! | #DIV/0! | [15 empty] | #DIV/0! | #DIV/0! | [15 empty] | #DIV/0! | #DIV/0!
[22 empty] | -23.1158 | -25.1754 | [15 empty] | #DIV/0! | #DIV/0! | [15 empty] | #DIV/0! | #DIV/0! | [15 empty] | #DIV/0! | #DIV/0!
[22 empty] | -23.1509 | -25.1994 | [15 empty] | #DIV/0! | #DIV/0! | [15 empty] | #DIV/0! | #DIV/0! | [15 empty] | #DIV/0! | #DIV/0!
[22 empty] | -23.186 | -25.2232 | [15 empty] | #DIV/0! | #DIV/0! | [15 empty] | #DIV/0! | #DIV/0! | [15 empty] | #DIV/0! | #DIV/0!
[22 empty] | -23.221 | -25.247 | [15 empty] | #DIV/0! | #DIV/0! | [15 empty] | #DIV/0! | #DIV/0! | [15 empty] | #DIV/0! | #DIV/0!
[22 empty] | -23.256 | -25.2706 | [15 empty] | #DIV/0! | #DIV/0! | [15 empty] | #DIV/0! | #DIV/0! | [15 empty] | #DIV/0! | #DIV/0!
[22 empty] | -23.2909 | -25.2941 | [15 empty] | #DIV/0! | #DIV/0! | [15 empty] | #DIV/0! | #DIV/0! | [15 empty] | #DIV/0! | #DIV/0!
[22 empty] | -23.3258 | -25.3176 | [15 empty] | #DIV/0! | #DIV/0! | [15 empty] | #DIV/0! | #DIV/0! | [15 empty] | #DIV/0! | #DIV/0!
[22 empty] | -23.3606 | -25.3409 | [15 empty] | #DIV/0! | #DIV/0! | [15 empty] | #DIV/0! | #DIV/0! | [15 empty] | #DIV/0! | #DIV/0!
[22 empty] | -23.3954 | -25.3641 | [15 empty] | #DIV/0! | #DIV/0! | [15 empty] | #DIV/0! | #DIV/0! | [15 empty] | #DIV/0! | #DIV/0!
[22 empty] | -23.4302 | -25.3873 | [15 empty] | #DIV/0! | #DIV/0! | [15 empty] | #DIV/0! | #DIV/0! | [15 empty] | #DIV/0! | #DIV/0!
[22 empty] | -23.4649 | -25.4103 | [15 empty] | #DIV/0! | #DIV/0! | [15 empty] | #DIV/0! | #DIV/0! | [15 empty] | #DIV/0! | #DIV/0!
[22 empty] | -23.4996 | -25.4333 | [15 empty] | #DIV/0! | #DIV/0! | [15 empty] | #DIV/0! | #DIV/0! | [15 empty] | #DIV/0! | #DIV/0!
[22 empty] | -23.5342 | -25.4561 | [15 empty] | #DIV/0! | #DIV/0! | [15 empty] | #DIV/0! | #DIV/0! | [15 empty] | #DIV/0! | #DIV/0!
[22 empty] | -23.5688 | -25.4788 | [15 empty] | #DIV/0! | #DIV/0! | [15 empty] | #DIV/0! | #DIV/0! | [15 empty] | #DIV/0! | #DIV/0!
[22 empty] | -23.6033 | -25.5015 | [15 empty] | #DIV/0! | #DIV/0! | [15 empty] | #DIV/0! | #DIV/0! | [15 empty] | #DIV/0! | #DIV/0!
[22 empty] | -23.6378 | -25.524 | [15 empty] | #DIV/0! | #DIV/0! | [15 empty] | #DIV/0! | #DIV/0! | [15 empty] | #DIV/0! | #DIV/0!
[22 empty] | -23.6722 | -25.5465 | [15 empty] | #DIV/0! | #DIV/0! | [15 empty] | #DIV/0! | #DIV/0! | [15 empty] | #DIV/0! | #DIV/0!
[22 empty] | -23.7066 | -25.5688 | [15 empty] | #DIV/0! | #DIV/0! | [15 empty] | #DIV/0! | #DIV/0! | [15 empty] | #DIV/0! | #DIV/0!
[22 empty] | -23.741 | -25.591 | [15 empty] | #DIV/0! | #DIV/0! | [15 empty] | #DIV/0! | #DIV/0! | [15 empty] | #DIV/0! | #DIV/0!
[22 empty] | -23.7753 | -25.6132 | [15 empty] | #DIV/0! | #DIV/0! | [15 empty] | #DIV/0! | #DIV/0! | [15 empty] | #DIV/0! | #DIV/0!
[22 empty] | -23.8096 | -25.6352 | [15 empty] | #DIV/0! | #DIV/0! | [15 empty] | #DIV/0! | #DIV/0! | [15 empty] | #DIV/0! | #DIV/0!
[22 empty] | -23.8438 | -25.6571 | [15 empty] | #DIV/0! | #DIV/0! | [15 empty] | #DIV/0! | #DIV/0! | [15 empty] | #DIV/0! | #DIV/0!
[22 empty] | -23.878 | -25.679 | [15 empty] | #DIV/0! | #DIV/0! | [15 empty] | #DIV/0! | #DIV/0! | [15 empty] | #DIV/0! | #DIV/0!
[22 empty] | -23.9121 | -25.7007 | [15 empty] | #DIV/0! | #DIV/0! | [15 empty] | #DIV/0! | #DIV/0! | [15 empty] | #DIV/0! | #DIV/0!
[22 empty] | -23.9462 | -25.7224 | [15 empty] | #DIV/0! | #DIV/0! | [15 empty] | #DIV/0! | #DIV/0! | [15 empty] | #DIV/0! | #DIV/0!
[22 empty] | -23.9803 | -25.7439 | [15 empty] | #DIV/0! | #DIV/0! | [15 empty] | #DIV/0! | #DIV/0! | [15 empty] | #DIV/0! | #DIV/0!
[22 empty] | -24.0143 | -25.7653 | [15 empty] | #DIV/0! | #DIV/0! | [15 empty] | #DIV/0! | #DIV/0! | [15 empty] | #DIV/0! | #DIV/0!
[22 empty] | -24.0482 | -25.7867 | [15 empty] | #DIV/0! | #DIV/0! | [15 empty] | #DIV/0! | #DIV/0! | [15 empty] | #DIV/0! | #DIV/0!
[22 empty] | -24.0821 | -25.8079 | [15 empty] | #DIV/0! | #DIV/0! | [15 empty] | #DIV/0! | #DIV/0! | [15 empty] | #DIV/0! | #DIV/0!
[22 empty] | -24.116 | -25.829 | [15 empty] | #DIV/0! | #DIV/0! | [15 empty] | #DIV/0! | #DIV/0! | [15 empty] | #DIV/0! | #DIV/0!
[22 empty] | -24.1498 | -25.8501 | [15 empty] | #DIV/0! | #DIV/0! | [15 empty] | #DIV/0! | #DIV/0! | [15 empty] | #DIV/0! | #DIV/0!
[22 empty] | -24.1836 | -25.871 | [15 empty] | #DIV/0! | #DIV/0! | [15 empty] | #DIV/0! | #DIV/0! | [15 empty] | #DIV/0! | #DIV/0!
[22 empty] | -24.2173 | -25.8918 | [15 empty] | #DIV/0! | #DIV/0! | [15 empty] | #DIV/0! | #DIV/0! | [15 empty] | #DIV/0! | #DIV/0!
[22 empty] | -24.251 | -25.9126 | [15 empty] | #DIV/0! | #DIV/0! | [15 empty] | #DIV/0! | #DIV/0! | [15 empty] | #DIV/0! | #DIV/0!
[22 empty] | -24.2846 | -25.9332 | [15 empty] | #DIV/0! | #DIV/0! | [15 empty] | #DIV/0! | #DIV/0! | [15 empty] | #DIV/0! | #DIV/0!
[22 empty] | -24.3182 | -25.9538 | [15 empty] | #DIV/0! | #DIV/0! | [15 empty] | #DIV/0! | #DIV/0! | [15 empty] | #DIV/0! | #DIV/0!
[22 empty] | -24.3517 | -25.9742 | [15 empty] | #DIV/0! | #DIV/0! | [15 empty] | #DIV/0! | #DIV/0! | [15 empty] | #DIV/0! | #DIV/0!
[22 empty] | -24.3852 | -25.9945 | [15 empty] | #DIV/0! | #DIV/0! | [15 empty] | #DIV/0! | #DIV/0! | [15 empty] | #DIV/0! | #DIV/0!
[22 empty] | -24.4187 | -26.0148 | [15 empty] | #DIV/0! | #DIV/0! | [15 empty] | #DIV/0! | #DIV/0! | [15 empty] | #DIV/0! | #DIV/0!
[22 empty] | -24.4521 | -26.0349 | [15 empty] | #DIV/0! | #DIV/0! | [15 empty] | #DIV/0! | #DIV/0! | [15 empty] | #DIV/0! | #DIV/0!
[22 empty] | -24.4854 | -26.0549 | [15 empty] | #DIV/0! | #DIV/0! | [15 empty] | #DIV/0! | #DIV/0! | [15 empty] | #DIV/0! | #DIV/0!
[22 empty] | -24.5187 | -26.0749 | [15 empty] | #DIV/0! | #DIV/0! | [15 empty] | #DIV/0! | #DIV/0! | [15 empty] | #DIV/0! | #DIV/0!
[22 empty] | -24.552 | -26.0947 | [15 empty] | #DIV/0! | #DIV/0! | [15 empty] | #DIV/0! | #DIV/0! | [15 empty] | #DIV/0! | #DIV/0!
[22 empty] | -24.5852 | -26.1144 | [15 empty] | #DIV/0! | #DIV/0! | [15 empty] | #DIV/0! | #DIV/0! | [15 empty] | #DIV/0! | #DIV/0!
[22 empty] | -24.6183 | -26.1341 | [15 empty] | #DIV/0! | #DIV/0! | [15 empty] | #DIV/0! | #DIV/0! | [15 empty] | #DIV/0! | #DIV/0!
[22 empty] | -24.6515 | -26.1536 | [15 empty] | #DIV/0! | #DIV/0! | [15 empty] | #DIV/0! | #DIV/0! | [15 empty] | #DIV/0! | #DIV/0!
[22 empty] | -24.6845 | -26.173 | [15 empty] | #DIV/0! | #DIV/0! | [15 empty] | #DIV/0! | #DIV/0! | [15 empty] | #DIV/0! | #DIV/0!
[22 empty] | -24.7175 | -26.1923 | [15 empty] | #DIV/0! | #DIV/0! | [15 empty] | #DIV/0! | #DIV/0! | [15 empty] | #DIV/0! | #DIV/0!
[22 empty] | -24.7505 | -26.2116 | [15 empty] | #DIV/0! | #DIV/0! | [15 empty] | #DIV/0! | #DIV/0! | [15 empty] | #DIV/0! | #DIV/0!
[22 empty] | -24.7834 | -26.2307 | [15 empty] | #DIV/0! | #DIV/0! | [15 empty] | #DIV/0! | #DIV/0! | [15 empty] | #DIV/0! | #DIV/0!
[22 empty] | -24.8163 | -26.2497 | [15 empty] | #DIV/0! | #DIV/0! | [15 empty] | #DIV/0! | #DIV/0! | [15 empty] | #DIV/0! | #DIV/0!
[22 empty] | -24.8491 | -26.2687 | [15 empty] | #DIV/0! | #DIV/0! | [15 empty] | #DIV/0! | #DIV/0! | [15 empty] | #DIV/0! | #DIV/0!
[22 empty] | -24.8819 | -26.2875 | [15 empty] | #DIV/0! | #DIV/0! | [15 empty] | #DIV/0! | #DIV/0! | [15 empty] | #DIV/0! | #DIV/0!
[22 empty] | -24.9146 | -26.3062 | [15 empty] | #DIV/0! | #DIV/0! | [15 empty] | #DIV/0! | #DIV/0! | [15 empty] | #DIV/0! | #DIV/0!
[22 empty] | -24.9473 | -26.3249 | [15 empty] | #DIV/0! | #DIV/0! | [15 empty] | #DIV/0! | #DIV/0! | [15 empty] | #DIV/0! | #DIV/0!
[22 empty] | -24.9799 | -26.3434 | [15 empty] | #DIV/0! | #DIV/0! | [15 empty] | #DIV/0! | #DIV/0! | [15 empty] | #DIV/0! | #DIV/0!
[22 empty] | -25.0125 | -26.3618 | [15 empty] | #DIV/0! | #DIV/0! | [15 empty] | #DIV/0! | #DIV/0! | [15 empty] | #DIV/0! | #DIV/0!
[22 empty] | -25.0451 | -26.3801 | [15 empty] | #DIV/0! | #DIV/0! | [15 empty] | #DIV/0! | #DIV/0! | [15 empty] | #DIV/0! | #DIV/0!
[22 empty] | -25.0775 | -26.3984 | [15 empty] | #DIV/0! | #DIV/0! | [15 empty] | #DIV/0! | #DIV/0! | [15 empty] | #DIV/0! | #DIV/0!
[22 empty] | -25.11 | -26.4165 | [15 empty] | #DIV/0! | #DIV/0! | [15 empty] | #DIV/0! | #DIV/0! | [15 empty] | #DIV/0! | #DIV/0!
[22 empty] | -25.1424 | -26.4345 | [15 empty] | #DIV/0! | #DIV/0! | [15 empty] | #DIV/0! | #DIV/0! | [15 empty] | #DIV/0! | #DIV/0!
[22 empty] | -25.1747 | -26.4524 | [15 empty] | #DIV/0! | #DIV/0! | [15 empty] | #DIV/0! | #DIV/0! | [15 empty] | #DIV/0! | #DIV/0!
[22 empty] | -25.207 | -26.4703 | [15 empty] | #DIV/0! | #DIV/0! | [15 empty] | #DIV/0! | #DIV/0! | [15 empty] | #DIV/0! | #DIV/0!
[22 empty] | -25.2392 | -26.488 | [15 empty] | #DIV/0! | #DIV/0! | [15 empty] | #DIV/0! | #DIV/0! | [15 empty] | #DIV/0! | #DIV/0!
[22 empty] | -25.2714 | -26.5056 | [15 empty] | #DIV/0! | #DIV/0! | [15 empty] | #DIV/0! | #DIV/0! | [15 empty] | #DIV/0! | #DIV/0!
[22 empty] | -25.3035 | -26.5231 | [15 empty] | #DIV/0! | #DIV/0! | [15 empty] | #DIV/0! | #DIV/0! | [15 empty] | #DIV/0! | #DIV/0!
[22 empty] | -25.3356 | -26.5406 | [15 empty] | #DIV/0! | #DIV/0! | [15 empty] | #DIV/0! | #DIV/0! | [15 empty] | #DIV/0! | #DIV/0!
[22 empty] | -25.3676 | -26.5579 | [15 empty] | #DIV/0! | #DIV/0! | [15 empty] | #DIV/0! | #DIV/0! | [15 empty] | #DIV/0! | #DIV/0!
[22 empty] | -25.3996 | -26.5751 | [15 empty] | #DIV/0! | #DIV/0! | [15 empty] | #DIV/0! | #DIV/0! | [15 empty] | #DIV/0! | #DIV/0!
[22 empty] | -25.4315 | -26.5922 | [15 empty] | #DIV/0! | #DIV/0! | [15 empty] | #DIV/0! | #DIV/0! | [15 empty] | #DIV/0! | #DIV/0!
[22 empty] | -25.4634 | -26.6093 | [15 empty] | #DIV/0! | #DIV/0! | [15 empty] | #DIV/0! | #DIV/0! | [15 empty] | #DIV/0! | #DIV/0!
[22 empty] | -25.4952 | -26.6262 | [15 empty] | #DIV/0! | #DIV/0! | [15 empty] | #DIV/0! | #DIV/0! | [15 empty] | #DIV/0! | #DIV/0!
[22 empty] | -25.527 | -26.643 | [15 empty] | #DIV/0! | #DIV/0! | [15 empty] | #DIV/0! | #DIV/0! | [15 empty] | #DIV/0! | #DIV/0!
[22 empty] | -25.5587 | -26.6597 | [15 empty] | #DIV/0! | #DIV/0! | [15 empty] | #DIV/0! | #DIV/0! | [15 empty] | #DIV/0! | #DIV/0!
[22 empty] | -25.5904 | -26.6764 | [15 empty] | #DIV/0! | #DIV/0! | [15 empty] | #DIV/0! | #DIV/0! | [15 empty] | #DIV/0! | #DIV/0!
[22 empty] | -25.622 | -26.6929 | [15 empty] | #DIV/0! | #DIV/0! | [15 empty] | #DIV/0! | #DIV/0! | [15 empty] | #DIV/0! | #DIV/0!
[22 empty] | -25.6536 | -26.7093 | [15 empty] | #DIV/0! | #DIV/0! | [15 empty] | #DIV/0! | #DIV/0! | [15 empty] | #DIV/0! | #DIV/0!
[22 empty] | -25.6851 | -26.7256 | [15 empty] | #DIV/0! | #DIV/0! | [15 empty] | #DIV/0! | #DIV/0! | [15 empty] | #DIV/0! | #DIV/0!
[22 empty] | -25.7166 | -26.7419 | [15 empty] | #DIV/0! | #DIV/0! | [15 empty] | #DIV/0! | #DIV/0! | [15 empty] | #DIV/0! | #DIV/0!
[22 empty] | -25.748 | -26.758 | [15 empty] | #DIV/0! | #DIV/0! | [15 empty] | #DIV/0! | #DIV/0! | [15 empty] | #DIV/0! | #DIV/0!
[22 empty] | -25.7794 | -26.774 | [15 empty] | #DIV/0! | #DIV/0! | [15 empty] | #DIV/0! | #DIV/0! | [15 empty] | #DIV/0! | #DIV/0!
[22 empty] | -25.8107 | -26.7899 | [15 empty] | #DIV/0! | #DIV/0! | [15 empty] | #DIV/0! | #DIV/0! | [15 empty] | #DIV/0! | #DIV/0!
[22 empty] | -25.8419 | -26.8057 | [15 empty] | #DIV/0! | #DIV/0! | [15 empty] | #DIV/0! | #DIV/0! | [15 empty] | #DIV/0! | #DIV/0!
[22 empty] | -25.8731 | -26.8215 | [15 empty] | #DIV/0! | #DIV/0! | [15 empty] | #DIV/0! | #DIV/0! | [15 empty] | #DIV/0! | #DIV/0!
[22 empty] | -25.9043 | -26.8371 | [15 empty] | #DIV/0! | #DIV/0! | [15 empty] | #DIV/0! | #DIV/0! | [15 empty] | #DIV/0! | #DIV/0!
[22 empty] | -25.9354 | -26.8526 | [15 empty] | #DIV/0! | #DIV/0! | [15 empty] | #DIV/0! | #DIV/0! | [15 empty] | #DIV/0! | #DIV/0!
[22 empty] | -25.9664 | -26.868 | [15 empty] | #DIV/0! | #DIV/0! | [15 empty] | #DIV/0! | #DIV/0! | [15 empty] | #DIV/0! | #DIV/0!
[22 empty] | -25.9974 | -26.8834 | [15 empty] | #DIV/0! | #DIV/0! | [15 empty] | #DIV/0! | #DIV/0! | [15 empty] | #DIV/0! | #DIV/0!
[22 empty] | -26.0284 | -26.8986 | [15 empty] | #DIV/0! | #DIV/0! | [15 empty] | #DIV/0! | #DIV/0! | [15 empty] | #DIV/0! | #DIV/0!
[22 empty] | -26.0592 | -26.9137 | [15 empty] | #DIV/0! | #DIV/0! | [15 empty] | #DIV/0! | #DIV/0! | [15 empty] | #DIV/0! | #DIV/0!
[22 empty] | -26.0901 | -26.9287 | [15 empty] | #DIV/0! | #DIV/0! | [15 empty] | #DIV/0! | #DIV/0! | [15 empty] | #DIV/0! | #DIV/0!
[22 empty] | -26.1209 | -26.9436 | [15 empty] | #DIV/0! | #DIV/0! | [15 empty] | #DIV/0! | #DIV/0! | [15 empty] | #DIV/0! | #DIV/0!
[22 empty] | -26.1516 | -26.9585 | [15 empty] | #DIV/0! | #DIV/0! | [15 empty] | #DIV/0! | #DIV/0! | [15 empty] | #DIV/0! | #DIV/0!
[22 empty] | -26.1822 | -26.9732 | [15 empty] | #DIV/0! | #DIV/0! | [15 empty] | #DIV/0! | #DIV/0! | [15 empty] | #DIV/0! | #DIV/0!
[22 empty] | -26.2129 | -26.9878 | [15 empty] | #DIV/0! | #DIV/0! | [15 empty] | #DIV/0! | #DIV/0! | [15 empty] | #DIV/0! | #DIV/0!
[22 empty] | -26.2434 | -27.0023 | [15 empty] | #DIV/0! | #DIV/0! | [15 empty] | #DIV/0! | #DIV/0! | [15 empty] | #DIV/0! | #DIV/0!
[22 empty] | -26.2739 | -27.0168 | [15 empty] | #DIV/0! | #DIV/0! | [15 empty] | #DIV/0! | #DIV/0! | [15 empty] | #DIV/0! | #DIV/0!
[22 empty] | -26.3044 | -27.0311 | [15 empty] | #DIV/0! | #DIV/0! | [15 empty] | #DIV/0! | #DIV/0! | [15 empty] | #DIV/0! | #DIV/0!
[22 empty] | -26.3348 | -27.0453 | [15 empty] | #DIV/0! | #DIV/0! | [15 empty] | #DIV/0! | #DIV/0! | [15 empty] | #DIV/0! | #DIV/0!
[22 empty] | -26.3651 | -27.0594 | [15 empty] | #DIV/0! | #DIV/0! | [15 empty] | #DIV/0! | #DIV/0! | [15 empty] | #DIV/0! | #DIV/0!
[22 empty] | -26.3954 | -27.0735 | [15 empty] | #DIV/0! | #DIV/0! | [15 empty] | #DIV/0! | #DIV/0! | [15 empty] | #DIV/0! | #DIV/0!
[22 empty] | -26.4256 | -27.0874 | [15 empty] | #DIV/0! | #DIV/0! | [15 empty] | #DIV/0! | #DIV/0! | [15 empty] | #DIV/0! | #DIV/0!
[22 empty] | -26.4558 | -27.1012 | [15 empty] | #DIV/0! | #DIV/0! | [15 empty] | #DIV/0! | #DIV/0! | [15 empty] | #DIV/0! | #DIV/0!
[22 empty] | -26.4859 | -27.1149 | [15 empty] | #DIV/0! | #DIV/0! | [15 empty] | #DIV/0! | #DIV/0! | [15 empty] | #DIV/0! | #DIV/0!
[22 empty] | -26.516 | -27.1286 | [15 empty] | #DIV/0! | #DIV/0! | [15 empty] | #DIV/0! | #DIV/0! | [15 empty] | #DIV/0! | #DIV/0!
[22 empty] | -26.546 | -27.1421 | [15 empty] | #DIV/0! | #DIV/0! | [15 empty] | #DIV/0! | #DIV/0! | [15 empty] | #DIV/0! | #DIV/0!
[22 empty] | -26.576 | -27.1555 | [15 empty] | #DIV/0! | #DIV/0! | [15 empty] | #DIV/0! | #DIV/0! | [15 empty] | #DIV/0! | #DIV/0!
[22 empty] | -26.6059 | -27.1689 | [15 empty] | #DIV/0! | #DIV/0! | [15 empty] | #DIV/0! | #DIV/0! | [15 empty] | #DIV/0! | #DIV/0!
[22 empty] | -26.6357 | -27.1821 | [15 empty] | #DIV/0! | #DIV/0! | [15 empty] | #DIV/0! | #DIV/0! | [15 empty] | #DIV/0! | #DIV/0!
[22 empty] | -26.6655 | -27.1952 | [15 empty] | #DIV/0! | #DIV/0! | [15 empty] | #DIV/0! | #DIV/0! | [15 empty] | #DIV/0! | #DIV/0!
[22 empty] | -26.6952 | -27.2082 | [15 empty] | #DIV/0! | #DIV/0! | [15 empty] | #DIV/0! | #DIV/0! | [15 empty] | #DIV/0! | #DIV/0!
[22 empty] | -26.7249 | -27.2212 | [15 empty] | #DIV/0! | #DIV/0! | [15 empty] | #DIV/0! | #DIV/0! | [15 empty] | #DIV/0! | #DIV/0!
[22 empty] | -26.7545 | -27.234 | [15 empty] | #DIV/0! | #DIV/0! | [15 empty] | #DIV/0! | #DIV/0! | [15 empty] | #DIV/0! | #DIV/0!
[22 empty] | -26.7841 | -27.2467 | [15 empty] | #DIV/0! | #DIV/0! | [15 empty] | #DIV/0! | #DIV/0! | [15 empty] | #DIV/0! | #DIV/0!
[22 empty] | -26.8136 | -27.2594 | [15 empty] | #DIV/0! | #DIV/0! | [15 empty] | #DIV/0! | #DIV/0! | [15 empty] | #DIV/0! | #DIV/0!
[22 empty] | -26.8431 | -27.2719 | [15 empty] | #DIV/0! | #DIV/0! | [15 empty] | #DIV/0! | #DIV/0! | [15 empty] | #DIV/0! | #DIV/0!
[22 empty] | -26.8724 | -27.2843 | [15 empty] | #DIV/0! | #DIV/0! | [15 empty] | #DIV/0! | #DIV/0! | [15 empty] | #DIV/0! | #DIV/0!
[22 empty] | -26.9018 | -27.2967 | [15 empty] | #DIV/0! | #DIV/0! | [15 empty] | #DIV/0! | #DIV/0! | [15 empty] | #DIV/0! | #DIV/0!
[22 empty] | -26.9311 | -27.3089 | [15 empty] | #DIV/0! | #DIV/0! | [15 empty] | #DIV/0! | #DIV/0! | [15 empty] | #DIV/0! | #DIV/0!
[22 empty] | -26.9603 | -27.3211 | [15 empty] | #DIV/0! | #DIV/0! | [15 empty] | #DIV/0! | #DIV/0! | [15 empty] | #DIV/0! | #DIV/0!
[22 empty] | -26.9894 | -27.3331 | [15 empty] | #DIV/0! | #DIV/0! | [15 empty] | #DIV/0! | #DIV/0! | [15 empty] | #DIV/0! | #DIV/0!
[22 empty] | -27.0185 | -27.345 | [15 empty] | #DIV/0! | #DIV/0! | [15 empty] | #DIV/0! | #DIV/0! | [15 empty] | #DIV/0! | #DIV/0!
[22 empty] | -27.0476 | -27.3569 | [15 empty] | #DIV/0! | #DIV/0! | [15 empty] | #DIV/0! | #DIV/0! | [15 empty] | #DIV/0! | #DIV/0!
[22 empty] | -27.0766 | -27.3686 | [15 empty] | #DIV/0! | #DIV/0! | [15 empty] | #DIV/0! | #DIV/0! | [15 empty] | #DIV/0! | #DIV/0!
[22 empty] | -27.1055 | -27.3803 | [15 empty] | #DIV/0! | #DIV/0! | [15 empty] | #DIV/0! | #DIV/0! | [15 empty] | #DIV/0! | #DIV/0!
[22 empty] | -27.1344 | -27.3918 | [15 empty] | #DIV/0! | #DIV/0! | [15 empty] | #DIV/0! | #DIV/0! | [15 empty] | #DIV/0! | #DIV/0!
[22 empty] | -27.1632 | -27.4033 | [15 empty] | #DIV/0! | #DIV/0! | [15 empty] | #DIV/0! | #DIV/0! | [15 empty] | #DIV/0! | #DIV/0!
[22 empty] | -27.1919 | -27.4146 | [15 empty] | #DIV/0! | #DIV/0! | [15 empty] | #DIV/0! | #DIV/0! | [15 empty] | #DIV/0! | #DIV/0!
[22 empty] | -27.2206 | -27.4258 | [15 empty] | #DIV/0! | #DIV/0! | [15 empty] | #DIV/0! | #DIV/0! | [15 empty] | #DIV/0! | #DIV/0!
[22 empty] | -27.2493 | -27.437 | [15 empty] | #DIV/0! | #DIV/0! | [15 empty] | #DIV/0! | #DIV/0! | [15 empty] | #DIV/0! | #DIV/0!
[22 empty] | -27.2778 | -27.448 | [15 empty] | #DIV/0! | #DIV/0! | [15 empty] | #DIV/0! | #DIV/0! | [15 empty] | #DIV/0! | #DIV/0!
[22 empty] | -27.3064 | -27.459 | [15 empty] | #DIV/0! | #DIV/0! | [15 empty] | #DIV/0! | #DIV/0! | [15 empty] | #DIV/0! | #DIV/0!
[22 empty] | -27.3348 | -27.4699 | [15 empty] | #DIV/0! | #DIV/0! | [15 empty] | #DIV/0! | #DIV/0! | [15 empty] | #DIV/0! | #DIV/0!
[22 empty] | -27.3632 | -27.4806 | [15 empty] | #DIV/0! | #DIV/0! | [15 empty] | #DIV/0! | #DIV/0! | [15 empty] | #DIV/0! | #DIV/0!
[22 empty] | -27.3915 | -27.4913 | [15 empty] | #DIV/0! | #DIV/0! | [15 empty] | #DIV/0! | #DIV/0! | [15 empty] | #DIV/0! | #DIV/0!
[22 empty] | -27.4198 | -27.5018 | [15 empty] | #DIV/0! | #DIV/0! | [15 empty] | #DIV/0! | #DIV/0! | [15 empty] | #DIV/0! | #DIV/0!
[22 empty] | -27.448 | -27.5123 | [15 empty] | #DIV/0! | #DIV/0! | [15 empty] | #DIV/0! | #DIV/0! | [15 empty] | #DIV/0! | #DIV/0!
[22 empty] | -27.4762 | -27.5226 | [15 empty] | #DIV/0! | #DIV/0! | [15 empty] | #DIV/0! | #DIV/0! | [15 empty] | #DIV/0! | #DIV/0!
[22 empty] | -27.5043 | -27.5329 | [15 empty] | #DIV/0! | #DIV/0! | [15 empty] | #DIV/0! | #DIV/0! | [15 empty] | #DIV/0! | #DIV/0!
[22 empty] | -27.5323 | -27.5431 | [15 empty] | #DIV/0! | #DIV/0! | [15 empty] | #DIV/0! | #DIV/0! | [15 empty] | #DIV/0! | #DIV/0!
[22 empty] | -27.5603 | -27.5531 | [15 empty] | #DIV/0! | #DIV/0! | [15 empty] | #DIV/0! | #DIV/0! | [15 empty] | #DIV/0! | #DIV/0!
[22 empty] | -27.5882 | -27.5631 | [15 empty] | #DIV/0! | #DIV/0! | [15 empty] | #DIV/0! | #DIV/0! | [15 empty] | #DIV/0! | #DIV/0!
[22 empty] | -27.6161 | -27.573 | [15 empty] | #DIV/0! | #DIV/0! | [15 empty] | #DIV/0! | #DIV/0! | [15 empty] | #DIV/0! | #DIV/0!
[22 empty] | -27.6439 | -27.5828 | [15 empty] | #DIV/0! | #DIV/0! | [15 empty] | #DIV/0! | #DIV/0! | [15 empty] | #DIV/0! | #DIV/0!
[22 empty] | -27.6716 | -27.5924 | [15 empty] | #DIV/0! | #DIV/0! | [15 empty] | #DIV/0! | #DIV/0! | [15 empty] | #DIV/0! | #DIV/0!
[22 empty] | -27.6993 | -27.602 | [15 empty] | #DIV/0! | #DIV/0! | [15 empty] | #DIV/0! | #DIV/0! | [15 empty] | #DIV/0! | #DIV/0!
[22 empty] | -27.7269 | -27.6115 | [15 empty] | #DIV/0! | #DIV/0! | [15 empty] | #DIV/0! | #DIV/0! | [15 empty] | #DIV/0! | #DIV/0!
[22 empty] | -27.7545 | -27.6209 | [15 empty] | #DIV/0! | #DIV/0! | [15 empty] | #DIV/0! | #DIV/0! | [15 empty] | #DIV/0! | #DIV/0!
[22 empty] | -27.782 | -27.6302 | [15 empty] | #DIV/0! | #DIV/0! | [15 empty] | #DIV/0! | #DIV/0! | [15 empty] | #DIV/0! | #DIV/0!
[22 empty] | -27.8094 | -27.6393 | [15 empty] | #DIV/0! | #DIV/0! | [15 empty] | #DIV/0! | #DIV/0! | [15 empty] | #DIV/0! | #DIV/0!
[22 empty] | -27.8367 | -27.6484 | [15 empty] | #DIV/0! | #DIV/0! | [15 empty] | #DIV/0! | #DIV/0! | [15 empty] | #DIV/0! | #DIV/0!
[22 empty] | -27.864 | -27.6574 | [15 empty] | #DIV/0! | #DIV/0! | [15 empty] | #DIV/0! | #DIV/0! | [15 empty] | #DIV/0! | #DIV/0!
[22 empty] | -27.8913 | -27.6663 | [15 empty] | #DIV/0! | #DIV/0! | [15 empty] | #DIV/0! | #DIV/0! | [15 empty] | #DIV/0! | #DIV/0!
[22 empty] | -27.9185 | -27.6751 | [15 empty] | #DIV/0! | #DIV/0! | [15 empty] | #DIV/0! | #DIV/0! | [15 empty] | #DIV/0! | #DIV/0!
[22 empty] | -27.9456 | -27.6838 | [15 empty] | #DIV/0! | #DIV/0! | [15 empty] | #DIV/0! | #DIV/0! | [15 empty] | #DIV/0! | #DIV/0!
[22 empty] | -27.9726 | -27.6924 | [15 empty] | #DIV/0! | #DIV/0! | [15 empty] | #DIV/0! | #DIV/0! | [15 empty] | #DIV/0! | #DIV/0!
[22 empty] | -27.9996 | -27.7009 | [15 empty] | #DIV/0! | #DIV/0! | [15 empty] | #DIV/0! | #DIV/0! | [15 empty] | #DIV/0! | #DIV/0!
[22 empty] | -28.0266 | -27.7093 | [15 empty] | #DIV/0! | #DIV/0! | [15 empty] | #DIV/0! | #DIV/0! | [15 empty] | #DIV/0! | #DIV/0!
[22 empty] | -28.0534 | -27.7176 | [15 empty] | #DIV/0! | #DIV/0! | [15 empty] | #DIV/0! | #DIV/0! | [15 empty] | #DIV/0! | #DIV/0!
[22 empty] | -28.0802 | -27.7258 | [15 empty] | #DIV/0! | #DIV/0! | [15 empty] | #DIV/0! | #DIV/0! | [15 empty] | #DIV/0! | #DIV/0!
[22 empty] | -28.107 | -27.734 | [15 empty] | #DIV/0! | #DIV/0! | [15 empty] | #DIV/0! | #DIV/0! | [15 empty] | #DIV/0! | #DIV/0!
[22 empty] | -28.1336 | -27.742 | [15 empty] | #DIV/0! | #DIV/0! | [15 empty] | #DIV/0! | #DIV/0! | [15 empty] | #DIV/0! | #DIV/0!
[22 empty] | -28.1602 | -27.7499 | [15 empty] | #DIV/0! | #DIV/0! | [15 empty] | #DIV/0! | #DIV/0! | [15 empty] | #DIV/0! | #DIV/0!
[22 empty] | -28.1868 | -27.7577 | [15 empty] | #DIV/0! | #DIV/0! | [15 empty] | #DIV/0! | #DIV/0! | [15 empty] | #DIV/0! | #DIV/0!
[22 empty] | -28.2133 | -27.7655 | [15 empty] | #DIV/0! | #DIV/0! | [15 empty] | #DIV/0! | #DIV/0! | [15 empty] | #DIV/0! | #DIV/0!
[22 empty] | -28.2397 | -27.7731 | [15 empty] | #DIV/0! | #DIV/0! | [15 empty] | #DIV/0! | #DIV/0! | [15 empty] | #DIV/0! | #DIV/0!
[22 empty] | -28.2661 | -27.7806 | [15 empty] | #DIV/0! | #DIV/0! | [15 empty] | #DIV/0! | #DIV/0! | [15 empty] | #DIV/0! | #DIV/0!
[22 empty] | -28.2923 | -27.7881 | [15 empty] | #DIV/0! | #DIV/0! | [15 empty] | #DIV/0! | #DIV/0! | [15 empty] | #DIV/0! | #DIV/0!
[22 empty] | -28.3186 | -27.7954 | [15 empty] | #DIV/0! | #DIV/0! | [15 empty] | #DIV/0! | #DIV/0! | [15 empty] | #DIV/0! | #DIV/0!
[22 empty] | -28.3447 | -27.8026 | [15 empty] | #DIV/0! | #DIV/0! | [15 empty] | #DIV/0! | #DIV/0! | [15 empty] | #DIV/0! | #DIV/0!
[22 empty] | -28.3708 | -27.8098 | [15 empty] | #DIV/0! | #DIV/0! | [15 empty] | #DIV/0! | #DIV/0! | [15 empty] | #DIV/0! | #DIV/0!
[22 empty] | -28.3969 | -27.8168 | [15 empty] | #DIV/0! | #DIV/0! | [15 empty] | #DIV/0! | #DIV/0! | [15 empty] | #DIV/0! | #DIV/0!
[22 empty] | -28.4228 | -27.8238 | [15 empty] | #DIV/0! | #DIV/0! | [15 empty] | #DIV/0! | #DIV/0! | [15 empty] | #DIV/0! | #DIV/0!
[22 empty] | -28.4487 | -27.8306 | [15 empty] | #DIV/0! | #DIV/0! | [15 empty] | #DIV/0! | #DIV/0! | [15 empty] | #DIV/0! | #DIV/0!
[22 empty] | -28.4746 | -27.8374 | [15 empty] | #DIV/0! | #DIV/0! | [15 empty] | #DIV/0! | #DIV/0! | [15 empty] | #DIV/0! | #DIV/0!
[22 empty] | -28.5003 | -27.8441 | [15 empty] | #DIV/0! | #DIV/0! | [15 empty] | #DIV/0! | #DIV/0! | [15 empty] | #DIV/0! | #DIV/0!
[22 empty] | -28.526 | -27.8506 | [15 empty] | #DIV/0! | #DIV/0! | [15 empty] | #DIV/0! | #DIV/0! | [15 empty] | #DIV/0! | #DIV/0!
[22 empty] | -28.5517 | -27.8571 | [15 empty] | #DIV/0! | #DIV/0! | [15 empty] | #DIV/0! | #DIV/0! | [15 empty] | #DIV/0! | #DIV/0!
[22 empty] | -28.5773 | -27.8635 | [15 empty] | #DIV/0! | #DIV/0! | [15 empty] | #DIV/0! | #DIV/0! | [15 empty] | #DIV/0! | #DIV/0!
[22 empty] | -28.6028 | -27.8698 | [15 empty] | #DIV/0! | #DIV/0! | [15 empty] | #DIV/0! | #DIV/0! | [15 empty] | #DIV/0! | #DIV/0!
[22 empty] | -28.6282 | -27.8759 | [15 empty] | #DIV/0! | #DIV/0! | [15 empty] | #DIV/0! | #DIV/0! | [15 empty] | #DIV/0! | #DIV/0!
[22 empty] | -28.6536 | -27.882 | [15 empty] | #DIV/0! | #DIV/0! | [15 empty] | #DIV/0! | #DIV/0! | [15 empty] | #DIV/0! | #DIV/0!
[22 empty] | -28.6789 | -27.888 | [15 empty] | #DIV/0! | #DIV/0! | [15 empty] | #DIV/0! | #DIV/0! | [15 empty] | #DIV/0! | #DIV/0!
[22 empty] | -28.7041 | -27.8939 | [15 empty] | #DIV/0! | #DIV/0! | [15 empty] | #DIV/0! | #DIV/0! | [15 empty] | #DIV/0! | #DIV/0!
[22 empty] | -28.7293 | -27.8997 | [15 empty] | #DIV/0! | #DIV/0! | [15 empty] | #DIV/0! | #DIV/0! | [15 empty] | #DIV/0! | #DIV/0!
[22 empty] | -28.7544 | -27.9054 | [15 empty] | #DIV/0! | #DIV/0! | [15 empty] | #DIV/0! | #DIV/0! | [15 empty] | #DIV/0! | #DIV/0!
[22 empty] | -28.7795 | -27.911 | [15 empty] | #DIV/0! | #DIV/0! | [15 empty] | #DIV/0! | #DIV/0! | [15 empty] | #DIV/0! | #DIV/0!
[22 empty] | -28.8044 | -27.9166 | [15 empty] | #DIV/0! | #DIV/0! | [15 empty] | #DIV/0! | #DIV/0! | [15 empty] | #DIV/0! | #DIV/0!
[22 empty] | -28.8293 | -27.922 | [15 empty] | #DIV/0! | #DIV/0! | [15 empty] | #DIV/0! | #DIV/0! | [15 empty] | #DIV/0! | #DIV/0!
[22 empty] | -28.8542 | -27.9273 | [15 empty] | #DIV/0! | #DIV/0! | [15 empty] | #DIV/0! | #DIV/0! | [15 empty] | #DIV/0! | #DIV/0!
[22 empty] | -28.879 | -27.9325 | [15 empty] | #DIV/0! | #DIV/0! | [15 empty] | #DIV/0! | #DIV/0! | [15 empty] | #DIV/0! | #DIV/0!
[22 empty] | -28.9037 | -27.9377 | [15 empty] | #DIV/0! | #DIV/0! | [15 empty] | #DIV/0! | #DIV/0! | [15 empty] | #DIV/0! | #DIV/0!
[22 empty] | -28.9283 | -27.9427 | [15 empty] | #DIV/0! | #DIV/0! | [15 empty] | #DIV/0! | #DIV/0! | [15 empty] | #DIV/0! | #DIV/0!
[22 empty] | -28.9529 | -27.9476 | [15 empty] | #DIV/0! | #DIV/0! | [15 empty] | #DIV/0! | #DIV/0! | [15 empty] | #DIV/0! | #DIV/0!
[22 empty] | -28.9774 | -27.9525 | [15 empty] | #DIV/0! | #DIV/0! | [15 empty] | #DIV/0! | #DIV/0! | [15 empty] | #DIV/0! | #DIV/0!
[22 empty] | -29.0018 | -27.9572 | [15 empty] | #DIV/0! | #DIV/0! | [15 empty] | #DIV/0! | #DIV/0! | [15 empty] | #DIV/0! | #DIV/0!
[22 empty] | -29.0262 | -27.9619 | [15 empty] | #DIV/0! | #DIV/0! | [15 empty] | #DIV/0! | #DIV/0! | [15 empty] | #DIV/0! | #DIV/0!
[22 empty] | -29.0504 | -27.9665 | [15 empty] | #DIV/0! | #DIV/0! | [15 empty] | #DIV/0! | #DIV/0! | [15 empty] | #DIV/0! | #DIV/0!
[22 empty] | -29.0747 | -27.9709 | [15 empty] | #DIV/0! | #DIV/0! | [15 empty] | #DIV/0! | #DIV/0! | [15 empty] | #DIV/0! | #DIV/0!
[22 empty] | -29.0988 | -27.9753 | [15 empty] | #DIV/0! | #DIV/0! | [15 empty] | #DIV/0! | #DIV/0! | [15 empty] | #DIV/0! | #DIV/0!
[22 empty] | -29.1229 | -27.9796 | [15 empty] | #DIV/0! | #DIV/0! | [15 empty] | #DIV/0! | #DIV/0! | [15 empty] | #DIV/0! | #DIV/0!
[22 empty] | -29.1469 | -27.9838 | [15 empty] | #DIV/0! | #DIV/0! | [15 empty] | #DIV/0! | #DIV/0! | [15 empty] | #DIV/0! | #DIV/0!
[22 empty] | -29.1709 | -27.9879 | [15 empty] | #DIV/0! | #DIV/0! | [15 empty] | #DIV/0! | #DIV/0! | [15 empty] | #DIV/0! | #DIV/0!
[22 empty] | -29.1948 | -27.9919 | [15 empty] | #DIV/0! | #DIV/0! | [15 empty] | #DIV/0! | #DIV/0! | [15 empty] | #DIV/0! | #DIV/0!
[22 empty] | -29.2186 | -27.9958 | [15 empty] | #DIV/0! | #DIV/0! | [15 empty] | #DIV/0! | #DIV/0! | [15 empty] | #DIV/0! | #DIV/0!
[22 empty] | -29.2423 | -27.9996 | [15 empty] | #DIV/0! | #DIV/0! | [15 empty] | #DIV/0! | #DIV/0! | [15 empty] | #DIV/0! | #DIV/0!
[22 empty] | -29.266 | -28.0033 | [15 empty] | #DIV/0! | #DIV/0! | [15 empty] | #DIV/0! | #DIV/0! | [15 empty] | #DIV/0! | #DIV/0!
[22 empty] | -29.2896 | -28.0069 | [15 empty] | #DIV/0! | #DIV/0! | [15 empty] | #DIV/0! | #DIV/0! | [15 empty] | #DIV/0! | #DIV/0!
[22 empty] | -29.3131 | -28.0104 | [15 empty] | #DIV/0! | #DIV/0! | [15 empty] | #DIV/0! | #DIV/0! | [15 empty] | #DIV/0! | #DIV/0!
[22 empty] | -29.3366 | -28.0138 | [15 empty] | #DIV/0! | #DIV/0! | [15 empty] | #DIV/0! | #DIV/0! | [15 empty] | #DIV/0! | #DIV/0!
[22 empty] | -29.3599 | -28.0172 | [15 empty] | #DIV/0! | #DIV/0! | [15 empty] | #DIV/0! | #DIV/0! | [15 empty] | #DIV/0! | #DIV/0!
[22 empty] | -29.3833 | -28.0204 | [15 empty] | #DIV/0! | #DIV/0! | [15 empty] | #DIV/0! | #DIV/0! | [15 empty] | #DIV/0! | #DIV/0!
[22 empty] | -29.4065 | -28.0236 | [15 empty] | #DIV/0! | #DIV/0! | [15 empty] | #DIV/0! | #DIV/0! | [15 empty] | #DIV/0! | #DIV/0!
[22 empty] | -29.4297 | -28.0266 | [15 empty] | #DIV/0! | #DIV/0! | [15 empty] | #DIV/0! | #DIV/0! | [15 empty] | #DIV/0! | #DIV/0!
[22 empty] | -29.4528 | -28.0296 | [15 empty] | #DIV/0! | #DIV/0! | [15 empty] | #DIV/0! | #DIV/0! | [15 empty] | #DIV/0! | #DIV/0!
[22 empty] | -29.4758 | -28.0325 | [15 empty] | #DIV/0! | #DIV/0! | [15 empty] | #DIV/0! | #DIV/0! | [15 empty] | #DIV/0! | #DIV/0!
[22 empty] | -29.4988 | -28.0352 | [15 empty] | #DIV/0! | #DIV/0! | [15 empty] | #DIV/0! | #DIV/0! | [15 empty] | #DIV/0! | #DIV/0!
[22 empty] | -29.5217 | -28.0379 | [15 empty] | #DIV/0! | #DIV/0! | [15 empty] | #DIV/0! | #DIV/0! | [15 empty] | #DIV/0! | #DIV/0!
[22 empty] | -29.5445 | -28.0405 | [15 empty] | #DIV/0! | #DIV/0! | [15 empty] | #DIV/0! | #DIV/0! | [15 empty] | #DIV/0! | #DIV/0!
[22 empty] | -29.5672 | -28.043 | [15 empty] | #DIV/0! | #DIV/0! | [15 empty] | #DIV/0! | #DIV/0! | [15 empty] | #DIV/0! | #DIV/0!
[22 empty] | -29.5899 | -28.0454 | [15 empty] | #DIV/0! | #DIV/0! | [15 empty] | #DIV/0! | #DIV/0! | [15 empty] | #DIV/0! | #DIV/0!
[22 empty] | -29.6125 | -28.0477 | [15 empty] | #DIV/0! | #DIV/0! | [15 empty] | #DIV/0! | #DIV/0! | [15 empty] | #DIV/0! | #DIV/0!
[22 empty] | -29.635 | -28.0499 | [15 empty] | #DIV/0! | #DIV/0! | [15 empty] | #DIV/0! | #DIV/0! | [15 empty] | #DIV/0! | #DIV/0!
[22 empty] | -29.6575 | -28.052 | [15 empty] | #DIV/0! | #DIV/0! | [15 empty] | #DIV/0! | #DIV/0! | [15 empty] | #DIV/0! | #DIV/0!
[22 empty] | -29.6799 | -28.0541 | [15 empty] | #DIV/0! | #DIV/0! | [15 empty] | #DIV/0! | #DIV/0! | [15 empty] | #DIV/0! | #DIV/0!
[22 empty] | -29.7022 | -28.056 | [15 empty] | #DIV/0! | #DIV/0! | [15 empty] | #DIV/0! | #DIV/0! | [15 empty] | #DIV/0! | #DIV/0!
[22 empty] | -29.7244 | -28.0579 | [15 empty] | #DIV/0! | #DIV/0! | [15 empty] | #DIV/0! | #DIV/0! | [15 empty] | #DIV/0! | #DIV/0!
[22 empty] | -29.7466 | -28.0596 | [15 empty] | #DIV/0! | #DIV/0! | [15 empty] | #DIV/0! | #DIV/0! | [15 empty] | #DIV/0! | #DIV/0!
[22 empty] | -29.7687 | -28.0613 | [15 empty] | #DIV/0! | #DIV/0! | [15 empty] | #DIV/0! | #DIV/0! | [15 empty] | #DIV/0! | #DIV/0!
[22 empty] | -29.7907 | -28.0628 | [15 empty] | #DIV/0! | #DIV/0! | [15 empty] | #DIV/0! | #DIV/0! | [15 empty] | #DIV/0! | #DIV/0!
[22 empty] | -29.8126 | -28.0643 | [15 empty] | #DIV/0! | #DIV/0! | [15 empty] | #DIV/0! | #DIV/0! | [15 empty] | #DIV/0! | #DIV/0!
[22 empty] | -29.8345 | -28.0657 | [15 empty] | #DIV/0! | #DIV/0! | [15 empty] | #DIV/0! | #DIV/0! | [15 empty] | #DIV/0! | #DIV/0!
[22 empty] | -29.8563 | -28.067 | [15 empty] | #DIV/0! | #DIV/0! | [15 empty] | #DIV/0! | #DIV/0! | [15 empty] | #DIV/0! | #DIV/0!
[22 empty] | -29.878 | -28.0682 | [15 empty] | #DIV/0! | #DIV/0! | [15 empty] | #DIV/0! | #DIV/0! | [15 empty] | #DIV/0! | #DIV/0!
[22 empty] | -29.8996 | -28.0693 | [15 empty] | #DIV/0! | #DIV/0! | [15 empty] | #DIV/0! | #DIV/0! | [15 empty] | #DIV/0! | #DIV/0!
[22 empty] | -29.9212 | -28.0703 | [15 empty] | #DIV/0! | #DIV/0! | [15 empty] | #DIV/0! | #DIV/0! | [15 empty] | #DIV/0! | #DIV/0!
[22 empty] | -29.9427 | -28.0712 | [15 empty] | #DIV/0! | #DIV/0! | [15 empty] | #DIV/0! | #DIV/0! | [15 empty] | #DIV/0! | #DIV/0!
[22 empty] | -29.9641 | -28.0721 | [15 empty] | #DIV/0! | #DIV/0! | [15 empty] | #DIV/0! | #DIV/0! | [15 empty] | #DIV/0! | #DIV/0!
[22 empty] | -29.9855 | -28.0728 | [15 empty] | #DIV/0! | #DIV/0! | [15 empty] | #DIV/0! | #DIV/0! | [15 empty] | #DIV/0! | #DIV/0!
[22 empty] | -30.0068 | -28.0734 | [15 empty] | #DIV/0! | #DIV/0! | [15 empty] | #DIV/0! | #DIV/0! | [15 empty] | #DIV/0! | #DIV/0!
[22 empty] | -30.028 | -28.074 | [15 empty] | #DIV/0! | #DIV/0! | [15 empty] | #DIV/0! | #DIV/0! | [15 empty] | #DIV/0! | #DIV/0!
[22 empty] | -30.0491 | -28.0745 | [15 empty] | #DIV/0! | #DIV/0! | [15 empty] | #DIV/0! | #DIV/0! | [15 empty] | #DIV/0! | #DIV/0!
[22 empty] | -30.0701 | -28.0748 | [15 empty] | #DIV/0! | #DIV/0! | [15 empty] | #DIV/0! | #DIV/0! | [15 empty] | #DIV/0! | #DIV/0!
[22 empty] | -30.0911 | -28.0751 | [15 empty] | #DIV/0! | #DIV/0! | [15 empty] | #DIV/0! | #DIV/0! | [15 empty] | #DIV/0! | #DIV/0!
[22 empty] | -30.112 | -28.0753 | [15 empty] | #DIV/0! | #DIV/0! | [15 empty] | #DIV/0! | #DIV/0! | [15 empty] | #DIV/0! | #DIV/0!
[22 empty] | -30.1328 | -28.0754 | [15 empty] | #DIV/0! | #DIV/0! | [15 empty] | #DIV/0! | #DIV/0! | [15 empty] | #DIV/0! | #DIV/0!
[22 empty] | -30.1536 | -28.0754 | [15 empty] | #DIV/0! | #DIV/0! | [15 empty] | #DIV/0! | #DIV/0! | [15 empty] | #DIV/0! | #DIV/0!
[22 empty] | -30.1742 | -28.0753 | [15 empty] | #DIV/0! | #DIV/0! | [15 empty] | #DIV/0! | #DIV/0! | [15 empty] | #DIV/0! | #DIV/0!
[22 empty] | -30.1948 | -28.0752 | [15 empty] | #DIV/0! | #DIV/0! | [15 empty] | #DIV/0! | #DIV/0! | [15 empty] | #DIV/0! | #DIV/0!
[22 empty] | -30.2153 | -28.0749 | [15 empty] | #DIV/0! | #DIV/0! | [15 empty] | #DIV/0! | #DIV/0! | [15 empty] | #DIV/0! | #DIV/0!
[22 empty] | -30.2358 | -28.0745 | [15 empty] | #DIV/0! | #DIV/0! | [15 empty] | #DIV/0! | #DIV/0! | [15 empty] | #DIV/0! | #DIV/0!
[22 empty] | -30.2561 | -28.0741 | [15 empty] | #DIV/0! | #DIV/0! | [15 empty] | #DIV/0! | #DIV/0! | [15 empty] | #DIV/0! | #DIV/0!
[22 empty] | -30.2764 | -28.0736 | [15 empty] | #DIV/0! | #DIV/0! | [15 empty] | #DIV/0! | #DIV/0! | [15 empty] | #DIV/0! | #DIV/0!
[22 empty] | -30.2966 | -28.0729 | [15 empty] | #DIV/0! | #DIV/0! | [15 empty] | #DIV/0! | #DIV/0! | [15 empty] | #DIV/0! | #DIV/0!
[22 empty] | -30.3167 | -28.0722 | [15 empty] | #DIV/0! | #DIV/0! | [15 empty] | #DIV/0! | #DIV/0! | [15 empty] | #DIV/0! | #DIV/0!
[22 empty] | -30.3368 | -28.0714 | [15 empty] | #DIV/0! | #DIV/0! | [15 empty] | #DIV/0! | #DIV/0! | [15 empty] | #DIV/0! | #DIV/0!
[22 empty] | -30.3568 | -28.0705 | [15 empty] | #DIV/0! | #DIV/0! | [15 empty] | #DIV/0! | #DIV/0! | [15 empty] | #DIV/0! | #DIV/0!
[22 empty] | -30.3767 | -28.0695 | [15 empty] | #DIV/0! | #DIV/0! | [15 empty] | #DIV/0! | #DIV/0! | [15 empty] | #DIV/0! | #DIV/0!
[22 empty] | -30.3965 | -28.0685 | [15 empty] | #DIV/0! | #DIV/0! | [15 empty] | #DIV/0! | #DIV/0! | [15 empty] | #DIV/0! | #DIV/0!
[22 empty] | -30.4162 | -28.0673 | [15 empty] | #DIV/0! | #DIV/0! | [15 empty] | #DIV/0! | #DIV/0! | [15 empty] | #DIV/0! | #DIV/0!
[22 empty] | -30.4359 | -28.066 | [15 empty] | #DIV/0! | #DIV/0! | [15 empty] | #DIV/0! | #DIV/0! | [15 empty] | #DIV/0! | #DIV/0!
[22 empty] | -30.4555 | -28.0647 | [15 empty] | #DIV/0! | #DIV/0! | [15 empty] | #DIV/0! | #DIV/0! | [15 empty] | #DIV/0! | #DIV/0!
[22 empty] | -30.475 | -28.0632 | [15 empty] | #DIV/0! | #DIV/0! | [15 empty] | #DIV/0! | #DIV/0! | [15 empty] | #DIV/0! | #DIV/0!
[22 empty] | -30.4944 | -28.0617 | [15 empty] | #DIV/0! | #DIV/0! | [15 empty] | #DIV/0! | #DIV/0! | [15 empty] | #DIV/0! | #DIV/0!
[22 empty] | -30.5138 | -28.0601 | [15 empty] | #DIV/0! | #DIV/0! | [15 empty] | #DIV/0! | #DIV/0! | [15 empty] | #DIV/0! | #DIV/0!
[22 empty] | -30.533 | -28.0584 | [15 empty] | #DIV/0! | #DIV/0! | [15 empty] | #DIV/0! | #DIV/0! | [15 empty] | #DIV/0! | #DIV/0!
[22 empty] | -30.5522 | -28.0566 | [15 empty] | #DIV/0! | #DIV/0! | [15 empty] | #DIV/0! | #DIV/0! | [15 empty] | #DIV/0! | #DIV/0!
[22 empty] | -30.5713 | -28.0547 | [15 empty] | #DIV/0! | #DIV/0! | [15 empty] | #DIV/0! | #DIV/0! | [15 empty] | #DIV/0! | #DIV/0!
[22 empty] | -30.5904 | -28.0528 | [15 empty] | #DIV/0! | #DIV/0! | [15 empty] | #DIV/0! | #DIV/0! | [15 empty] | #DIV/0! | #DIV/0!
[22 empty] | -30.6093 | -28.0507 | [15 empty] | #DIV/0! | #DIV/0! | [15 empty] | #DIV/0! | #DIV/0! | [15 empty] | #DIV/0! | #DIV/0!
[22 empty] | -30.6282 | -28.0485 | [15 empty] | #DIV/0! | #DIV/0! | [15 empty] | #DIV/0! | #DIV/0! | [15 empty] | #DIV/0! | #DIV/0!
[22 empty] | -30.647 | -28.0463 | [15 empty] | #DIV/0! | #DIV/0! | [15 empty] | #DIV/0! | #DIV/0! | [15 empty] | #DIV/0! | #DIV/0!
[22 empty] | -30.6657 | -28.044 | [15 empty] | #DIV/0! | #DIV/0! | [15 empty] | #DIV/0! | #DIV/0! | [15 empty] | #DIV/0! | #DIV/0!
[22 empty] | -30.6843 | -28.0416 | [15 empty] | #DIV/0! | #DIV/0! | [15 empty] | #DIV/0! | #DIV/0! | [15 empty] | #DIV/0! | #DIV/0!
[22 empty] | -30.7029 | -28.0391 | [15 empty] | #DIV/0! | #DIV/0! | [15 empty] | #DIV/0! | #DIV/0! | [15 empty] | #DIV/0! | #DIV/0!
[22 empty] | -30.7214 | -28.0365 | [15 empty] | #DIV/0! | #DIV/0! | [15 empty] | #DIV/0! | #DIV/0! | [15 empty] | #DIV/0! | #DIV/0!
[22 empty] | -30.7398 | -28.0338 | [15 empty] | #DIV/0! | #DIV/0! | [15 empty] | #DIV/0! | #DIV/0! | [15 empty] | #DIV/0! | #DIV/0!
[22 empty] | -30.7581 | -28.031 | [15 empty] | #DIV/0! | #DIV/0! | [15 empty] | #DIV/0! | #DIV/0! | [15 empty] | #DIV/0! | #DIV/0!
[22 empty] | -30.7763 | -28.0282 | [15 empty] | #DIV/0! | #DIV/0! | [15 empty] | #DIV/0! | #DIV/0! | [15 empty] | #DIV/0! | #DIV/0!
[22 empty] | -30.7945 | -28.0252 | [15 empty] | #DIV/0! | #DIV/0! | [15 empty] | #DIV/0! | #DIV/0! | [15 empty] | #DIV/0! | #DIV/0!
[22 empty] | -30.8125 | -28.0222 | [15 empty] | #DIV/0! | #DIV/0! | [15 empty] | #DIV/0! | #DIV/0! | [15 empty] | #DIV/0! | #DIV/0!
[22 empty] | -30.8305 | -28.0191 | [15 empty] | #DIV/0! | #DIV/0! | [15 empty] | #DIV/0! | #DIV/0! | [15 empty] | #DIV/0! | #DIV/0!
[22 empty] | -30.8484 | -28.0159 | [15 empty] | #DIV/0! | #DIV/0! | [15 empty] | #DIV/0! | #DIV/0! | [15 empty] | #DIV/0! | #DIV/0!
[22 empty] | -30.8662 | -28.0126 | [15 empty] | #DIV/0! | #DIV/0! | [15 empty] | #DIV/0! | #DIV/0! | [15 empty] | #DIV/0! | #DIV/0!
[22 empty] | -30.884 | -28.0092 | [15 empty] | #DIV/0! | #DIV/0! | [15 empty] | #DIV/0! | #DIV/0! | [15 empty] | #DIV/0! | #DIV/0!
[22 empty] | -30.9017 | -28.0057 | [15 empty] | #DIV/0! | #DIV/0! | [15 empty] | #DIV/0! | #DIV/0! | [15 empty] | #DIV/0! | #DIV/0!
[22 empty] | -30.9192 | -28.0022 | [15 empty] | #DIV/0! | #DIV/0! | [15 empty] | #DIV/0! | #DIV/0! | [15 empty] | #DIV/0! | #DIV/0!
[22 empty] | -30.9367 | -27.9985 | [15 empty] | #DIV/0! | #DIV/0! | [15 empty] | #DIV/0! | #DIV/0! | [15 empty] | #DIV/0! | #DIV/0!
[22 empty] | -30.9541 | -27.9948 | [15 empty] | #DIV/0! | #DIV/0! | [15 empty] | #DIV/0! | #DIV/0! | [15 empty] | #DIV/0! | #DIV/0!
[22 empty] | -30.9715 | -27.991 | [15 empty] | #DIV/0! | #DIV/0! | [15 empty] | #DIV/0! | #DIV/0! | [15 empty] | #DIV/0! | #DIV/0!
[22 empty] | -30.9887 | -27.9871 | [15 empty] | #DIV/0! | #DIV/0! | [15 empty] | #DIV/0! | #DIV/0! | [15 empty] | #DIV/0! | #DIV/0!
[22 empty] | -31.0059 | -27.9831 | [15 empty] | #DIV/0! | #DIV/0! | [15 empty] | #DIV/0! | #DIV/0! | [15 empty] | #DIV/0! | #DIV/0!
[22 empty] | -31.023 | -27.979 | [15 empty] | #DIV/0! | #DIV/0! | [15 empty] | #DIV/0! | #DIV/0! | [15 empty] | #DIV/0! | #DIV/0!
[22 empty] | -31.04 | -27.9748 | [15 empty] | #DIV/0! | #DIV/0! | [15 empty] | #DIV/0! | #DIV/0! | [15 empty] | #DIV/0! | #DIV/0!
[22 empty] | -31.0569 | -27.9706 | [15 empty] | #DIV/0! | #DIV/0! | [15 empty] | #DIV/0! | #DIV/0! | [15 empty] | #DIV/0! | #DIV/0!
[22 empty] | -31.0737 | -27.9662 | [15 empty] | #DIV/0! | #DIV/0! | [15 empty] | #DIV/0! | #DIV/0! | [15 empty] | #DIV/0! | #DIV/0!
[22 empty] | -31.0905 | -27.9618 | [15 empty] | #DIV/0! | #DIV/0! | [15 empty] | #DIV/0! | #DIV/0! | [15 empty] | #DIV/0! | #DIV/0!
[22 empty] | -31.1071 | -27.9573 | [15 empty] | #DIV/0! | #DIV/0! | [15 empty] | #DIV/0! | #DIV/0! | [15 empty] | #DIV/0! | #DIV/0!
[22 empty] | -31.1237 | -27.9527 | [15 empty] | #DIV/0! | #DIV/0! | [15 empty] | #DIV/0! | #DIV/0! | [15 empty] | #DIV/0! | #DIV/0!
[22 empty] | -31.1402 | -27.948 | [15 empty] | #DIV/0! | #DIV/0! | [15 empty] | #DIV/0! | #DIV/0! | [15 empty] | #DIV/0! | #DIV/0!
[22 empty] | -31.1566 | -27.9432 | [15 empty] | #DIV/0! | #DIV/0! | [15 empty] | #DIV/0! | #DIV/0! | [15 empty] | #DIV/0! | #DIV/0!
[22 empty] | -31.173 | -27.9384 | [15 empty] | #DIV/0! | #DIV/0! | [15 empty] | #DIV/0! | #DIV/0! | [15 empty] | #DIV/0! | #DIV/0!
[22 empty] | -31.1892 | -27.9334 | [15 empty] | #DIV/0! | #DIV/0! | [15 empty] | #DIV/0! | #DIV/0! | [15 empty] | #DIV/0! | #DIV/0!
[22 empty] | -31.2054 | -27.9284 | [15 empty] | #DIV/0! | #DIV/0! | [15 empty] | #DIV/0! | #DIV/0! | [15 empty] | #DIV/0! | #DIV/0!
[22 empty] | -31.2214 | -27.9233 | [15 empty] | #DIV/0! | #DIV/0! | [15 empty] | #DIV/0! | #DIV/0! | [15 empty] | #DIV/0! | #DIV/0!
[22 empty] | -31.2374 | -27.9181 | [15 empty] | #DIV/0! | #DIV/0! | [15 empty] | #DIV/0! | #DIV/0! | [15 empty] | #DIV/0! | #DIV/0!
[22 empty] | -31.2533 | -27.9128 | [15 empty] | #DIV/0! | #DIV/0! | [15 empty] | #DIV/0! | #DIV/0! | [15 empty] | #DIV/0! | #DIV/0!
[22 empty] | -31.2692 | -27.9074 | [15 empty] | #DIV/0! | #DIV/0! | [15 empty] | #DIV/0! | #DIV/0! | [15 empty] | #DIV/0! | #DIV/0!
[22 empty] | -31.2849 | -27.902 | [15 empty] | #DIV/0! | #DIV/0! | [15 empty] | #DIV/0! | #DIV/0! | [15 empty] | #DIV/0! | #DIV/0!
[22 empty] | -31.3005 | -27.8964 | [15 empty] | #DIV/0! | #DIV/0! | [15 empty] | #DIV/0! | #DIV/0! | [15 empty] | #DIV/0! | #DIV/0!
[22 empty] | -31.3161 | -27.8908 | [15 empty] | #DIV/0! | #DIV/0! | [15 empty] | #DIV/0! | #DIV/0! | [15 empty] | #DIV/0! | #DIV/0!
[22 empty] | -31.3316 | -27.8851 | [15 empty] | #DIV/0! | #DIV/0! | [15 empty] | #DIV/0! | #DIV/0! | [15 empty] | #DIV/0! | #DIV/0!
[22 empty] | -31.347 | -27.8793 | [15 empty] | #DIV/0! | #DIV/0! | [15 empty] | #DIV/0! | #DIV/0! | [15 empty] | #DIV/0! | #DIV/0!
[22 empty] | -31.3623 | -27.8734 | [15 empty] | #DIV/0! | #DIV/0! | [15 empty] | #DIV/0! | #DIV/0! | [15 empty] | #DIV/0! | #DIV/0!
[22 empty] | -31.3775 | -27.8675 | [15 empty] | #DIV/0! | #DIV/0! | [15 empty] | #DIV/0! | #DIV/0! | [15 empty] | #DIV/0! | #DIV/0!
[22 empty] | -31.3926 | -27.8614 | [15 empty] | #DIV/0! | #DIV/0! | [15 empty] | #DIV/0! | #DIV/0! | [15 empty] | #DIV/0! | #DIV/0!
[22 empty] | -31.4077 | -27.8553 | [15 empty] | #DIV/0! | #DIV/0! | [15 empty] | #DIV/0! | #DIV/0! | [15 empty] | #DIV/0! | #DIV/0!
[22 empty] | -31.4226 | -27.8491 | [15 empty] | #DIV/0! | #DIV/0! | [15 empty] | #DIV/0! | #DIV/0! | [15 empty] | #DIV/0! | #DIV/0!
[22 empty] | -31.4375 | -27.8428 | [15 empty] | #DIV/0! | #DIV/0! | [15 empty] | #DIV/0! | #DIV/0! | [15 empty] | #DIV/0! | #DIV/0!
[22 empty] | -31.4523 | -27.8364 | [15 empty] | #DIV/0! | #DIV/0! | [15 empty] | #DIV/0! | #DIV/0! | [15 empty] | #DIV/0! | #DIV/0!
[22 empty] | -31.467 | -27.8299 | [15 empty] | #DIV/0! | #DIV/0! | [15 empty] | #DIV/0! | #DIV/0! | [15 empty] | #DIV/0! | #DIV/0!
[22 empty] | -31.4816 | -27.8234 | [15 empty] | #DIV/0! | #DIV/0! | [15 empty] | #DIV/0! | #DIV/0! | [15 empty] | #DIV/0! | #DIV/0!
[22 empty] | -31.4961 | -27.8167 | [15 empty] | #DIV/0! | #DIV/0! | [15 empty] | #DIV/0! | #DIV/0! | [15 empty] | #DIV/0! | #DIV/0!
[22 empty] | -31.5106 | -27.81 | [15 empty] | #DIV/0! | #DIV/0! | [15 empty] | #DIV/0! | #DIV/0! | [15 empty] | #DIV/0! | #DIV/0!
[22 empty] | -31.5249 | -27.8032 | [15 empty] | #DIV/0! | #DIV/0! | [15 empty] | #DIV/0! | #DIV/0! | [15 empty] | #DIV/0! | #DIV/0!
[22 empty] | -31.5392 | -27.7963 | [15 empty] | #DIV/0! | #DIV/0! | [15 empty] | #DIV/0! | #DIV/0! | [15 empty] | #DIV/0! | #DIV/0!
[22 empty] | -31.5534 | -27.7894 | [15 empty] | #DIV/0! | #DIV/0! | [15 empty] | #DIV/0! | #DIV/0! | [15 empty] | #DIV/0! | #DIV/0!
[22 empty] | -31.5674 | -27.7823 | [15 empty] | #DIV/0! | #DIV/0! | [15 empty] | #DIV/0! | #DIV/0! | [15 empty] | #DIV/0! | #DIV/0!
[22 empty] | -31.5814 | -27.7752 | [15 empty] | #DIV/0! | #DIV/0! | [15 empty] | #DIV/0! | #DIV/0! | [15 empty] | #DIV/0! | #DIV/0!
[22 empty] | -31.5954 | -27.768 | [15 empty] | #DIV/0! | #DIV/0! | [15 empty] | #DIV/0! | #DIV/0! | [15 empty] | #DIV/0! | #DIV/0!
[22 empty] | -31.6092 | -27.7607 | [15 empty] | #DIV/0! | #DIV/0! | [15 empty] | #DIV/0! | #DIV/0! | [15 empty] | #DIV/0! | #DIV/0!
[22 empty] | -31.6229 | -27.7533 | [15 empty] | #DIV/0! | #DIV/0! | [15 empty] | #DIV/0! | #DIV/0! | [15 empty] | #DIV/0! | #DIV/0!
[22 empty] | -31.6365 | -27.7458 | [15 empty] | #DIV/0! | #DIV/0! | [15 empty] | #DIV/0! | #DIV/0! | [15 empty] | #DIV/0! | #DIV/0!
[22 empty] | -31.6501 | -27.7383 | [15 empty] | #DIV/0! | #DIV/0! | [15 empty] | #DIV/0! | #DIV/0! | [15 empty] | #DIV/0! | #DIV/0!
[22 empty] | -31.6636 | -27.7306 | [15 empty] | #DIV/0! | #DIV/0! | [15 empty] | #DIV/0! | #DIV/0! | [15 empty] | #DIV/0! | #DIV/0!
[22 empty] | -31.6769 | -27.7229 | [15 empty] | #DIV/0! | #DIV/0! | [15 empty] | #DIV/0! | #DIV/0! | [15 empty] | #DIV/0! | #DIV/0!
[22 empty] | -31.6902 | -27.7151 | [15 empty] | #DIV/0! | #DIV/0! | [15 empty] | #DIV/0! | #DIV/0! | [15 empty] | #DIV/0! | #DIV/0!
[22 empty] | -31.7034 | -27.7072 | [15 empty] | #DIV/0! | #DIV/0! | [15 empty] | #DIV/0! | #DIV/0! | [15 empty] | #DIV/0! | #DIV/0!
[22 empty] | -31.7165 | -27.6993 | [15 empty] | #DIV/0! | #DIV/0! | [15 empty] | #DIV/0! | #DIV/0! | [15 empty] | #DIV/0! | #DIV/0!
[22 empty] | -31.7295 | -27.6912 | [15 empty] | #DIV/0! | #DIV/0! | [15 empty] | #DIV/0! | #DIV/0! | [15 empty] | #DIV/0! | #DIV/0!
[22 empty] | -31.7425 | -27.6831 | [15 empty] | #DIV/0! | #DIV/0! | [15 empty] | #DIV/0! | #DIV/0! | [15 empty] | #DIV/0! | #DIV/0!
[22 empty] | -31.7553 | -27.6749 | [15 empty] | #DIV/0! | #DIV/0! | [15 empty] | #DIV/0! | #DIV/0! | [15 empty] | #DIV/0! | #DIV/0!
[22 empty] | -31.768 | -27.6666 | [15 empty] | #DIV/0! | #DIV/0! | [15 empty] | #DIV/0! | #DIV/0! | [15 empty] | #DIV/0! | #DIV/0!
[22 empty] | -31.7807 | -27.6582 | [15 empty] | #DIV/0! | #DIV/0! | [15 empty] | #DIV/0! | #DIV/0! | [15 empty] | #DIV/0! | #DIV/0!
[22 empty] | -31.7932 | -27.6498 | [15 empty] | #DIV/0! | #DIV/0! | [15 empty] | #DIV/0! | #DIV/0! | [15 empty] | #DIV/0! | #DIV/0!
[22 empty] | -31.8057 | -27.6413 | [15 empty] | #DIV/0! | #DIV/0! | [15 empty] | #DIV/0! | #DIV/0! | [15 empty] | #DIV/0! | #DIV/0!
[22 empty] | -31.8181 | -27.6326 | [15 empty] | #DIV/0! | #DIV/0! | [15 empty] | #DIV/0! | #DIV/0! | [15 empty] | #DIV/0! | #DIV/0!
[22 empty] | -31.8304 | -27.6239 | [15 empty] | #DIV/0! | #DIV/0! | [15 empty] | #DIV/0! | #DIV/0! | [15 empty] | #DIV/0! | #DIV/0!
[22 empty] | -31.8426 | -27.6152 | [15 empty] | #DIV/0! | #DIV/0! | [15 empty] | #DIV/0! | #DIV/0! | [15 empty] | #DIV/0! | #DIV/0!
[22 empty] | -31.8547 | -27.6063 | [15 empty] | #DIV/0! | #DIV/0! | [15 empty] | #DIV/0! | #DIV/0! | [15 empty] | #DIV/0! | #DIV/0!
[22 empty] | -31.8667 | -27.5974 | [15 empty] | #DIV/0! | #DIV/0! | [15 empty] | #DIV/0! | #DIV/0! | [15 empty] | #DIV/0! | #DIV/0!
[22 empty] | -31.8786 | -27.5884 | [15 empty] | #DIV/0! | #DIV/0! | [15 empty] | #DIV/0! | #DIV/0! | [15 empty] | #DIV/0! | #DIV/0!
[22 empty] | -31.8905 | -27.5793 | [15 empty] | #DIV/0! | #DIV/0! | [15 empty] | #DIV/0! | #DIV/0! | [15 empty] | #DIV/0! | #DIV/0!
[22 empty] | -31.9022 | -27.5701 | [15 empty] | #DIV/0! | #DIV/0! | [15 empty] | #DIV/0! | #DIV/0! | [15 empty] | #DIV/0! | #DIV/0!
[22 empty] | -31.9139 | -27.5608 | [15 empty] | #DIV/0! | #DIV/0! | [15 empty] | #DIV/0! | #DIV/0! | [15 empty] | #DIV/0! | #DIV/0!
[22 empty] | -31.9254 | -27.5515 | [15 empty] | #DIV/0! | #DIV/0! | [15 empty] | #DIV/0! | #DIV/0! | [15 empty] | #DIV/0! | #DIV/0!
[22 empty] | -31.9369 | -27.5421 | [15 empty] | #DIV/0! | #DIV/0! | [15 empty] | #DIV/0! | #DIV/0! | [15 empty] | #DIV/0! | #DIV/0!
[22 empty] | -31.9482 | -27.5326 | [15 empty] | #DIV/0! | #DIV/0! | [15 empty] | #DIV/0! | #DIV/0! | [15 empty] | #DIV/0! | #DIV/0!
[22 empty] | -31.9595 | -27.523 | [15 empty] | #DIV/0! | #DIV/0! | [15 empty] | #DIV/0! | #DIV/0! | [15 empty] | #DIV/0! | #DIV/0!
[22 empty] | -31.9707 | -27.5133 | [15 empty] | #DIV/0! | #DIV/0! | [15 empty] | #DIV/0! | #DIV/0! | [15 empty] | #DIV/0! | #DIV/0!
[22 empty] | -31.9818 | -27.5036 | [15 empty] | #DIV/0! | #DIV/0! | [15 empty] | #DIV/0! | #DIV/0! | [15 empty] | #DIV/0! | #DIV/0!
[22 empty] | -31.9928 | -27.4938 | [15 empty] | #DIV/0! | #DIV/0! | [15 empty] | #DIV/0! | #DIV/0! | [15 empty] | #DIV/0! | #DIV/0!
[22 empty] | -32.0037 | -27.4839 | [15 empty] | #DIV/0! | #DIV/0! | [15 empty] | #DIV/0! | #DIV/0! | [15 empty] | #DIV/0! | #DIV/0!
[22 empty] | -32.0145 | -27.4739 | [15 empty] | #DIV/0! | #DIV/0! | [15 empty] | #DIV/0! | #DIV/0! | [15 empty] | #DIV/0! | #DIV/0!
[22 empty] | -32.0252 | -27.4639 | [15 empty] | #DIV/0! | #DIV/0! | [15 empty] | #DIV/0! | #DIV/0! | [15 empty] | #DIV/0! | #DIV/0!
[22 empty] | -32.0358 | -27.4537 | [15 empty] | #DIV/0! | #DIV/0! | [15 empty] | #DIV/0! | #DIV/0! | [15 empty] | #DIV/0! | #DIV/0!
[22 empty] | -32.0464 | -27.4435 | [15 empty] | #DIV/0! | #DIV/0! | [15 empty] | #DIV/0! | #DIV/0! | [15 empty] | #DIV/0! | #DIV/0!
[22 empty] | -32.0568 | -27.4332 | [15 empty] | #DIV/0! | #DIV/0! | [15 empty] | #DIV/0! | #DIV/0! | [15 empty] | #DIV/0! | #DIV/0!
[22 empty] | -32.0672 | -27.4228 | [15 empty] | #DIV/0! | #DIV/0! | [15 empty] | #DIV/0! | #DIV/0! | [15 empty] | #DIV/0! | #DIV/0!
[22 empty] | -32.0774 | -27.4124 | [15 empty] | #DIV/0! | #DIV/0! | [15 empty] | #DIV/0! | #DIV/0! | [15 empty] | #DIV/0! | #DIV/0!
[22 empty] | -32.0876 | -27.4019 | [15 empty] | #DIV/0! | #DIV/0! | [15 empty] | #DIV/0! | #DIV/0! | [15 empty] | #DIV/0! | #DIV/0!
[22 empty] | -32.0976 | -27.3913 | [15 empty] | #DIV/0! | #DIV/0! | [15 empty] | #DIV/0! | #DIV/0! | [15 empty] | #DIV/0! | #DIV/0!
[22 empty] | -32.1076 | -27.3806 | [15 empty] | #DIV/0! | #DIV/0! | [15 empty] | #DIV/0! | #DIV/0! | [15 empty] | #DIV/0! | #DIV/0!
[22 empty] | -32.1174 | -27.3698 | [15 empty] | #DIV/0! | #DIV/0! | [15 empty] | #DIV/0! | #DIV/0! | [15 empty] | #DIV/0! | #DIV/0!
[22 empty] | -32.1272 | -27.359 | [15 empty] | #DIV/0! | #DIV/0! | [15 empty] | #DIV/0! | #DIV/0! | [15 empty] | #DIV/0! | #DIV/0!
[22 empty] | -32.1369 | -27.3481 | [15 empty] | #DIV/0! | #DIV/0! | [15 empty] | #DIV/0! | #DIV/0! | [15 empty] | #DIV/0! | #DIV/0!
[22 empty] | -32.1465 | -27.3371 | [15 empty] | #DIV/0! | #DIV/0! | [15 empty] | #DIV/0! | #DIV/0! | [15 empty] | #DIV/0! | #DIV/0!
[22 empty] | -32.156 | -27.326 | [15 empty] | #DIV/0! | #DIV/0! | [15 empty] | #DIV/0! | #DIV/0! | [15 empty] | #DIV/0! | #DIV/0!
[22 empty] | -32.1654 | -27.3148 | [15 empty] | #DIV/0! | #DIV/0! | [15 empty] | #DIV/0! | #DIV/0! | [15 empty] | #DIV/0! | #DIV/0!
[22 empty] | -32.1746 | -27.3036 | [15 empty] | #DIV/0! | #DIV/0! | [15 empty] | #DIV/0! | #DIV/0! | [15 empty] | #DIV/0! | #DIV/0!
[22 empty] | -32.1838 | -27.2923 | [15 empty] | #DIV/0! | #DIV/0! | [15 empty] | #DIV/0! | #DIV/0! | [15 empty] | #DIV/0! | #DIV/0!
[22 empty] | -32.193 | -27.2809 | [15 empty] | #DIV/0! | #DIV/0! | [15 empty] | #DIV/0! | #DIV/0! | [15 empty] | #DIV/0! | #DIV/0!
[22 empty] | -32.202 | -27.2695 | [15 empty] | #DIV/0! | #DIV/0! | [15 empty] | #DIV/0! | #DIV/0! | [15 empty] | #DIV/0! | #DIV/0!
[22 empty] | -32.2109 | -27.2579 | [15 empty] | #DIV/0! | #DIV/0! | [15 empty] | #DIV/0! | #DIV/0! | [15 empty] | #DIV/0! | #DIV/0!
[22 empty] | -32.2197 | -27.2463 | [15 empty] | #DIV/0! | #DIV/0! | [15 empty] | #DIV/0! | #DIV/0! | [15 empty] | #DIV/0! | #DIV/0!
[22 empty] | -32.2284 | -27.2346 | [15 empty] | #DIV/0! | #DIV/0! | [15 empty] | #DIV/0! | #DIV/0! | [15 empty] | #DIV/0! | #DIV/0!
[22 empty] | -32.237 | -27.2228 | [15 empty] | #DIV/0! | #DIV/0! | [15 empty] | #DIV/0! | #DIV/0! | [15 empty] | #DIV/0! | #DIV/0!
[22 empty] | -32.2456 | -27.211 | [15 empty] | #DIV/0! | #DIV/0! | [15 empty] | #DIV/0! | #DIV/0! | [15 empty] | #DIV/0! | #DIV/0!
[22 empty] | -32.254 | -27.1991 | [15 empty] | #DIV/0! | #DIV/0! | [15 empty] | #DIV/0! | #DIV/0! | [15 empty] | #DIV/0! | #DIV/0!
[22 empty] | -32.2623 | -27.1871 | [15 empty] | #DIV/0! | #DIV/0! | [15 empty] | #DIV/0! | #DIV/0! | [15 empty] | #DIV/0! | #DIV/0!
[22 empty] | -32.2705 | -27.175 | [15 empty] | #DIV/0! | #DIV/0! | [15 empty] | #DIV/0! | #DIV/0! | [15 empty] | #DIV/0! | #DIV/0!
[22 empty] | -32.2787 | -27.1628 | [15 empty] | #DIV/0! | #DIV/0! | [15 empty] | #DIV/0! | #DIV/0! | [15 empty] | #DIV/0! | #DIV/0!
[22 empty] | -32.2867 | -27.1506 | [15 empty] | #DIV/0! | #DIV/0! | [15 empty] | #DIV/0! | #DIV/0! | [15 empty] | #DIV/0! | #DIV/0!
[22 empty] | -32.2947 | -27.1383 | [15 empty] | #DIV/0! | #DIV/0! | [15 empty] | #DIV/0! | #DIV/0! | [15 empty] | #DIV/0! | #DIV/0!
[22 empty] | -32.3025 | -27.1259 | [15 empty] | #DIV/0! | #DIV/0! | [15 empty] | #DIV/0! | #DIV/0! | [15 empty] | #DIV/0! | #DIV/0!
[22 empty] | -32.3102 | -27.1135 | [15 empty] | #DIV/0! | #DIV/0! | [15 empty] | #DIV/0! | #DIV/0! | [15 empty] | #DIV/0! | #DIV/0!
[22 empty] | -32.3179 | -27.101 | [15 empty] | #DIV/0! | #DIV/0! | [15 empty] | #DIV/0! | #DIV/0! | [15 empty] | #DIV/0! | #DIV/0!
[22 empty] | -32.3254 | -27.0884 | [15 empty] | #DIV/0! | #DIV/0! | [15 empty] | #DIV/0! | #DIV/0! | [15 empty] | #DIV/0! | #DIV/0!
[22 empty] | -32.3329 | -27.0757 | [15 empty] | #DIV/0! | #DIV/0! | [15 empty] | #DIV/0! | #DIV/0! | [15 empty] | #DIV/0! | #DIV/0!
[22 empty] | -32.3402 | -27.0629 | [15 empty] | #DIV/0! | #DIV/0! | [15 empty] | #DIV/0! | #DIV/0! | [15 empty] | #DIV/0! | #DIV/0!
[22 empty] | -32.3475 | -27.0501 | [15 empty] | #DIV/0! | #DIV/0! | [15 empty] | #DIV/0! | #DIV/0! | [15 empty] | #DIV/0! | #DIV/0!
[22 empty] | -32.3546 | -27.0372 | [15 empty] | #DIV/0! | #DIV/0! | [15 empty] | #DIV/0! | #DIV/0! | [15 empty] | #DIV/0! | #DIV/0!
[22 empty] | -32.3617 | -27.0242 | [15 empty] | #DIV/0! | #DIV/0! | [15 empty] | #DIV/0! | #DIV/0! | [15 empty] | #DIV/0! | #DIV/0!
[22 empty] | -32.3687 | -27.0111 | [15 empty] | #DIV/0! | #DIV/0! | [15 empty] | #DIV/0! | #DIV/0! | [15 empty] | #DIV/0! | #DIV/0!
[22 empty] | -32.3755 | -26.998 | [15 empty] | #DIV/0! | #DIV/0! | [15 empty] | #DIV/0! | #DIV/0! | [15 empty] | #DIV/0! | #DIV/0!
[22 empty] | -32.3823 | -26.9848 | [15 empty] | #DIV/0! | #DIV/0! | [15 empty] | #DIV/0! | #DIV/0! | [15 empty] | #DIV/0! | #DIV/0!
[22 empty] | -32.3889 | -26.9715 | [15 empty] | #DIV/0! | #DIV/0! | [15 empty] | #DIV/0! | #DIV/0! | [15 empty] | #DIV/0! | #DIV/0!
[22 empty] | -32.3955 | -26.9582 | [15 empty] | #DIV/0! | #DIV/0! | [15 empty] | #DIV/0! | #DIV/0! | [15 empty] | #DIV/0! | #DIV/0!
[22 empty] | -32.4019 | -26.9448 | [15 empty] | #DIV/0! | #DIV/0! | [15 empty] | #DIV/0! | #DIV/0! | [15 empty] | #DIV/0! | #DIV/0!
[22 empty] | -32.4083 | -26.9313 | [15 empty] | #DIV/0! | #DIV/0! | [15 empty] | #DIV/0! | #DIV/0! | [15 empty] | #DIV/0! | #DIV/0!
[22 empty] | -32.4146 | -26.9177 | [15 empty] | #DIV/0! | #DIV/0! | [15 empty] | #DIV/0! | #DIV/0! | [15 empty] | #DIV/0! | #DIV/0!
[22 empty] | -32.4207 | -26.904 | [15 empty] | #DIV/0! | #DIV/0! | [15 empty] | #DIV/0! | #DIV/0! | [15 empty] | #DIV/0! | #DIV/0!
[22 empty] | -32.4268 | -26.8903 | [15 empty] | #DIV/0! | #DIV/0! | [15 empty] | #DIV/0! | #DIV/0! | [15 empty] | #DIV/0! | #DIV/0!
[22 empty] | -32.4327 | -26.8765 | [15 empty] | #DIV/0! | #DIV/0! | [15 empty] | #DIV/0! | #DIV/0! | [15 empty] | #DIV/0! | #DIV/0!
[22 empty] | -32.4386 | -26.8626 | [15 empty] | #DIV/0! | #DIV/0! | [15 empty] | #DIV/0! | #DIV/0! | [15 empty] | #DIV/0! | #DIV/0!
[22 empty] | -32.4443 | -26.8487 | [15 empty] | #DIV/0! | #DIV/0! | [15 empty] | #DIV/0! | #DIV/0! | [15 empty] | #DIV/0! | #DIV/0!
[22 empty] | -32.45 | -26.8347 | [15 empty] | #DIV/0! | #DIV/0! | [15 empty] | #DIV/0! | #DIV/0! | [15 empty] | #DIV/0! | #DIV/0!
[22 empty] | -32.4555 | -26.8206 | [15 empty] | #DIV/0! | #DIV/0! | [15 empty] | #DIV/0! | #DIV/0! | [15 empty] | #DIV/0! | #DIV/0!
[22 empty] | -32.461 | -26.8064 | [15 empty] | #DIV/0! | #DIV/0! | [15 empty] | #DIV/0! | #DIV/0! | [15 empty] | #DIV/0! | #DIV/0!
[22 empty] | -32.4663 | -26.7922 | [15 empty] | #DIV/0! | #DIV/0! | [15 empty] | #DIV/0! | #DIV/0! | [15 empty] | #DIV/0! | #DIV/0!
[22 empty] | -32.4716 | -26.7779 | [15 empty] | #DIV/0! | #DIV/0! | [15 empty] | #DIV/0! | #DIV/0! | [15 empty] | #DIV/0! | #DIV/0!
[22 empty] | -32.4767 | -26.7635 | [15 empty] | #DIV/0! | #DIV/0! | [15 empty] | #DIV/0! | #DIV/0! | [15 empty] | #DIV/0! | #DIV/0!
[22 empty] | -32.4818 | -26.7491 | [15 empty] | #DIV/0! | #DIV/0! | [15 empty] | #DIV/0! | #DIV/0! | [15 empty] | #DIV/0! | #DIV/0!
[22 empty] | -32.4867 | -26.7345 | [15 empty] | #DIV/0! | #DIV/0! | [15 empty] | #DIV/0! | #DIV/0! | [15 empty] | #DIV/0! | #DIV/0!
[22 empty] | -32.4916 | -26.7199 | [15 empty] | #DIV/0! | #DIV/0! | [15 empty] | #DIV/0! | #DIV/0! | [15 empty] | #DIV/0! | #DIV/0!
[22 empty] | -32.4963 | -26.7053 | [15 empty] | #DIV/0! | #DIV/0! | [15 empty] | #DIV/0! | #DIV/0! | [15 empty] | #DIV/0! | #DIV/0!
[22 empty] | -32.501 | -26.6905 | [15 empty] | #DIV/0! | #DIV/0! | [15 empty] | #DIV/0! | #DIV/0! | [15 empty] | #DIV/0! | #DIV/0!
[22 empty] | -32.5055 | -26.6757 | [15 empty] | #DIV/0! | #DIV/0! | [15 empty] | #DIV/0! | #DIV/0! | [15 empty] | #DIV/0! | #DIV/0!
[22 empty] | -32.5099 | -26.6608 | [15 empty] | #DIV/0! | #DIV/0! | [15 empty] | #DIV/0! | #DIV/0! | [15 empty] | #DIV/0! | #DIV/0!
[22 empty] | -32.5143 | -26.6459 | [15 empty] | #DIV/0! | #DIV/0! | [15 empty] | #DIV/0! | #DIV/0! | [15 empty] | #DIV/0! | #DIV/0!
[22 empty] | -32.5185 | -26.6308 | [15 empty] | #DIV/0! | #DIV/0! | [15 empty] | #DIV/0! | #DIV/0! | [15 empty] | #DIV/0! | #DIV/0!
[22 empty] | -32.5226 | -26.6157 | [15 empty] | #DIV/0! | #DIV/0! | [15 empty] | #DIV/0! | #DIV/0! | [15 empty] | #DIV/0! | #DIV/0!
[22 empty] | -32.5266 | -26.6006 | [15 empty] | #DIV/0! | #DIV/0! | [15 empty] | #DIV/0! | #DIV/0! | [15 empty] | #DIV/0! | #DIV/0!
[22 empty] | -32.5306 | -26.5853 | [15 empty] | #DIV/0! | #DIV/0! | [15 empty] | #DIV/0! | #DIV/0! | [15 empty] | #DIV/0! | #DIV/0!
[22 empty] | -32.5344 | -26.57 | [15 empty] | #DIV/0! | #DIV/0! | [15 empty] | #DIV/0! | #DIV/0! | [15 empty] | #DIV/0! | #DIV/0!
[22 empty] | -32.5381 | -26.5546 | [15 empty] | #DIV/0! | #DIV/0! | [15 empty] | #DIV/0! | #DIV/0! | [15 empty] | #DIV/0! | #DIV/0!
[22 empty] | -32.5417 | -26.5392 | [15 empty] | #DIV/0! | #DIV/0! | [15 empty] | #DIV/0! | #DIV/0! | [15 empty] | #DIV/0! | #DIV/0!
[22 empty] | -32.5452 | -26.5236 | [15 empty] | #DIV/0! | #DIV/0! | [15 empty] | #DIV/0! | #DIV/0! | [15 empty] | #DIV/0! | #DIV/0!
[22 empty] | -32.5486 | -26.508 | [15 empty] | #DIV/0! | #DIV/0! | [15 empty] | #DIV/0! | #DIV/0! | [15 empty] | #DIV/0! | #DIV/0!
[22 empty] | -32.5519 | -26.4924 | [15 empty] | #DIV/0! | #DIV/0! | [15 empty] | #DIV/0! | #DIV/0! | [15 empty] | #DIV/0! | #DIV/0!
[22 empty] | -32.5551 | -26.4766 | [15 empty] | #DIV/0! | #DIV/0! | [15 empty] | #DIV/0! | #DIV/0! | [15 empty] | #DIV/0! | #DIV/0!
[22 empty] | -32.5582 | -26.4608 | [15 empty] | #DIV/0! | #DIV/0! | [15 empty] | #DIV/0! | #DIV/0! | [15 empty] | #DIV/0! | #DIV/0!
[22 empty] | -32.5612 | -26.4449 | [15 empty] | #DIV/0! | #DIV/0! | [15 empty] | #DIV/0! | #DIV/0! | [15 empty] | #DIV/0! | #DIV/0!
[22 empty] | -32.5641 | -26.429 | [15 empty] | #DIV/0! | #DIV/0! | [15 empty] | #DIV/0! | #DIV/0! | [15 empty] | #DIV/0! | #DIV/0!
[22 empty] | -32.5668 | -26.413 | [15 empty] | #DIV/0! | #DIV/0! | [15 empty] | #DIV/0! | #DIV/0! | [15 empty] | #DIV/0! | #DIV/0!
[22 empty] | -32.5695 | -26.3969 | [15 empty] | #DIV/0! | #DIV/0! | [15 empty] | #DIV/0! | #DIV/0! | [15 empty] | #DIV/0! | #DIV/0!
[22 empty] | -32.5721 | -26.3807 | [15 empty] | #DIV/0! | #DIV/0! | [15 empty] | #DIV/0! | #DIV/0! | [15 empty] | #DIV/0! | #DIV/0!
[22 empty] | -32.5745 | -26.3645 | [15 empty] | #DIV/0! | #DIV/0! | [15 empty] | #DIV/0! | #DIV/0! | [15 empty] | #DIV/0! | #DIV/0!
[22 empty] | -32.5769 | -26.3482 | [15 empty] | #DIV/0! | #DIV/0! | [15 empty] | #DIV/0! | #DIV/0! | [15 empty] | #DIV/0! | #DIV/0!
[22 empty] | -32.5791 | -26.3318 | [15 empty] | #DIV/0! | #DIV/0! | [15 empty] | #DIV/0! | #DIV/0! | [15 empty] | #DIV/0! | #DIV/0!
[22 empty] | -32.5813 | -26.3154 | [15 empty] | #DIV/0! | #DIV/0! | [15 empty] | #DIV/0! | #DIV/0! | [15 empty] | #DIV/0! | #DIV/0!
[22 empty] | -32.5833 | -26.2989 | [15 empty] | #DIV/0! | #DIV/0! | [15 empty] | #DIV/0! | #DIV/0! | [15 empty] | #DIV/0! | #DIV/0!
[22 empty] | -32.5853 | -26.2823 | [15 empty] | #DIV/0! | #DIV/0! | [15 empty] | #DIV/0! | #DIV/0! | [15 empty] | #DIV/0! | #DIV/0!
[22 empty] | -32.5871 | -26.2657 | [15 empty] | #DIV/0! | #DIV/0! | [15 empty] | #DIV/0! | #DIV/0! | [15 empty] | #DIV/0! | #DIV/0!
[22 empty] | -32.5888 | -26.249 | [15 empty] | #DIV/0! | #DIV/0! | [15 empty] | #DIV/0! | #DIV/0! | [15 empty] | #DIV/0! | #DIV/0!
[22 empty] | -32.5904 | -26.2322 | [15 empty] | #DIV/0! | #DIV/0! | [15 empty] | #DIV/0! | #DIV/0! | [15 empty] | #DIV/0! | #DIV/0!
[22 empty] | -32.592 | -26.2153 | [15 empty] | #DIV/0! | #DIV/0! | [15 empty] | #DIV/0! | #DIV/0! | [15 empty] | #DIV/0! | #DIV/0!
[22 empty] | -32.5934 | -26.1984 | [15 empty] | #DIV/0! | #DIV/0! | [15 empty] | #DIV/0! | #DIV/0! | [15 empty] | #DIV/0! | #DIV/0!
[22 empty] | -32.5947 | -26.1814 | [15 empty] | #DIV/0! | #DIV/0! | [15 empty] | #DIV/0! | #DIV/0! | [15 empty] | #DIV/0! | #DIV/0!
[22 empty] | -32.5959 | -26.1644 | [15 empty] | #DIV/0! | #DIV/0! | [15 empty] | #DIV/0! | #DIV/0! | [15 empty] | #DIV/0! | #DIV/0!
[22 empty] | -32.597 | -26.1472 | [15 empty] | #DIV/0! | #DIV/0! | [15 empty] | #DIV/0! | #DIV/0! | [15 empty] | #DIV/0! | #DIV/0!
[22 empty] | -32.5979 | -26.1301 | [15 empty] | #DIV/0! | #DIV/0! | [15 empty] | #DIV/0! | #DIV/0! | [15 empty] | #DIV/0! | #DIV/0!
[22 empty] | -32.5988 | -26.1128 | [15 empty] | #DIV/0! | #DIV/0! | [15 empty] | #DIV/0! | #DIV/0! | [15 empty] | #DIV/0! | #DIV/0!
[22 empty] | -32.5996 | -26.0955 | [15 empty] | #DIV/0! | #DIV/0! | [15 empty] | #DIV/0! | #DIV/0! | [15 empty] | #DIV/0! | #DIV/0!
[22 empty] | -32.6002 | -26.0781 | [15 empty] | #DIV/0! | #DIV/0! | [15 empty] | #DIV/0! | #DIV/0! | [15 empty] | #DIV/0! | #DIV/0!
[22 empty] | -32.6008 | -26.0606 | [15 empty] | #DIV/0! | #DIV/0! | [15 empty] | #DIV/0! | #DIV/0! | [15 empty] | #DIV/0! | #DIV/0!
[22 empty] | -32.6012 | -26.0431 | [15 empty] | #DIV/0! | #DIV/0! | [15 empty] | #DIV/0! | #DIV/0! | [15 empty] | #DIV/0! | #DIV/0!
[22 empty] | -32.6016 | -26.0255 | [15 empty] | #DIV/0! | #DIV/0! | [15 empty] | #DIV/0! | #DIV/0! | [15 empty] | #DIV/0! | #DIV/0!
[22 empty] | -32.6018 | -26.0078 | [15 empty] | #DIV/0! | #DIV/0! | [15 empty] | #DIV/0! | #DIV/0! | [15 empty] | #DIV/0! | #DIV/0!
[22 empty] | -32.6019 | -25.9901 | [15 empty] | #DIV/0! | #DIV/0! | [15 empty] | #DIV/0! | #DIV/0! | [15 empty] | #DIV/0! | #DIV/0!
[22 empty] | -32.602 | -25.9723 | [15 empty] | #DIV/0! | #DIV/0! | [15 empty] | #DIV/0! | #DIV/0! | [15 empty] | #DIV/0! | #DIV/0!
[22 empty] | -32.6019 | -25.9544 | [15 empty] | #DIV/0! | #DIV/0! | [15 empty] | #DIV/0! | #DIV/0! | [15 empty] | #DIV/0! | #DIV/0!
[22 empty] | -32.6017 | -25.9365 | [15 empty] | #DIV/0! | #DIV/0! | [15 empty] | #DIV/0! | #DIV/0! | [15 empty] | #DIV/0! | #DIV/0!
[22 empty] | -32.6014 | -25.9185 | [15 empty] | #DIV/0! | #DIV/0! | [15 empty] | #DIV/0! | #DIV/0! | [15 empty] | #DIV/0! | #DIV/0!
[22 empty] | -32.6009 | -25.9004 | [15 empty] | #DIV/0! | #DIV/0! | [15 empty] | #DIV/0! | #DIV/0! | [15 empty] | #DIV/0! | #DIV/0!
[22 empty] | -32.6004 | -25.8823 | [15 empty] | #DIV/0! | #DIV/0! | [15 empty] | #DIV/0! | #DIV/0! | [15 empty] | #DIV/0! | #DIV/0!
[22 empty] | -32.5998 | -25.8641 | [15 empty] | #DIV/0! | #DIV/0! | [15 empty] | #DIV/0! | #DIV/0! | [15 empty] | #DIV/0! | #DIV/0!
[22 empty] | -32.5991 | -25.8459 | [15 empty] | #DIV/0! | #DIV/0! | [15 empty] | #DIV/0! | #DIV/0! | [15 empty] | #DIV/0! | #DIV/0!
[22 empty] | -32.5982 | -25.8275 | [15 empty] | #DIV/0! | #DIV/0! | [15 empty] | #DIV/0! | #DIV/0! | [15 empty] | #DIV/0! | #DIV/0!
[22 empty] | -32.5972 | -25.8091 | [15 empty] | #DIV/0! | #DIV/0! | [15 empty] | #DIV/0! | #DIV/0! | [15 empty] | #DIV/0! | #DIV/0!
[22 empty] | -32.5962 | -25.7907 | [15 empty] | #DIV/0! | #DIV/0! | [15 empty] | #DIV/0! | #DIV/0! | [15 empty] | #DIV/0! | #DIV/0!
[22 empty] | -32.595 | -25.7722 | [15 empty] | #DIV/0! | #DIV/0! | [15 empty] | #DIV/0! | #DIV/0! | [15 empty] | #DIV/0! | #DIV/0!
[22 empty] | -32.5937 | -25.7536 | [15 empty] | #DIV/0! | #DIV/0! | [15 empty] | #DIV/0! | #DIV/0! | [15 empty] | #DIV/0! | #DIV/0!
[22 empty] | -32.5923 | -25.7349 | [15 empty] | #DIV/0! | #DIV/0! | [15 empty] | #DIV/0! | #DIV/0! | [15 empty] | #DIV/0! | #DIV/0!
[22 empty] | -32.5908 | -25.7162 | [15 empty] | #DIV/0! | #DIV/0! | [15 empty] | #DIV/0! | #DIV/0! | [15 empty] | #DIV/0! | #DIV/0!
[22 empty] | -32.5892 | -25.6974 | [15 empty] | #DIV/0! | #DIV/0! | [15 empty] | #DIV/0! | #DIV/0! | [15 empty] | #DIV/0! | #DIV/0!
[22 empty] | -32.5875 | -25.6786 | [15 empty] | #DIV/0! | #DIV/0! | [15 empty] | #DIV/0! | #DIV/0! | [15 empty] | #DIV/0! | #DIV/0!
[22 empty] | -32.5857 | -25.6596 | [15 empty] | #DIV/0! | #DIV/0! | [15 empty] | #DIV/0! | #DIV/0! | [15 empty] | #DIV/0! | #DIV/0!
[22 empty] | -32.5837 | -25.6407 | [15 empty] | #DIV/0! | #DIV/0! | [15 empty] | #DIV/0! | #DIV/0! | [15 empty] | #DIV/0! | #DIV/0!
[22 empty] | -32.5817 | -25.6216 | [15 empty] | #DIV/0! | #DIV/0! | [15 empty] | #DIV/0! | #DIV/0! | [15 empty] | #DIV/0! | #DIV/0!
[22 empty] | -32.5795 | -25.6025 | [15 empty] | #DIV/0! | #DIV/0! | [15 empty] | #DIV/0! | #DIV/0! | [15 empty] | #DIV/0! | #DIV/0!
[22 empty] | -32.5772 | -25.5833 | [15 empty] | #DIV/0! | #DIV/0! | [15 empty] | #DIV/0! | #DIV/0! | [15 empty] | #DIV/0! | #DIV/0!
[22 empty] | -32.5749 | -25.5641 | [15 empty] | #DIV/0! | #DIV/0! | [15 empty] | #DIV/0! | #DIV/0! | [15 empty] | #DIV/0! | #DIV/0!
[22 empty] | -32.5724 | -25.5448 | [15 empty] | #DIV/0! | #DIV/0! | [15 empty] | #DIV/0! | #DIV/0! | [15 empty] | #DIV/0! | #DIV/0!
[22 empty] | -32.5698 | -25.5254 | [15 empty] | #DIV/0! | #DIV/0! | [15 empty] | #DIV/0! | #DIV/0! | [15 empty] | #DIV/0! | #DIV/0!
[22 empty] | -32.5671 | -25.506 | [15 empty] | #DIV/0! | #DIV/0! | [15 empty] | #DIV/0! | #DIV/0! | [15 empty] | #DIV/0! | #DIV/0!
[22 empty] | -32.5642 | -25.4865 | [15 empty] | #DIV/0! | #DIV/0! | [15 empty] | #DIV/0! | #DIV/0! | [15 empty] | #DIV/0! | #DIV/0!
[22 empty] | -32.5613 | -25.4669 | [15 empty] | #DIV/0! | #DIV/0! | [15 empty] | #DIV/0! | #DIV/0! | [15 empty] | #DIV/0! | #DIV/0!
[22 empty] | -32.5583 | -25.4473 | [15 empty] | #DIV/0! | #DIV/0! | [15 empty] | #DIV/0! | #DIV/0! | [15 empty] | #DIV/0! | #DIV/0!
[22 empty] | -32.5551 | -25.4276 | [15 empty] | #DIV/0! | #DIV/0! | [15 empty] | #DIV/0! | #DIV/0! | [15 empty] | #DIV/0! | #DIV/0!
[22 empty] | -32.5518 | -25.4079 | [15 empty] | #DIV/0! | #DIV/0! | [15 empty] | #DIV/0! | #DIV/0! | [15 empty] | #DIV/0! | #DIV/0!
[22 empty] | -32.5485 | -25.3881 | [15 empty] | #DIV/0! | #DIV/0! | [15 empty] | #DIV/0! | #DIV/0! | [15 empty] | #DIV/0! | #DIV/0!
[22 empty] | -32.545 | -25.3682 | [15 empty] | #DIV/0! | #DIV/0! | [15 empty] | #DIV/0! | #DIV/0! | [15 empty] | #DIV/0! | #DIV/0!
[22 empty] | -32.5414 | -25.3483 | [15 empty] | #DIV/0! | #DIV/0! | [15 empty] | #DIV/0! | #DIV/0! | [15 empty] | #DIV/0! | #DIV/0!
[22 empty] | -32.5377 | -25.3283 | [15 empty] | #DIV/0! | #DIV/0! | [15 empty] | #DIV/0! | #DIV/0! | [15 empty] | #DIV/0! | #DIV/0!
[22 empty] | -32.5339 | -25.3082 | [15 empty] | #DIV/0! | #DIV/0! | [15 empty] | #DIV/0! | #DIV/0! | [15 empty] | #DIV/0! | #DIV/0!
[22 empty] | -32.5299 | -25.2881 | [15 empty] | #DIV/0! | #DIV/0! | [15 empty] | #DIV/0! | #DIV/0! | [15 empty] | #DIV/0! | #DIV/0!
[22 empty] | -32.5259 | -25.2679 | [15 empty] | #DIV/0! | #DIV/0! | [15 empty] | #DIV/0! | #DIV/0! | [15 empty] | #DIV/0! | #DIV/0!
[22 empty] | -32.5217 | -25.2476 | [15 empty] | #DIV/0! | #DIV/0! | [15 empty] | #DIV/0! | #DIV/0! | [15 empty] | #DIV/0! | #DIV/0!
[22 empty] | -32.5175 | -25.2273 | [15 empty] | #DIV/0! | #DIV/0! | [15 empty] | #DIV/0! | #DIV/0! | [15 empty] | #DIV/0! | #DIV/0!
[22 empty] | -32.5131 | -25.2069 | [15 empty] | #DIV/0! | #DIV/0! | [15 empty] | #DIV/0! | #DIV/0! | [15 empty] | #DIV/0! | #DIV/0!
[22 empty] | -32.5086 | -25.1865 | [15 empty] | #DIV/0! | #DIV/0! | [15 empty] | #DIV/0! | #DIV/0! | [15 empty] | #DIV/0! | #DIV/0!
[22 empty] | -32.504 | -25.166 | [15 empty] | #DIV/0! | #DIV/0! | [15 empty] | #DIV/0! | #DIV/0! | [15 empty] | #DIV/0! | #DIV/0!
[22 empty] | -32.4993 | -25.1454 | [15 empty] | #DIV/0! | #DIV/0! | [15 empty] | #DIV/0! | #DIV/0! | [15 empty] | #DIV/0! | #DIV/0!
[22 empty] | -32.4944 | -25.1248 | [15 empty] | #DIV/0! | #DIV/0! | [15 empty] | #DIV/0! | #DIV/0! | [15 empty] | #DIV/0! | #DIV/0!
[22 empty] | -32.4895 | -25.1041 | [15 empty] | #DIV/0! | #DIV/0! | [15 empty] | #DIV/0! | #DIV/0! | [15 empty] | #DIV/0! | #DIV/0!
[22 empty] | -32.4844 | -25.0834 | [15 empty] | #DIV/0! | #DIV/0! | [15 empty] | #DIV/0! | #DIV/0! | [15 empty] | #DIV/0! | #DIV/0!
[22 empty] | -32.4793 | -25.0626 | [15 empty] | #DIV/0! | #DIV/0! | [15 empty] | #DIV/0! | #DIV/0! | [15 empty] | #DIV/0! | #DIV/0!
[22 empty] | -32.474 | -25.0417 | [15 empty] | #DIV/0! | #DIV/0! | [15 empty] | #DIV/0! | #DIV/0! | [15 empty] | #DIV/0! | #DIV/0!
[22 empty] | -32.4686 | -25.0208 | [15 empty] | #DIV/0! | #DIV/0! | [15 empty] | #DIV/0! | #DIV/0! | [15 empty] | #DIV/0! | #DIV/0!
[22 empty] | -32.4631 | -24.9998 | [15 empty] | #DIV/0! | #DIV/0! | [15 empty] | #DIV/0! | #DIV/0! | [15 empty] | #DIV/0! | #DIV/0!
[22 empty] | -32.4575 | -24.9787 | [15 empty] | #DIV/0! | #DIV/0! | [15 empty] | #DIV/0! | #DIV/0! | [15 empty] | #DIV/0! | #DIV/0!
[22 empty] | -32.4517 | -24.9576 | [15 empty] | #DIV/0! | #DIV/0! | [15 empty] | #DIV/0! | #DIV/0! | [15 empty] | #DIV/0! | #DIV/0!
[22 empty] | -32.4459 | -24.9365 | [15 empty] | #DIV/0! | #DIV/0! | [15 empty] | #DIV/0! | #DIV/0! | [15 empty] | #DIV/0! | #DIV/0!
[22 empty] | -32.4399 | -24.9152 | [15 empty] | #DIV/0! | #DIV/0! | [15 empty] | #DIV/0! | #DIV/0! | [15 empty] | #DIV/0! | #DIV/0!
[22 empty] | -32.4339 | -24.8939 | [15 empty] | #DIV/0! | #DIV/0! | [15 empty] | #DIV/0! | #DIV/0! | [15 empty] | #DIV/0! | #DIV/0!
[22 empty] | -32.4277 | -24.8726 | [15 empty] | #DIV/0! | #DIV/0! | [15 empty] | #DIV/0! | #DIV/0! | [15 empty] | #DIV/0! | #DIV/0!
[22 empty] | -32.4214 | -24.8512 | [15 empty] | #DIV/0! | #DIV/0! | [15 empty] | #DIV/0! | #DIV/0! | [15 empty] | #DIV/0! | #DIV/0!
[22 empty] | -32.415 | -24.8297 | [15 empty] | #DIV/0! | #DIV/0! | [15 empty] | #DIV/0! | #DIV/0! | [15 empty] | #DIV/0! | #DIV/0!
[22 empty] | -32.4084 | -24.8082 | [15 empty] | #DIV/0! | #DIV/0! | [15 empty] | #DIV/0! | #DIV/0! | [15 empty] | #DIV/0! | #DIV/0!
[22 empty] | -32.4018 | -24.7866 | [15 empty] | #DIV/0! | #DIV/0! | [15 empty] | #DIV/0! | #DIV/0! | [15 empty] | #DIV/0! | #DIV/0!
[22 empty] | -32.395 | -24.7649 | [15 empty] | #DIV/0! | #DIV/0! | [15 empty] | #DIV/0! | #DIV/0! | [15 empty] | #DIV/0! | #DIV/0!
[22 empty] | -32.3882 | -24.7432 | [15 empty] | #DIV/0! | #DIV/0! | [15 empty] | #DIV/0! | #DIV/0! | [15 empty] | #DIV/0! | #DIV/0!
[22 empty] | -32.3812 | -24.7214 | [15 empty] | #DIV/0! | #DIV/0! | [15 empty] | #DIV/0! | #DIV/0! | [15 empty] | #DIV/0! | #DIV/0!
[22 empty] | -32.3741 | -24.6996 | [15 empty] | #DIV/0! | #DIV/0! | [15 empty] | #DIV/0! | #DIV/0! | [15 empty] | #DIV/0! | #DIV/0!
[22 empty] | -32.3669 | -24.6777 | [15 empty] | #DIV/0! | #DIV/0! | [15 empty] | #DIV/0! | #DIV/0! | [15 empty] | #DIV/0! | #DIV/0!
[22 empty] | -32.3595 | -24.6558 | [15 empty] | #DIV/0! | #DIV/0! | [15 empty] | #DIV/0! | #DIV/0! | [15 empty] | #DIV/0! | #DIV/0!
[22 empty] | -32.3521 | -24.6337 | [15 empty] | #DIV/0! | #DIV/0! | [15 empty] | #DIV/0! | #DIV/0! | [15 empty] | #DIV/0! | #DIV/0!
[22 empty] | -32.3445 | -24.6117 | [15 empty] | #DIV/0! | #DIV/0! | [15 empty] | #DIV/0! | #DIV/0! | [15 empty] | #DIV/0! | #DIV/0!
[22 empty] | -32.3369 | -24.5896 | [15 empty] | #DIV/0! | #DIV/0! | [15 empty] | #DIV/0! | #DIV/0! | [15 empty] | #DIV/0! | #DIV/0!
[22 empty] | -32.3291 | -24.5674 | [15 empty] | #DIV/0! | #DIV/0! | [15 empty] | #DIV/0! | #DIV/0! | [15 empty] | #DIV/0! | #DIV/0!
[22 empty] | -32.3212 | -24.5451 | [15 empty] | #DIV/0! | #DIV/0! | [15 empty] | #DIV/0! | #DIV/0! | [15 empty] | #DIV/0! | #DIV/0!
[22 empty] | -32.3132 | -24.5228 | [15 empty] | #DIV/0! | #DIV/0! | [15 empty] | #DIV/0! | #DIV/0! | [15 empty] | #DIV/0! | #DIV/0!
[22 empty] | -32.305 | -24.5005 | [15 empty] | #DIV/0! | #DIV/0! | [15 empty] | #DIV/0! | #DIV/0! | [15 empty] | #DIV/0! | #DIV/0!
[22 empty] | -32.2968 | -24.478 | [15 empty] | #DIV/0! | #DIV/0! | [15 empty] | #DIV/0! | #DIV/0! | [15 empty] | #DIV/0! | #DIV/0!
[22 empty] | -32.2884 | -24.4556 | [15 empty] | #DIV/0! | #DIV/0! | [15 empty] | #DIV/0! | #DIV/0! | [15 empty] | #DIV/0! | #DIV/0!
[22 empty] | -32.28 | -24.433 | [15 empty] | #DIV/0! | #DIV/0! | [15 empty] | #DIV/0! | #DIV/0! | [15 empty] | #DIV/0! | #DIV/0!
[22 empty] | -32.2714 | -24.4104 | [15 empty] | #DIV/0! | #DIV/0! | [15 empty] | #DIV/0! | #DIV/0! | [15 empty] | #DIV/0! | #DIV/0!
[22 empty] | -32.2627 | -24.3878 | [15 empty] | #DIV/0! | #DIV/0! | [15 empty] | #DIV/0! | #DIV/0! | [15 empty] | #DIV/0! | #DIV/0!
[22 empty] | -32.2538 | -24.3651 | [15 empty] | #DIV/0! | #DIV/0! | [15 empty] | #DIV/0! | #DIV/0! | [15 empty] | #DIV/0! | #DIV/0!
[22 empty] | -32.2449 | -24.3423 | [15 empty] | #DIV/0! | #DIV/0! | [15 empty] | #DIV/0! | #DIV/0! | [15 empty] | #DIV/0! | #DIV/0!
[22 empty] | -32.2358 | -24.3195 | [15 empty] | #DIV/0! | #DIV/0! | [15 empty] | #DIV/0! | #DIV/0! | [15 empty] | #DIV/0! | #DIV/0!
[22 empty] | -32.2267 | -24.2966 | [15 empty] | #DIV/0! | #DIV/0! | [15 empty] | #DIV/0! | #DIV/0! | [15 empty] | #DIV/0! | #DIV/0!
[22 empty] | -32.2174 | -24.2737 | [15 empty] | #DIV/0! | #DIV/0! | [15 empty] | #DIV/0! | #DIV/0! | [15 empty] | #DIV/0! | #DIV/0!
[22 empty] | -32.208 | -24.2507 | [15 empty] | #DIV/0! | #DIV/0! | [15 empty] | #DIV/0! | #DIV/0! | [15 empty] | #DIV/0! | #DIV/0!
[22 empty] | -32.1985 | -24.2276 | [15 empty] | #DIV/0! | #DIV/0! | [15 empty] | #DIV/0! | #DIV/0! | [15 empty] | #DIV/0! | #DIV/0!
[22 empty] | -32.1888 | -24.2045 | [15 empty] | #DIV/0! | #DIV/0! | [15 empty] | #DIV/0! | #DIV/0! | [15 empty] | #DIV/0! | #DIV/0!
[22 empty] | -32.1791 | -24.1814 | [15 empty] | #DIV/0! | #DIV/0! | [15 empty] | #DIV/0! | #DIV/0! | [15 empty] | #DIV/0! | #DIV/0!
[22 empty] | -32.1692 | -24.1581 | [15 empty] | #DIV/0! | #DIV/0! | [15 empty] | #DIV/0! | #DIV/0! | [15 empty] | #DIV/0! | #DIV/0!
[22 empty] | -32.1592 | -24.1349 | [15 empty] | #DIV/0! | #DIV/0! | [15 empty] | #DIV/0! | #DIV/0! | [15 empty] | #DIV/0! | #DIV/0!
[22 empty] | -32.1491 | -24.1115 | [15 empty] | #DIV/0! | #DIV/0! | [15 empty] | #DIV/0! | #DIV/0! | [15 empty] | #DIV/0! | #DIV/0!
[22 empty] | -32.1389 | -24.0882 | [15 empty] | #DIV/0! | #DIV/0! | [15 empty] | #DIV/0! | #DIV/0! | [15 empty] | #DIV/0! | #DIV/0!
[22 empty] | -32.1286 | -24.0647 | [15 empty] | #DIV/0! | #DIV/0! | [15 empty] | #DIV/0! | #DIV/0! | [15 empty] | #DIV/0! | #DIV/0!
[22 empty] | -32.1181 | -24.0412 | [15 empty] | #DIV/0! | #DIV/0! | [15 empty] | #DIV/0! | #DIV/0! | [15 empty] | #DIV/0! | #DIV/0!
[22 empty] | -32.1076 | -24.0176 | [15 empty] | #DIV/0! | #DIV/0! | [15 empty] | #DIV/0! | #DIV/0! | [15 empty] | #DIV/0! | #DIV/0!
[22 empty] | -32.0969 | -23.994 | [15 empty] | #DIV/0! | #DIV/0! | [15 empty] | #DIV/0! | #DIV/0! | [15 empty] | #DIV/0! | #DIV/0!
[22 empty] | -32.0861 | -23.9704 | [15 empty] | #DIV/0! | #DIV/0! | [15 empty] | #DIV/0! | #DIV/0! | [15 empty] | #DIV/0! | #DIV/0!
[22 empty] | -32.0752 | -23.9466 | [15 empty] | #DIV/0! | #DIV/0! | [15 empty] | #DIV/0! | #DIV/0! | [15 empty] | #DIV/0! | #DIV/0!
[22 empty] | -32.0641 | -23.9229 | [15 empty] | #DIV/0! | #DIV/0! | [15 empty] | #DIV/0! | #DIV/0! | [15 empty] | #DIV/0! | #DIV/0!
[22 empty] | -32.053 | -23.899 | [15 empty] | #DIV/0! | #DIV/0! | [15 empty] | #DIV/0! | #DIV/0! | [15 empty] | #DIV/0! | #DIV/0!
[22 empty] | -32.0417 | -23.8751 | [15 empty] | #DIV/0! | #DIV/0! | [15 empty] | #DIV/0! | #DIV/0! | [15 empty] | #DIV/0! | #DIV/0!
[22 empty] | -32.0303 | -23.8512 | [15 empty] | #DIV/0! | #DIV/0! | [15 empty] | #DIV/0! | #DIV/0! | [15 empty] | #DIV/0! | #DIV/0!
[22 empty] | -32.0188 | -23.8272 | [15 empty] | #DIV/0! | #DIV/0! | [15 empty] | #DIV/0! | #DIV/0! | [15 empty] | #DIV/0! | #DIV/0!
[22 empty] | -32.0072 | -23.8031 | [15 empty] | #DIV/0! | #DIV/0! | [15 empty] | #DIV/0! | #DIV/0! | [15 empty] | #DIV/0! | #DIV/0!
[22 empty] | -31.9955 | -23.779 | [15 empty] | #DIV/0! | #DIV/0! | [15 empty] | #DIV/0! | #DIV/0! | [15 empty] | #DIV/0! | #DIV/0!
[22 empty] | -31.9836 | -23.7549 | [15 empty] | #DIV/0! | #DIV/0! | [15 empty] | #DIV/0! | #DIV/0! | [15 empty] | #DIV/0! | #DIV/0!
[22 empty] | -31.9716 | -23.7307 | [15 empty] | #DIV/0! | #DIV/0! | [15 empty] | #DIV/0! | #DIV/0! | [15 empty] | #DIV/0! | #DIV/0!
[22 empty] | -31.9595 | -23.7064 | [15 empty] | #DIV/0! | #DIV/0! | [15 empty] | #DIV/0! | #DIV/0! | [15 empty] | #DIV/0! | #DIV/0!
[22 empty] | -31.9473 | -23.6821 | [15 empty] | #DIV/0! | #DIV/0! | [15 empty] | #DIV/0! | #DIV/0! | [15 empty] | #DIV/0! | #DIV/0!
[22 empty] | -31.935 | -23.6577 | [15 empty] | #DIV/0! | #DIV/0! | [15 empty] | #DIV/0! | #DIV/0! | [15 empty] | #DIV/0! | #DIV/0!
[22 empty] | -31.9226 | -23.6332 | [15 empty] | #DIV/0! | #DIV/0! | [15 empty] | #DIV/0! | #DIV/0! | [15 empty] | #DIV/0! | #DIV/0!
[22 empty] | -31.91 | -23.6088 | [15 empty] | #DIV/0! | #DIV/0! | [15 empty] | #DIV/0! | #DIV/0! | [15 empty] | #DIV/0! | #DIV/0!
[22 empty] | -31.8973 | -23.5842 | [15 empty] | #DIV/0! | #DIV/0! | [15 empty] | #DIV/0! | #DIV/0! | [15 empty] | #DIV/0! | #DIV/0!
[22 empty] | -31.8845 | -23.5596 | [15 empty] | #DIV/0! | #DIV/0! | [15 empty] | #DIV/0! | #DIV/0! | [15 empty] | #DIV/0! | #DIV/0!
[22 empty] | -31.8716 | -23.535 | [15 empty] | #DIV/0! | #DIV/0! | [15 empty] | #DIV/0! | #DIV/0! | [15 empty] | #DIV/0! | #DIV/0!
[22 empty] | -31.8586 | -23.5103 | [15 empty] | #DIV/0! | #DIV/0! | [15 empty] | #DIV/0! | #DIV/0! | [15 empty] | #DIV/0! | #DIV/0!
[22 empty] | -31.8454 | -23.4855 | [15 empty] | #DIV/0! | #DIV/0! | [15 empty] | #DIV/0! | #DIV/0! | [15 empty] | #DIV/0! | #DIV/0!
[22 empty] | -31.8322 | -23.4607 | [15 empty] | #DIV/0! | #DIV/0! | [15 empty] | #DIV/0! | #DIV/0! | [15 empty] | #DIV/0! | #DIV/0!
[22 empty] | -31.8188 | -23.4358 | [15 empty] | #DIV/0! | #DIV/0! | [15 empty] | #DIV/0! | #DIV/0! | [15 empty] | #DIV/0! | #DIV/0!
[22 empty] | -31.8053 | -23.4109 | [15 empty] | #DIV/0! | #DIV/0! | [15 empty] | #DIV/0! | #DIV/0! | [15 empty] | #DIV/0! | #DIV/0!
[22 empty] | -31.7916 | -23.386 | [15 empty] | #DIV/0! | #DIV/0! | [15 empty] | #DIV/0! | #DIV/0! | [15 empty] | #DIV/0! | #DIV/0!
[22 empty] | -31.7779 | -23.3609 | [15 empty] | #DIV/0! | #DIV/0! | [15 empty] | #DIV/0! | #DIV/0! | [15 empty] | #DIV/0! | #DIV/0!
[22 empty] | -31.764 | -23.3359 | [15 empty] | #DIV/0! | #DIV/0! | [15 empty] | #DIV/0! | #DIV/0! | [15 empty] | #DIV/0! | #DIV/0!
[22 empty] | -31.75 | -23.3107 | [15 empty] | #DIV/0! | #DIV/0! | [15 empty] | #DIV/0! | #DIV/0! | [15 empty] | #DIV/0! | #DIV/0!
[22 empty] | -31.7359 | -23.2856 | [15 empty] | #DIV/0! | #DIV/0! | [15 empty] | #DIV/0! | #DIV/0! | [15 empty] | #DIV/0! | #DIV/0!
[22 empty] | -31.7217 | -23.2603 | [15 empty] | #DIV/0! | #DIV/0! | [15 empty] | #DIV/0! | #DIV/0! | [15 empty] | #DIV/0! | #DIV/0!
[22 empty] | -31.7074 | -23.235 | [15 empty] | #DIV/0! | #DIV/0! | [15 empty] | #DIV/0! | #DIV/0! | [15 empty] | #DIV/0! | #DIV/0!
[22 empty] | -31.6929 | -23.2097 | [15 empty] | #DIV/0! | #DIV/0! | [15 empty] | #DIV/0! | #DIV/0! | [15 empty] | #DIV/0! | #DIV/0!
[22 empty] | -31.6784 | -23.1843 | [15 empty] | #DIV/0! | #DIV/0! | [15 empty] | #DIV/0! | #DIV/0! | [15 empty] | #DIV/0! | #DIV/0!
[22 empty] | -31.6637 | -23.1589 | [15 empty] | #DIV/0! | #DIV/0! | [15 empty] | #DIV/0! | #DIV/0! | [15 empty] | #DIV/0! | #DIV/0!
[22 empty] | -31.6488 | -23.1334 | [15 empty] | #DIV/0! | #DIV/0! | [15 empty] | #DIV/0! | #DIV/0! | [15 empty] | #DIV/0! | #DIV/0!
[22 empty] | -31.6339 | -23.1078 | [15 empty] | #DIV/0! | #DIV/0! | [15 empty] | #DIV/0! | #DIV/0! | [15 empty] | #DIV/0! | #DIV/0!
[22 empty] | -31.6189 | -23.0823 | [15 empty] | #DIV/0! | #DIV/0! | [15 empty] | #DIV/0! | #DIV/0! | [15 empty] | #DIV/0! | #DIV/0!
[22 empty] | -31.6037 | -23.0566 | [15 empty] | #DIV/0! | #DIV/0! | [15 empty] | #DIV/0! | #DIV/0! | [15 empty] | #DIV/0! | #DIV/0!
[22 empty] | -31.5884 | -23.0309 | [15 empty] | #DIV/0! | #DIV/0! | [15 empty] | #DIV/0! | #DIV/0! | [15 empty] | #DIV/0! | #DIV/0!
[22 empty] | -31.573 | -23.0052 | [15 empty] | #DIV/0! | #DIV/0! | [15 empty] | #DIV/0! | #DIV/0! | [15 empty] | #DIV/0! | #DIV/0!
[22 empty] | -31.5575 | -22.9794 | [15 empty] | #DIV/0! | #DIV/0! | [15 empty] | #DIV/0! | #DIV/0! | [15 empty] | #DIV/0! | #DIV/0!
[22 empty] | -31.5418 | -22.9535 | [15 empty] | #DIV/0! | #DIV/0! | [15 empty] | #DIV/0! | #DIV/0! | [15 empty] | #DIV/0! | #DIV/0!
[22 empty] | -31.526 | -22.9276 | [15 empty] | #DIV/0! | #DIV/0! | [15 empty] | #DIV/0! | #DIV/0! | [15 empty] | #DIV/0! | #DIV/0!
[22 empty] | -31.5102 | -22.9017 | [15 empty] | #DIV/0! | #DIV/0! | [15 empty] | #DIV/0! | #DIV/0! | [15 empty] | #DIV/0! | #DIV/0!
[22 empty] | -31.4942 | -22.8757 | [15 empty] | #DIV/0! | #DIV/0! | [15 empty] | #DIV/0! | #DIV/0! | [15 empty] | #DIV/0! | #DIV/0!
[22 empty] | -31.478 | -22.8496 | [15 empty] | #DIV/0! | #DIV/0! | [15 empty] | #DIV/0! | #DIV/0! | [15 empty] | #DIV/0! | #DIV/0!
[22 empty] | -31.4618 | -22.8235 | [15 empty] | #DIV/0! | #DIV/0! | [15 empty] | #DIV/0! | #DIV/0! | [15 empty] | #DIV/0! | #DIV/0!
[22 empty] | -31.4454 | -22.7974 | [15 empty] | #DIV/0! | #DIV/0! | [15 empty] | #DIV/0! | #DIV/0! | [15 empty] | #DIV/0! | #DIV/0!
[22 empty] | -31.4289 | -22.7712 | [15 empty] | #DIV/0! | #DIV/0! | [15 empty] | #DIV/0! | #DIV/0! | [15 empty] | #DIV/0! | #DIV/0!
[22 empty] | -31.4123 | -22.7449 | [15 empty] | #DIV/0! | #DIV/0! | [15 empty] | #DIV/0! | #DIV/0! | [15 empty] | #DIV/0! | #DIV/0!
[22 empty] | -31.3956 | -22.7186 | [15 empty] | #DIV/0! | #DIV/0! | [15 empty] | #DIV/0! | #DIV/0! | [15 empty] | #DIV/0! | #DIV/0!
[22 empty] | -31.3788 | -22.6923 | [15 empty] | #DIV/0! | #DIV/0! | [15 empty] | #DIV/0! | #DIV/0! | [15 empty] | #DIV/0! | #DIV/0!
[22 empty] | -31.3618 | -22.6659 | [15 empty] | #DIV/0! | #DIV/0! | [15 empty] | #DIV/0! | #DIV/0! | [15 empty] | #DIV/0! | #DIV/0!
[22 empty] | -31.3447 | -22.6394 | [15 empty] | #DIV/0! | #DIV/0! | [15 empty] | #DIV/0! | #DIV/0! | [15 empty] | #DIV/0! | #DIV/0!
[22 empty] | -31.3275 | -22.6129 | [15 empty] | #DIV/0! | #DIV/0! | [15 empty] | #DIV/0! | #DIV/0! | [15 empty] | #DIV/0! | #DIV/0!
[22 empty] | -31.3102 | -22.5864 | [15 empty] | #DIV/0! | #DIV/0! | [15 empty] | #DIV/0! | #DIV/0! | [15 empty] | #DIV/0! | #DIV/0!
[22 empty] | -31.2927 | -22.5598 | [15 empty] | #DIV/0! | #DIV/0! | [15 empty] | #DIV/0! | #DIV/0! | [15 empty] | #DIV/0! | #DIV/0!
[22 empty] | -31.2752 | -22.5331 | [15 empty] | #DIV/0! | #DIV/0! | [15 empty] | #DIV/0! | #DIV/0! | [15 empty] | #DIV/0! | #DIV/0!
[22 empty] | -31.2575 | -22.5064 | [15 empty] | #DIV/0! | #DIV/0! | [15 empty] | #DIV/0! | #DIV/0! | [15 empty] | #DIV/0! | #DIV/0!
[22 empty] | -31.2397 | -22.4797 | [15 empty] | #DIV/0! | #DIV/0! | [15 empty] | #DIV/0! | #DIV/0! | [15 empty] | #DIV/0! | #DIV/0!
[22 empty] | -31.2217 | -22.4529 | [15 empty] | #DIV/0! | #DIV/0! | [15 empty] | #DIV/0! | #DIV/0! | [15 empty] | #DIV/0! | #DIV/0!
[22 empty] | -31.2037 | -22.426 | [15 empty] | #DIV/0! | #DIV/0! | [15 empty] | #DIV/0! | #DIV/0! | [15 empty] | #DIV/0! | #DIV/0!
[22 empty] | -31.1855 | -22.3991 | [15 empty] | #DIV/0! | #DIV/0! | [15 empty] | #DIV/0! | #DIV/0! | [15 empty] | #DIV/0! | #DIV/0!
[22 empty] | -31.1672 | -22.3722 | [15 empty] | #DIV/0! | #DIV/0! | [15 empty] | #DIV/0! | #DIV/0! | [15 empty] | #DIV/0! | #DIV/0!
[22 empty] | -31.1488 | -22.3452 | [15 empty] | #DIV/0! | #DIV/0! | [15 empty] | #DIV/0! | #DIV/0! | [15 empty] | #DIV/0! | #DIV/0!
[22 empty] | -31.1303 | -22.3182 | [15 empty] | #DIV/0! | #DIV/0! | [15 empty] | #DIV/0! | #DIV/0! | [15 empty] | #DIV/0! | #DIV/0!
[22 empty] | -31.1117 | -22.2911 | [15 empty] | #DIV/0! | #DIV/0! | [15 empty] | #DIV/0! | #DIV/0! | [15 empty] | #DIV/0! | #DIV/0!
[22 empty] | -31.0929 | -22.2639 | [15 empty] | #DIV/0! | #DIV/0! | [15 empty] | #DIV/0! | #DIV/0! | [15 empty] | #DIV/0! | #DIV/0!
[22 empty] | -31.074 | -22.2368 | [15 empty] | #DIV/0! | #DIV/0! | [15 empty] | #DIV/0! | #DIV/0! | [15 empty] | #DIV/0! | #DIV/0!
[22 empty] | -31.055 | -22.2095 | [15 empty] | #DIV/0! | #DIV/0! | [15 empty] | #DIV/0! | #DIV/0! | [15 empty] | #DIV/0! | #DIV/0!
[22 empty] | -31.0359 | -22.1823 | [15 empty] | #DIV/0! | #DIV/0! | [15 empty] | #DIV/0! | #DIV/0! | [15 empty] | #DIV/0! | #DIV/0!
[22 empty] | -31.0166 | -22.1549 | [15 empty] | #DIV/0! | #DIV/0! | [15 empty] | #DIV/0! | #DIV/0! | [15 empty] | #DIV/0! | #DIV/0!
[22 empty] | -30.9973 | -22.1276 | [15 empty] | #DIV/0! | #DIV/0! | [15 empty] | #DIV/0! | #DIV/0! | [15 empty] | #DIV/0! | #DIV/0!
[22 empty] | -30.9778 | -22.1001 | [15 empty] | #DIV/0! | #DIV/0! | [15 empty] | #DIV/0! | #DIV/0! | [15 empty] | #DIV/0! | #DIV/0!
[22 empty] | -30.9582 | -22.0727 | [15 empty] | #DIV/0! | #DIV/0! | [15 empty] | #DIV/0! | #DIV/0! | [15 empty] | #DIV/0! | #DIV/0!
[22 empty] | -30.9384 | -22.0452 | [15 empty] | #DIV/0! | #DIV/0! | [15 empty] | #DIV/0! | #DIV/0! | [15 empty] | #DIV/0! | #DIV/0!
[22 empty] | -30.9186 | -22.0176 | [15 empty] | #DIV/0! | #DIV/0! | [15 empty] | #DIV/0! | #DIV/0! | [15 empty] | #DIV/0! | #DIV/0!
[22 empty] | -30.8986 | -21.99 | [15 empty] | #DIV/0! | #DIV/0! | [15 empty] | #DIV/0! | #DIV/0! | [15 empty] | #DIV/0! | #DIV/0!
[22 empty] | -30.8785 | -21.9623 | [15 empty] | #DIV/0! | #DIV/0! | [15 empty] | #DIV/0! | #DIV/0! | [15 empty] | #DIV/0! | #DIV/0!
[22 empty] | -30.8583 | -21.9346 | [15 empty] | #DIV/0! | #DIV/0! | [15 empty] | #DIV/0! | #DIV/0! | [15 empty] | #DIV/0! | #DIV/0!
[22 empty] | -30.8379 | -21.9069 | [15 empty] | #DIV/0! | #DIV/0! | [15 empty] | #DIV/0! | #DIV/0! | [15 empty] | #DIV/0! | #DIV/0!
[22 empty] | -30.8175 | -21.8791 | [15 empty] | #DIV/0! | #DIV/0! | [15 empty] | #DIV/0! | #DIV/0! | [15 empty] | #DIV/0! | #DIV/0!
[22 empty] | -30.7969 | -21.8512 | [15 empty] | #DIV/0! | #DIV/0! | [15 empty] | #DIV/0! | #DIV/0! | [15 empty] | #DIV/0! | #DIV/0!
[22 empty] | -30.7762 | -21.8234 | [15 empty] | #DIV/0! | #DIV/0! | [15 empty] | #DIV/0! | #DIV/0! | [15 empty] | #DIV/0! | #DIV/0!
[22 empty] | -30.7554 | -21.7954 | [15 empty] | #DIV/0! | #DIV/0! | [15 empty] | #DIV/0! | #DIV/0! | [15 empty] | #DIV/0! | #DIV/0!
[22 empty] | -30.7345 | -21.7674 | [15 empty] | #DIV/0! | #DIV/0! | [15 empty] | #DIV/0! | #DIV/0! | [15 empty] | #DIV/0! | #DIV/0!
[22 empty] | -30.7134 | -21.7394 | [15 empty] | #DIV/0! | #DIV/0! | [15 empty] | #DIV/0! | #DIV/0! | [15 empty] | #DIV/0! | #DIV/0!
[22 empty] | -30.6922 | -21.7113 | [15 empty] | #DIV/0! | #DIV/0! | [15 empty] | #DIV/0! | #DIV/0! | [15 empty] | #DIV/0! | #DIV/0!
[22 empty] | -30.6709 | -21.6832 | [15 empty] | #DIV/0! | #DIV/0! | [15 empty] | #DIV/0! | #DIV/0! | [15 empty] | #DIV/0! | #DIV/0!
[22 empty] | -30.6495 | -21.6551 | [15 empty] | #DIV/0! | #DIV/0! | [15 empty] | #DIV/0! | #DIV/0! | [15 empty] | #DIV/0! | #DIV/0!
[22 empty] | -30.6279 | -21.6269 | [15 empty] | #DIV/0! | #DIV/0! | [15 empty] | #DIV/0! | #DIV/0! | [15 empty] | #DIV/0! | #DIV/0!
[22 empty] | -30.6063 | -21.5986 | [15 empty] | #DIV/0! | #DIV/0! | [15 empty] | #DIV/0! | #DIV/0! | [15 empty] | #DIV/0! | #DIV/0!
[22 empty] | -30.5845 | -21.5703 | [15 empty] | #DIV/0! | #DIV/0! | [15 empty] | #DIV/0! | #DIV/0! | [15 empty] | #DIV/0! | #DIV/0!
[22 empty] | -30.5626 | -21.542 | [15 empty] | #DIV/0! | #DIV/0! | [15 empty] | #DIV/0! | #DIV/0! | [15 empty] | #DIV/0! | #DIV/0!
[22 empty] | -30.5406 | -21.5136 | [15 empty] | #DIV/0! | #DIV/0! | [15 empty] | #DIV/0! | #DIV/0! | [15 empty] | #DIV/0! | #DIV/0!
[22 empty] | -30.5184 | -21.4851 | [15 empty] | #DIV/0! | #DIV/0! | [15 empty] | #DIV/0! | #DIV/0! | [15 empty] | #DIV/0! | #DIV/0!
[22 empty] | -30.4961 | -21.4567 | [15 empty] | #DIV/0! | #DIV/0! | [15 empty] | #DIV/0! | #DIV/0! | [15 empty] | #DIV/0! | #DIV/0!
[22 empty] | -30.4737 | -21.4281 | [15 empty] | #DIV/0! | #DIV/0! | [15 empty] | #DIV/0! | #DIV/0! | [15 empty] | #DIV/0! | #DIV/0!
[22 empty] | -30.4512 | -21.3996 | [15 empty] | #DIV/0! | #DIV/0! | [15 empty] | #DIV/0! | #DIV/0! | [15 empty] | #DIV/0! | #DIV/0!
[22 empty] | -30.4286 | -21.371 | [15 empty] | #DIV/0! | #DIV/0! | [15 empty] | #DIV/0! | #DIV/0! | [15 empty] | #DIV/0! | #DIV/0!
[22 empty] | -30.4058 | -21.3423 | [15 empty] | #DIV/0! | #DIV/0! | [15 empty] | #DIV/0! | #DIV/0! | [15 empty] | #DIV/0! | #DIV/0!
[22 empty] | -30.383 | -21.3136 | [15 empty] | #DIV/0! | #DIV/0! | [15 empty] | #DIV/0! | #DIV/0! | [15 empty] | #DIV/0! | #DIV/0!
[22 empty] | -30.36 | -21.2848 | [15 empty] | #DIV/0! | #DIV/0! | [15 empty] | #DIV/0! | #DIV/0! | [15 empty] | #DIV/0! | #DIV/0!
[22 empty] | -30.3368 | -21.2561 | [15 empty] | #DIV/0! | #DIV/0! | [15 empty] | #DIV/0! | #DIV/0! | [15 empty] | #DIV/0! | #DIV/0!
[22 empty] | -30.3136 | -21.2272 | [15 empty] | #DIV/0! | #DIV/0! | [15 empty] | #DIV/0! | #DIV/0! | [15 empty] | #DIV/0! | #DIV/0!
[22 empty] | -30.2902 | -21.1983 | [15 empty] | #DIV/0! | #DIV/0! | [15 empty] | #DIV/0! | #DIV/0! | [15 empty] | #DIV/0! | #DIV/0!
[22 empty] | -30.2668 | -21.1694 | [15 empty] | #DIV/0! | #DIV/0! | [15 empty] | #DIV/0! | #DIV/0! | [15 empty] | #DIV/0! | #DIV/0!
[22 empty] | -30.2432 | -21.1405 | [15 empty] | #DIV/0! | #DIV/0! | [15 empty] | #DIV/0! | #DIV/0! | [15 empty] | #DIV/0! | #DIV/0!
[22 empty] | -30.2194 | -21.1114 | [15 empty] | #DIV/0! | #DIV/0! | [15 empty] | #DIV/0! | #DIV/0! | [15 empty] | #DIV/0! | #DIV/0!
[22 empty] | -30.1956 | -21.0824 | [15 empty] | #DIV/0! | #DIV/0! | [15 empty] | #DIV/0! | #DIV/0! | [15 empty] | #DIV/0! | #DIV/0!
[22 empty] | -30.1716 | -21.0533 | [15 empty] | #DIV/0! | #DIV/0! | [15 empty] | #DIV/0! | #DIV/0! | [15 empty] | #DIV/0! | #DIV/0!
[22 empty] | -30.1475 | -21.0242 | [15 empty] | #DIV/0! | #DIV/0! | [15 empty] | #DIV/0! | #DIV/0! | [15 empty] | #DIV/0! | #DIV/0!
[22 empty] | -30.1233 | -20.995 | [15 empty] | #DIV/0! | #DIV/0! | [15 empty] | #DIV/0! | #DIV/0! | [15 empty] | #DIV/0! | #DIV/0!
[22 empty] | -30.099 | -20.9657 | [15 empty] | #DIV/0! | #DIV/0! | [15 empty] | #DIV/0! | #DIV/0! | [15 empty] | #DIV/0! | #DIV/0!
[22 empty] | -30.0746 | -20.9365 | [15 empty] | #DIV/0! | #DIV/0! | [15 empty] | #DIV/0! | #DIV/0! | [15 empty] | #DIV/0! | #DIV/0!
[22 empty] | -30.05 | -20.9072 | [15 empty] | #DIV/0! | #DIV/0! | [15 empty] | #DIV/0! | #DIV/0! | [15 empty] | #DIV/0! | #DIV/0!
[22 empty] | -30.0253 | -20.8778 | [15 empty] | #DIV/0! | #DIV/0! | [15 empty] | #DIV/0! | #DIV/0! | [15 empty] | #DIV/0! | #DIV/0!
[22 empty] | -30.0005 | -20.8484 | [15 empty] | #DIV/0! | #DIV/0! | [15 empty] | #DIV/0! | #DIV/0! | [15 empty] | #DIV/0! | #DIV/0!
[22 empty] | -29.9755 | -20.819 | [15 empty] | #DIV/0! | #DIV/0! | [15 empty] | #DIV/0! | #DIV/0! | [15 empty] | #DIV/0! | #DIV/0!
[22 empty] | -29.9505 | -20.7895 | [15 empty] | #DIV/0! | #DIV/0! | [15 empty] | #DIV/0! | #DIV/0! | [15 empty] | #DIV/0! | #DIV/0!
[22 empty] | -29.9253 | -20.76 | [15 empty] | #DIV/0! | #DIV/0! | [15 empty] | #DIV/0! | #DIV/0! | [15 empty] | #DIV/0! | #DIV/0!
[22 empty] | -29.9 | -20.7304 | [15 empty] | #DIV/0! | #DIV/0! | [15 empty] | #DIV/0! | #DIV/0! | [15 empty] | #DIV/0! | #DIV/0!
[22 empty] | -29.8746 | -20.7008 | [15 empty] | #DIV/0! | #DIV/0! | [15 empty] | #DIV/0! | #DIV/0! | [15 empty] | #DIV/0! | #DIV/0!
[22 empty] | -29.849 | -20.6711 | [15 empty] | #DIV/0! | #DIV/0! | [15 empty] | #DIV/0! | #DIV/0! | [15 empty] | #DIV/0! | #DIV/0!
[22 empty] | -29.8234 | -20.6414 | [15 empty] | #DIV/0! | #DIV/0! | [15 empty] | #DIV/0! | #DIV/0! | [15 empty] | #DIV/0! | #DIV/0!
[22 empty] | -29.7976 | -20.6117 | [15 empty] | #DIV/0! | #DIV/0! | [15 empty] | #DIV/0! | #DIV/0! | [15 empty] | #DIV/0! | #DIV/0!
[22 empty] | -29.7717 | -20.5819 | [15 empty] | #DIV/0! | #DIV/0! | [15 empty] | #DIV/0! | #DIV/0! | [15 empty] | #DIV/0! | #DIV/0!
[22 empty] | -29.7457 | -20.5521 | [15 empty] | #DIV/0! | #DIV/0! | [15 empty] | #DIV/0! | #DIV/0! | [15 empty] | #DIV/0! | #DIV/0!
[22 empty] | -29.7195 | -20.5223 | [15 empty] | #DIV/0! | #DIV/0! | [15 empty] | #DIV/0! | #DIV/0! | [15 empty] | #DIV/0! | #DIV/0!
[22 empty] | -29.6933 | -20.4924 | [15 empty] | #DIV/0! | #DIV/0! | [15 empty] | #DIV/0! | #DIV/0! | [15 empty] | #DIV/0! | #DIV/0!
[22 empty] | -29.6669 | -20.4624 | [15 empty] | #DIV/0! | #DIV/0! | [15 empty] | #DIV/0! | #DIV/0! | [15 empty] | #DIV/0! | #DIV/0!
[22 empty] | -29.6404 | -20.4324 | [15 empty] | #DIV/0! | #DIV/0! | [15 empty] | #DIV/0! | #DIV/0! | [15 empty] | #DIV/0! | #DIV/0!
[22 empty] | -29.6137 | -20.4024 | [15 empty] | #DIV/0! | #DIV/0! | [15 empty] | #DIV/0! | #DIV/0! | [15 empty] | #DIV/0! | #DIV/0!
[22 empty] | -29.587 | -20.3723 | [15 empty] | #DIV/0! | #DIV/0! | [15 empty] | #DIV/0! | #DIV/0! | [15 empty] | #DIV/0! | #DIV/0!
[22 empty] | -29.5601 | -20.3422 | [15 empty] | #DIV/0! | #DIV/0! | [15 empty] | #DIV/0! | #DIV/0! | [15 empty] | #DIV/0! | #DIV/0!
[22 empty] | -29.5331 | -20.3121 | [15 empty] | #DIV/0! | #DIV/0! | [15 empty] | #DIV/0! | #DIV/0! | [15 empty] | #DIV/0! | #DIV/0!
[22 empty] | -29.506 | -20.2819 | [15 empty] | #DIV/0! | #DIV/0! | [15 empty] | #DIV/0! | #DIV/0! | [15 empty] | #DIV/0! | #DIV/0!
[22 empty] | -29.4788 | -20.2517 | [15 empty] | #DIV/0! | #DIV/0! | [15 empty] | #DIV/0! | #DIV/0! | [15 empty] | #DIV/0! | #DIV/0!
[22 empty] | -29.4514 | -20.2214 | [15 empty] | #DIV/0! | #DIV/0! | [15 empty] | #DIV/0! | #DIV/0! | [15 empty] | #DIV/0! | #DIV/0!
[22 empty] | -29.4239 | -20.1911 | [15 empty] | #DIV/0! | #DIV/0! | [15 empty] | #DIV/0! | #DIV/0! | [15 empty] | #DIV/0! | #DIV/0!
[22 empty] | -29.3963 | -20.1607 | [15 empty] | #DIV/0! | #DIV/0! | [15 empty] | #DIV/0! | #DIV/0! | [15 empty] | #DIV/0! | #DIV/0!
[22 empty] | -29.3686 | -20.1303 | [15 empty] | #DIV/0! | #DIV/0! | [15 empty] | #DIV/0! | #DIV/0! | [15 empty] | #DIV/0! | #DIV/0!
[22 empty] | -29.3408 | -20.0999 | [15 empty] | #DIV/0! | #DIV/0! | [15 empty] | #DIV/0! | #DIV/0! | [15 empty] | #DIV/0! | #DIV/0!
[22 empty] | -29.3128 | -20.0694 | [15 empty] | #DIV/0! | #DIV/0! | [15 empty] | #DIV/0! | #DIV/0! | [15 empty] | #DIV/0! | #DIV/0!
[22 empty] | -29.2847 | -20.0389 | [15 empty] | #DIV/0! | #DIV/0! | [15 empty] | #DIV/0! | #DIV/0! | [15 empty] | #DIV/0! | #DIV/0!
[22 empty] | -29.2565 | -20.0084 | [15 empty] | #DIV/0! | #DIV/0! | [15 empty] | #DIV/0! | #DIV/0! | [15 empty] | #DIV/0! | #DIV/0!
[22 empty] | -29.2282 | -19.9778 | [15 empty] | #DIV/0! | #DIV/0! | [15 empty] | #DIV/0! | #DIV/0! | [15 empty] | #DIV/0! | #DIV/0!
[22 empty] | -29.1998 | -19.9472 | [15 empty] | #DIV/0! | #DIV/0! | [15 empty] | #DIV/0! | #DIV/0! | [15 empty] | #DIV/0! | #DIV/0!
[22 empty] | -29.1712 | -19.9165 | [15 empty] | #DIV/0! | #DIV/0! | [15 empty] | #DIV/0! | #DIV/0! | [15 empty] | #DIV/0! | #DIV/0!
[22 empty] | -29.1425 | -19.8858 | [15 empty] | #DIV/0! | #DIV/0! | [15 empty] | #DIV/0! | #DIV/0! | [15 empty] | #DIV/0! | #DIV/0!
[22 empty] | -29.1137 | -19.855 | [15 empty] | #DIV/0! | #DIV/0! | [15 empty] | #DIV/0! | #DIV/0! | [15 empty] | #DIV/0! | #DIV/0!
[22 empty] | -29.0848 | -19.8243 | [15 empty] | #DIV/0! | #DIV/0! | [15 empty] | #DIV/0! | #DIV/0! | [15 empty] | #DIV/0! | #DIV/0!
[22 empty] | -29.0558 | -19.7934 | [15 empty] | #DIV/0! | #DIV/0! | [15 empty] | #DIV/0! | #DIV/0! | [15 empty] | #DIV/0! | #DIV/0!
[22 empty] | -29.0266 | -19.7626 | [15 empty] | #DIV/0! | #DIV/0! | [15 empty] | #DIV/0! | #DIV/0! | [15 empty] | #DIV/0! | #DIV/0!
[22 empty] | -28.9973 | -19.7317 | [15 empty] | #DIV/0! | #DIV/0! | [15 empty] | #DIV/0! | #DIV/0! | [15 empty] | #DIV/0! | #DIV/0!
[22 empty] | -28.9679 | -19.7007 | [15 empty] | #DIV/0! | #DIV/0! | [15 empty] | #DIV/0! | #DIV/0! | [15 empty] | #DIV/0! | #DIV/0!
[22 empty] | -28.9384 | -19.6697 | [15 empty] | #DIV/0! | #DIV/0! | [15 empty] | #DIV/0! | #DIV/0! | [15 empty] | #DIV/0! | #DIV/0!
[22 empty] | -28.9087 | -19.6387 | [15 empty] | #DIV/0! | #DIV/0! | [15 empty] | #DIV/0! | #DIV/0! | [15 empty] | #DIV/0! | #DIV/0!
[22 empty] | -28.879 | -19.6077 | [15 empty] | #DIV/0! | #DIV/0! | [15 empty] | #DIV/0! | #DIV/0! | [15 empty] | #DIV/0! | #DIV/0!
[22 empty] | -28.8491 | -19.5766 | [15 empty] | #DIV/0! | #DIV/0! | [15 empty] | #DIV/0! | #DIV/0! | [15 empty] | #DIV/0! | #DIV/0!
[22 empty] | -28.8191 | -19.5454 | [15 empty] | #DIV/0! | #DIV/0! | [15 empty] | #DIV/0! | #DIV/0! | [15 empty] | #DIV/0! | #DIV/0!
[22 empty] | -28.7889 | -19.5143 | [15 empty] | #DIV/0! | #DIV/0! | [15 empty] | #DIV/0! | #DIV/0! | [15 empty] | #DIV/0! | #DIV/0!
[22 empty] | -28.7587 | -19.483 | [15 empty] | #DIV/0! | #DIV/0! | [15 empty] | #DIV/0! | #DIV/0! | [15 empty] | #DIV/0! | #DIV/0!
[22 empty] | -28.7283 | -19.4518 | [15 empty] | #DIV/0! | #DIV/0! | [15 empty] | #DIV/0! | #DIV/0! | [15 empty] | #DIV/0! | #DIV/0!
[22 empty] | -28.6978 | -19.4205 | [15 empty] | #DIV/0! | #DIV/0! | [15 empty] | #DIV/0! | #DIV/0! | [15 empty] | #DIV/0! | #DIV/0!
[22 empty] | -28.6672 | -19.3892 | [15 empty] | #DIV/0! | #DIV/0! | [15 empty] | #DIV/0! | #DIV/0! | [15 empty] | #DIV/0! | #DIV/0!
[22 empty] | -28.6365 | -19.3578 | [15 empty] | #DIV/0! | #DIV/0! | [15 empty] | #DIV/0! | #DIV/0! | [15 empty] | #DIV/0! | #DIV/0!
[22 empty] | -28.6057 | -19.3264 | [15 empty] | #DIV/0! | #DIV/0! | [15 empty] | #DIV/0! | #DIV/0! | [15 empty] | #DIV/0! | #DIV/0!
[22 empty] | -28.5747 | -19.295 | [15 empty] | #DIV/0! | #DIV/0! | [15 empty] | #DIV/0! | #DIV/0! | [15 empty] | #DIV/0! | #DIV/0!
[22 empty] | -28.5436 | -19.2635 | [15 empty] | #DIV/0! | #DIV/0! | [15 empty] | #DIV/0! | #DIV/0! | [15 empty] | #DIV/0! | #DIV/0!
[22 empty] | -28.5124 | -19.232 | [15 empty] | #DIV/0! | #DIV/0! | [15 empty] | #DIV/0! | #DIV/0! | [15 empty] | #DIV/0! | #DIV/0!
[22 empty] | -28.4811 | -19.2005 | [15 empty] | #DIV/0! | #DIV/0! | [15 empty] | #DIV/0! | #DIV/0! | [15 empty] | #DIV/0! | #DIV/0!
[22 empty] | -28.4496 | -19.1689 | [15 empty] | #DIV/0! | #DIV/0! | [15 empty] | #DIV/0! | #DIV/0! | [15 empty] | #DIV/0! | #DIV/0!
[22 empty] | -28.4181 | -19.1372 | [15 empty] | #DIV/0! | #DIV/0! | [15 empty] | #DIV/0! | #DIV/0! | [15 empty] | #DIV/0! | #DIV/0!
[22 empty] | -28.3864 | -19.1056 | [15 empty] | #DIV/0! | #DIV/0! | [15 empty] | #DIV/0! | #DIV/0! | [15 empty] | #DIV/0! | #DIV/0!
[22 empty] | -28.3546 | -19.0739 | [15 empty] | #DIV/0! | #DIV/0! | [15 empty] | #DIV/0! | #DIV/0! | [15 empty] | #DIV/0! | #DIV/0!
[22 empty] | -28.3226 | -19.0422 | [15 empty] | #DIV/0! | #DIV/0! | [15 empty] | #DIV/0! | #DIV/0! | [15 empty] | #DIV/0! | #DIV/0!
[22 empty] | -28.2906 | -19.0104 | [15 empty] | #DIV/0! | #DIV/0! | [15 empty] | #DIV/0! | #DIV/0! | [15 empty] | #DIV/0! | #DIV/0!
[22 empty] | -28.2584 | -18.9786 | [15 empty] | #DIV/0! | #DIV/0! | [15 empty] | #DIV/0! | #DIV/0! | [15 empty] | #DIV/0! | #DIV/0!
[22 empty] | -28.2261 | -18.9467 | [15 empty] | #DIV/0! | #DIV/0! | [15 empty] | #DIV/0! | #DIV/0! | [15 empty] | #DIV/0! | #DIV/0!
[22 empty] | -28.1937 | -18.9149 | [15 empty] | #DIV/0! | #DIV/0! | [15 empty] | #DIV/0! | #DIV/0! | [15 empty] | #DIV/0! | #DIV/0!
[22 empty] | -28.1612 | -18.8829 | [15 empty] | #DIV/0! | #DIV/0! | [15 empty] | #DIV/0! | #DIV/0! | [15 empty] | #DIV/0! | #DIV/0!
[22 empty] | -28.1286 | -18.851 | [15 empty] | #DIV/0! | #DIV/0! | [15 empty] | #DIV/0! | #DIV/0! | [15 empty] | #DIV/0! | #DIV/0!
[22 empty] | -28.0958 | -18.819 | [15 empty] | #DIV/0! | #DIV/0! | [15 empty] | #DIV/0! | #DIV/0! | [15 empty] | #DIV/0! | #DIV/0!
[22 empty] | -28.0629 | -18.787 | [15 empty] | #DIV/0! | #DIV/0! | [15 empty] | #DIV/0! | #DIV/0! | [15 empty] | #DIV/0! | #DIV/0!
[22 empty] | -28.0299 | -18.7549 | [15 empty] | #DIV/0! | #DIV/0! | [15 empty] | #DIV/0! | #DIV/0! | [15 empty] | #DIV/0! | #DIV/0!
[22 empty] | -27.9968 | -18.7228 | [15 empty] | #DIV/0! | #DIV/0! | [15 empty] | #DIV/0! | #DIV/0! | [15 empty] | #DIV/0! | #DIV/0!
[22 empty] | -27.9636 | -18.6907 | [15 empty] | #DIV/0! | #DIV/0! | [15 empty] | #DIV/0! | #DIV/0! | [15 empty] | #DIV/0! | #DIV/0!
[22 empty] | -27.9302 | -18.6585 | [15 empty] | #DIV/0! | #DIV/0! | [15 empty] | #DIV/0! | #DIV/0! | [15 empty] | #DIV/0! | #DIV/0!
[22 empty] | -27.8968 | -18.6263 | [15 empty] | #DIV/0! | #DIV/0! | [15 empty] | #DIV/0! | #DIV/0! | [15 empty] | #DIV/0! | #DIV/0!
[22 empty] | -27.8632 | -18.5941 | [15 empty] | #DIV/0! | #DIV/0! | [15 empty] | #DIV/0! | #DIV/0! | [15 empty] | #DIV/0! | #DIV/0!
[22 empty] | -27.8294 | -18.5618 | [15 empty] | #DIV/0! | #DIV/0! | [15 empty] | #DIV/0! | #DIV/0! | [15 empty] | #DIV/0! | #DIV/0!
[22 empty] | -27.7956 | -18.5295 | [15 empty] | #DIV/0! | #DIV/0! | [15 empty] | #DIV/0! | #DIV/0! | [15 empty] | #DIV/0! | #DIV/0!
[22 empty] | -27.7617 | -18.4972 | [15 empty] | #DIV/0! | #DIV/0! | [15 empty] | #DIV/0! | #DIV/0! | [15 empty] | #DIV/0! | #DIV/0!
[22 empty] | -27.7276 | -18.4648 | [15 empty] | #DIV/0! | #DIV/0! | [15 empty] | #DIV/0! | #DIV/0! | [15 empty] | #DIV/0! | #DIV/0!
[22 empty] | -27.6934 | -18.4324 | [15 empty] | #DIV/0! | #DIV/0! | [15 empty] | #DIV/0! | #DIV/0! | [15 empty] | #DIV/0! | #DIV/0!
[22 empty] | -27.6591 | -18.3999 | [15 empty] | #DIV/0! | #DIV/0! | [15 empty] | #DIV/0! | #DIV/0! | [15 empty] | #DIV/0! | #DIV/0!
[22 empty] | -27.6247 | -18.3674 | [15 empty] | #DIV/0! | #DIV/0! | [15 empty] | #DIV/0! | #DIV/0! | [15 empty] | #DIV/0! | #DIV/0!
[22 empty] | -27.5901 | -18.3349 | [15 empty] | #DIV/0! | #DIV/0! | [15 empty] | #DIV/0! | #DIV/0! | [15 empty] | #DIV/0! | #DIV/0!
[22 empty] | -27.5555 | -18.3024 | [15 empty] | #DIV/0! | #DIV/0! | [15 empty] | #DIV/0! | #DIV/0! | [15 empty] | #DIV/0! | #DIV/0!
[22 empty] | -27.5207 | -18.2698 | [15 empty] | #DIV/0! | #DIV/0! | [15 empty] | #DIV/0! | #DIV/0! | [15 empty] | #DIV/0! | #DIV/0!
[22 empty] | -27.4858 | -18.2372 | [15 empty] | #DIV/0! | #DIV/0! | [15 empty] | #DIV/0! | #DIV/0! | [15 empty] | #DIV/0! | #DIV/0!
[22 empty] | -27.4508 | -18.2045 | [15 empty] | #DIV/0! | #DIV/0! | [15 empty] | #DIV/0! | #DIV/0! | [15 empty] | #DIV/0! | #DIV/0!
[22 empty] | -27.4157 | -18.1718 | [15 empty] | #DIV/0! | #DIV/0! | [15 empty] | #DIV/0! | #DIV/0! | [15 empty] | #DIV/0! | #DIV/0!
[22 empty] | -27.3804 | -18.1391 | [15 empty] | #DIV/0! | #DIV/0! | [15 empty] | #DIV/0! | #DIV/0! | [15 empty] | #DIV/0! | #DIV/0!
[22 empty] | -27.3451 | -18.1063 | [15 empty] | #DIV/0! | #DIV/0! | [15 empty] | #DIV/0! | #DIV/0! | [15 empty] | #DIV/0! | #DIV/0!
[22 empty] | -27.3096 | -18.0736 | [15 empty] | #DIV/0! | #DIV/0! | [15 empty] | #DIV/0! | #DIV/0! | [15 empty] | #DIV/0! | #DIV/0!
[22 empty] | -27.274 | -18.0407 | [15 empty] | #DIV/0! | #DIV/0! | [15 empty] | #DIV/0! | #DIV/0! | [15 empty] | #DIV/0! | #DIV/0!
[22 empty] | -27.2383 | -18.0079 | [15 empty] | #DIV/0! | #DIV/0! | [15 empty] | #DIV/0! | #DIV/0! | [15 empty] | #DIV/0! | #DIV/0!
[22 empty] | -27.2024 | -17.975 | [15 empty] | #DIV/0! | #DIV/0! | [15 empty] | #DIV/0! | #DIV/0! | [15 empty] | #DIV/0! | #DIV/0!
[22 empty] | -27.1665 | -17.9421 | [15 empty] | #DIV/0! | #DIV/0! | [15 empty] | #DIV/0! | #DIV/0! | [15 empty] | #DIV/0! | #DIV/0!
[22 empty] | -27.1304 | -17.9091 | [15 empty] | #DIV/0! | #DIV/0! | [15 empty] | #DIV/0! | #DIV/0! | [15 empty] | #DIV/0! | #DIV/0!
[22 empty] | -27.0942 | -17.8761 | [15 empty] | #DIV/0! | #DIV/0! | [15 empty] | #DIV/0! | #DIV/0! | [15 empty] | #DIV/0! | #DIV/0!
[22 empty] | -27.0579 | -17.8431 | [15 empty] | #DIV/0! | #DIV/0! | [15 empty] | #DIV/0! | #DIV/0! | [15 empty] | #DIV/0! | #DIV/0!
[22 empty] | -27.0215 | -17.81 | [15 empty] | #DIV/0! | #DIV/0! | [15 empty] | #DIV/0! | #DIV/0! | [15 empty] | #DIV/0! | #DIV/0!
[22 empty] | -26.9849 | -17.7769 | [15 empty] | #DIV/0! | #DIV/0! | [15 empty] | #DIV/0! | #DIV/0! | [15 empty] | #DIV/0! | #DIV/0!
[22 empty] | -26.9483 | -17.7438 | [15 empty] | #DIV/0! | #DIV/0! | [15 empty] | #DIV/0! | #DIV/0! | [15 empty] | #DIV/0! | #DIV/0!
[22 empty] | -26.9115 | -17.7107 | [15 empty] | #DIV/0! | #DIV/0! | [15 empty] | #DIV/0! | #DIV/0! | [15 empty] | #DIV/0! | #DIV/0!
[22 empty] | -26.8746 | -17.6775 | [15 empty] | #DIV/0! | #DIV/0! | [15 empty] | #DIV/0! | #DIV/0! | [15 empty] | #DIV/0! | #DIV/0!
[22 empty] | -26.8376 | -17.6443 | [15 empty] | #DIV/0! | #DIV/0! | [15 empty] | #DIV/0! | #DIV/0! | [15 empty] | #DIV/0! | #DIV/0!
[22 empty] | -26.8005 | -17.611 | [15 empty] | #DIV/0! | #DIV/0! | [15 empty] | #DIV/0! | #DIV/0! | [15 empty] | #DIV/0! | #DIV/0!
[22 empty] | -26.7633 | -17.5777 | [15 empty] | #DIV/0! | #DIV/0! | [15 empty] | #DIV/0! | #DIV/0! | [15 empty] | #DIV/0! | #DIV/0!
[22 empty] | -26.7259 | -17.5444 | [15 empty] | #DIV/0! | #DIV/0! | [15 empty] | #DIV/0! | #DIV/0! | [15 empty] | #DIV/0! | #DIV/0!
[22 empty] | -26.6884 | -17.511 | [15 empty] | #DIV/0! | #DIV/0! | [15 empty] | #DIV/0! | #DIV/0! | [15 empty] | #DIV/0! | #DIV/0!
[22 empty] | -26.6508 | -17.4777 | [15 empty] | #DIV/0! | #DIV/0! | [15 empty] | #DIV/0! | #DIV/0! | [15 empty] | #DIV/0! | #DIV/0!
[22 empty] | -26.6131 | -17.4442 | [15 empty] | #DIV/0! | #DIV/0! | [15 empty] | #DIV/0! | #DIV/0! | [15 empty] | #DIV/0! | #DIV/0!
[22 empty] | -26.5753 | -17.4108 | [15 empty] | #DIV/0! | #DIV/0! | [15 empty] | #DIV/0! | #DIV/0! | [15 empty] | #DIV/0! | #DIV/0!
[22 empty] | -26.5374 | -17.3773 | [15 empty] | #DIV/0! | #DIV/0! | [15 empty] | #DIV/0! | #DIV/0! | [15 empty] | #DIV/0! | #DIV/0!
[22 empty] | -26.4993 | -17.3438 | [15 empty] | #DIV/0! | #DIV/0! | [15 empty] | #DIV/0! | #DIV/0! | [15 empty] | #DIV/0! | #DIV/0!
[22 empty] | -26.4612 | -17.3103 | [15 empty] | #DIV/0! | #DIV/0! | [15 empty] | #DIV/0! | #DIV/0! | [15 empty] | #DIV/0! | #DIV/0!
[22 empty] | -26.4229 | -17.2767 | [15 empty] | #DIV/0! | #DIV/0! | [15 empty] | #DIV/0! | #DIV/0! | [15 empty] | #DIV/0! | #DIV/0!
[22 empty] | -26.3845 | -17.2431 | [15 empty] | #DIV/0! | #DIV/0! | [15 empty] | #DIV/0! | #DIV/0! | [15 empty] | #DIV/0! | #DIV/0!
[22 empty] | -26.346 | -17.2095 | [15 empty] | #DIV/0! | #DIV/0! | [15 empty] | #DIV/0! | #DIV/0! | [15 empty] | #DIV/0! | #DIV/0!
[22 empty] | -26.3073 | -17.1758 | [15 empty] | #DIV/0! | #DIV/0! | [15 empty] | #DIV/0! | #DIV/0! | [15 empty] | #DIV/0! | #DIV/0!
[22 empty] | -26.2686 | -17.1421 | [15 empty] | #DIV/0! | #DIV/0! | [15 empty] | #DIV/0! | #DIV/0! | [15 empty] | #DIV/0! | #DIV/0!
[22 empty] | -26.2297 | -17.1084 | [15 empty] | #DIV/0! | #DIV/0! | [15 empty] | #DIV/0! | #DIV/0! | [15 empty] | #DIV/0! | #DIV/0!
[22 empty] | -26.1908 | -17.0746 | [15 empty] | #DIV/0! | #DIV/0! | [15 empty] | #DIV/0! | #DIV/0! | [15 empty] | #DIV/0! | #DIV/0!
[22 empty] | -26.1517 | -17.0408 | [15 empty] | #DIV/0! | #DIV/0! | [15 empty] | #DIV/0! | #DIV/0! | [15 empty] | #DIV/0! | #DIV/0!
[22 empty] | -26.1125 | -17.007 | [15 empty] | #DIV/0! | #DIV/0! | [15 empty] | #DIV/0! | #DIV/0! | [15 empty] | #DIV/0! | #DIV/0!
[22 empty] | -26.0731 | -16.9731 | [15 empty] | #DIV/0! | #DIV/0! | [15 empty] | #DIV/0! | #DIV/0! | [15 empty] | #DIV/0! | #DIV/0!
[22 empty] | -26.0337 | -16.9392 | [15 empty] | #DIV/0! | #DIV/0! | [15 empty] | #DIV/0! | #DIV/0! | [15 empty] | #DIV/0! | #DIV/0!
[22 empty] | -25.9942 | -16.9053 | [15 empty] | #DIV/0! | #DIV/0! | [15 empty] | #DIV/0! | #DIV/0! | [15 empty] | #DIV/0! | #DIV/0!
[22 empty] | -25.9545 | -16.8714 | [15 empty] | #DIV/0! | #DIV/0! | [15 empty] | #DIV/0! | #DIV/0! | [15 empty] | #DIV/0! | #DIV/0!
[22 empty] | -25.9147 | -16.8374 | [15 empty] | #DIV/0! | #DIV/0! | [15 empty] | #DIV/0! | #DIV/0! | [15 empty] | #DIV/0! | #DIV/0!
[22 empty] | -25.8748 | -16.8034 | [15 empty] | #DIV/0! | #DIV/0! | [15 empty] | #DIV/0! | #DIV/0! | [15 empty] | #DIV/0! | #DIV/0!
[22 empty] | -25.8348 | -16.7694 | [15 empty] | #DIV/0! | #DIV/0! | [15 empty] | #DIV/0! | #DIV/0! | [15 empty] | #DIV/0! | #DIV/0!
[22 empty] | -25.7947 | -16.7353 | [15 empty] | #DIV/0! | #DIV/0! | [15 empty] | #DIV/0! | #DIV/0! | [15 empty] | #DIV/0! | #DIV/0!
[22 empty] | -25.7545 | -16.7012 | [15 empty] | #DIV/0! | #DIV/0! | [15 empty] | #DIV/0! | #DIV/0! | [15 empty] | #DIV/0! | #DIV/0!
[22 empty] | -25.7141 | -16.6671 | [15 empty] | #DIV/0! | #DIV/0! | [15 empty] | #DIV/0! | #DIV/0! | [15 empty] | #DIV/0! | #DIV/0!
[22 empty] | -25.6737 | -16.6329 | [15 empty] | #DIV/0! | #DIV/0! | [15 empty] | #DIV/0! | #DIV/0! | [15 empty] | #DIV/0! | #DIV/0!
[22 empty] | -25.6331 | -16.5987 | [15 empty] | #DIV/0! | #DIV/0! | [15 empty] | #DIV/0! | #DIV/0! | [15 empty] | #DIV/0! | #DIV/0!
[22 empty] | -25.5924 | -16.5645 | [15 empty] | #DIV/0! | #DIV/0! | [15 empty] | #DIV/0! | #DIV/0! | [15 empty] | #DIV/0! | #DIV/0!
[22 empty] | -25.5516 | -16.5302 | [15 empty] | #DIV/0! | #DIV/0! | [15 empty] | #DIV/0! | #DIV/0! | [15 empty] | #DIV/0! | #DIV/0!
[22 empty] | -25.5107 | -16.496 | [15 empty] | #DIV/0! | #DIV/0! | [15 empty] | #DIV/0! | #DIV/0! | [15 empty] | #DIV/0! | #DIV/0!
[22 empty] | -25.4697 | -16.4617 | [15 empty] | #DIV/0! | #DIV/0! | [15 empty] | #DIV/0! | #DIV/0! | [15 empty] | #DIV/0! | #DIV/0!
[22 empty] | -25.4285 | -16.4273 | [15 empty] | #DIV/0! | #DIV/0! | [15 empty] | #DIV/0! | #DIV/0! | [15 empty] | #DIV/0! | #DIV/0!
[22 empty] | -25.3873 | -16.393 | [15 empty] | #DIV/0! | #DIV/0! | [15 empty] | #DIV/0! | #DIV/0! | [15 empty] | #DIV/0! | #DIV/0!
[22 empty] | -25.3459 | -16.3586 | [15 empty] | #DIV/0! | #DIV/0! | [15 empty] | #DIV/0! | #DIV/0! | [15 empty] | #DIV/0! | #DIV/0!
[22 empty] | -25.3044 | -16.3242 | [15 empty] | #DIV/0! | #DIV/0! | [15 empty] | #DIV/0! | #DIV/0! | [15 empty] | #DIV/0! | #DIV/0!
[22 empty] | -25.2628 | -16.2897 | [15 empty] | #DIV/0! | #DIV/0! | [15 empty] | #DIV/0! | #DIV/0! | [15 empty] | #DIV/0! | #DIV/0!
[22 empty] | -25.2211 | -16.2552 | [15 empty] | #DIV/0! | #DIV/0! | [15 empty] | #DIV/0! | #DIV/0! | [15 empty] | #DIV/0! | #DIV/0!
[22 empty] | -25.1793 | -16.2207 | [15 empty] | #DIV/0! | #DIV/0! | [15 empty] | #DIV/0! | #DIV/0! | [15 empty] | #DIV/0! | #DIV/0!
[22 empty] | -25.1374 | -16.1862 | [15 empty] | #DIV/0! | #DIV/0! | [15 empty] | #DIV/0! | #DIV/0! | [15 empty] | #DIV/0! | #DIV/0!
[22 empty] | -25.0954 | -16.1516 | [15 empty] | #DIV/0! | #DIV/0! | [15 empty] | #DIV/0! | #DIV/0! | [15 empty] | #DIV/0! | #DIV/0!
[22 empty] | -25.0532 | -16.117 | [15 empty] | #DIV/0! | #DIV/0! | [15 empty] | #DIV/0! | #DIV/0! | [15 empty] | #DIV/0! | #DIV/0!
[22 empty] | -25.0109 | -16.0824 | [15 empty] | #DIV/0! | #DIV/0! | [15 empty] | #DIV/0! | #DIV/0! | [15 empty] | #DIV/0! | #DIV/0!
[22 empty] | -24.9686 | -16.0477 | [15 empty] | #DIV/0! | #DIV/0! | [15 empty] | #DIV/0! | #DIV/0! | [15 empty] | #DIV/0! | #DIV/0!
[22 empty] | -24.9261 | -16.0131 | [15 empty] | #DIV/0! | #DIV/0! | [15 empty] | #DIV/0! | #DIV/0! | [15 empty] | #DIV/0! | #DIV/0!
[22 empty] | -24.8835 | -15.9783 | [15 empty] | #DIV/0! | #DIV/0! | [15 empty] | #DIV/0! | #DIV/0! | [15 empty] | #DIV/0! | #DIV/0!
[22 empty] | -24.8408 | -15.9436 | [15 empty] | #DIV/0! | #DIV/0! | [15 empty] | #DIV/0! | #DIV/0! | [15 empty] | #DIV/0! | #DIV/0!
[22 empty] | -24.798 | -15.9088 | [15 empty] | #DIV/0! | #DIV/0! | [15 empty] | #DIV/0! | #DIV/0! | [15 empty] | #DIV/0! | #DIV/0!
[22 empty] | -24.755 | -15.874 | [15 empty] | #DIV/0! | #DIV/0! | [15 empty] | #DIV/0! | #DIV/0! | [15 empty] | #DIV/0! | #DIV/0!
[22 empty] | -24.712 | -15.8392 | [15 empty] | #DIV/0! | #DIV/0! | [15 empty] | #DIV/0! | #DIV/0! | [15 empty] | #DIV/0! | #DIV/0!
[22 empty] | -24.6688 | -15.8044 | [15 empty] | #DIV/0! | #DIV/0! | [15 empty] | #DIV/0! | #DIV/0! | [15 empty] | #DIV/0! | #DIV/0!
[22 empty] | -24.6256 | -15.7695 | [15 empty] | #DIV/0! | #DIV/0! | [15 empty] | #DIV/0! | #DIV/0! | [15 empty] | #DIV/0! | #DIV/0!
[22 empty] | -24.5822 | -15.7346 | [15 empty] | #DIV/0! | #DIV/0! | [15 empty] | #DIV/0! | #DIV/0! | [15 empty] | #DIV/0! | #DIV/0!
[22 empty] | -24.5387 | -15.6997 | [15 empty] | #DIV/0! | #DIV/0! | [15 empty] | #DIV/0! | #DIV/0! | [15 empty] | #DIV/0! | #DIV/0!
[22 empty] | -24.4951 | -15.6647 | [15 empty] | #DIV/0! | #DIV/0! | [15 empty] | #DIV/0! | #DIV/0! | [15 empty] | #DIV/0! | #DIV/0!
[22 empty] | -24.4514 | -15.6297 | [15 empty] | #DIV/0! | #DIV/0! | [15 empty] | #DIV/0! | #DIV/0! | [15 empty] | #DIV/0! | #DIV/0!
[22 empty] | -24.4076 | -15.5947 | [15 empty] | #DIV/0! | #DIV/0! | [15 empty] | #DIV/0! | #DIV/0! | [15 empty] | #DIV/0! | #DIV/0!
[22 empty] | -24.3637 | -15.5597 | [15 empty] | #DIV/0! | #DIV/0! | [15 empty] | #DIV/0! | #DIV/0! | [15 empty] | #DIV/0! | #DIV/0!
[22 empty] | -24.3196 | -15.5246 | [15 empty] | #DIV/0! | #DIV/0! | [15 empty] | #DIV/0! | #DIV/0! | [15 empty] | #DIV/0! | #DIV/0!
[22 empty] | -24.2755 | -15.4895 | [15 empty] | #DIV/0! | #DIV/0! | [15 empty] | #DIV/0! | #DIV/0! | [15 empty] | #DIV/0! | #DIV/0!
[22 empty] | -24.2312 | -15.4544 | [15 empty] | #DIV/0! | #DIV/0! | [15 empty] | #DIV/0! | #DIV/0! | [15 empty] | #DIV/0! | #DIV/0!
[22 empty] | -24.1869 | -15.4192 | [15 empty] | #DIV/0! | #DIV/0! | [15 empty] | #DIV/0! | #DIV/0! | [15 empty] | #DIV/0! | #DIV/0!
[22 empty] | -24.1424 | -15.384 | [15 empty] | #DIV/0! | #DIV/0! | [15 empty] | #DIV/0! | #DIV/0! | [15 empty] | #DIV/0! | #DIV/0!
[22 empty] | -24.0978 | -15.3488 | [15 empty] | #DIV/0! | #DIV/0! | [15 empty] | #DIV/0! | #DIV/0! | [15 empty] | #DIV/0! | #DIV/0!
[22 empty] | -24.0531 | -15.3136 | [15 empty] | #DIV/0! | #DIV/0! | [15 empty] | #DIV/0! | #DIV/0! | [15 empty] | #DIV/0! | #DIV/0!
[22 empty] | -24.0084 | -15.2784 | [15 empty] | #DIV/0! | #DIV/0! | [15 empty] | #DIV/0! | #DIV/0! | [15 empty] | #DIV/0! | #DIV/0!
[22 empty] | -23.9634 | -15.2431 | [15 empty] | #DIV/0! | #DIV/0! | [15 empty] | #DIV/0! | #DIV/0! | [15 empty] | #DIV/0! | #DIV/0!
[22 empty] | -23.9184 | -15.2078 | [15 empty] | #DIV/0! | #DIV/0! | [15 empty] | #DIV/0! | #DIV/0! | [15 empty] | #DIV/0! | #DIV/0!
[22 empty] | -23.8733 | -15.1724 | [15 empty] | #DIV/0! | #DIV/0! | [15 empty] | #DIV/0! | #DIV/0! | [15 empty] | #DIV/0! | #DIV/0!
[22 empty] | -23.8281 | -15.1371 | [15 empty] | #DIV/0! | #DIV/0! | [15 empty] | #DIV/0! | #DIV/0! | [15 empty] | #DIV/0! | #DIV/0!
[22 empty] | -23.7827 | -15.1017 | [15 empty] | #DIV/0! | #DIV/0! | [15 empty] | #DIV/0! | #DIV/0! | [15 empty] | #DIV/0! | #DIV/0!
[22 empty] | -23.7373 | -15.0663 | [15 empty] | #DIV/0! | #DIV/0! | [15 empty] | #DIV/0! | #DIV/0! | [15 empty] | #DIV/0! | #DIV/0!
[22 empty] | -23.6917 | -15.0308 | [15 empty] | #DIV/0! | #DIV/0! | [15 empty] | #DIV/0! | #DIV/0! | [15 empty] | #DIV/0! | #DIV/0!
[22 empty] | -23.6461 | -14.9954 | [15 empty] | #DIV/0! | #DIV/0! | [15 empty] | #DIV/0! | #DIV/0! | [15 empty] | #DIV/0! | #DIV/0!
[22 empty] | -23.6003 | -14.9599 | [15 empty] | #DIV/0! | #DIV/0! | [15 empty] | #DIV/0! | #DIV/0! | [15 empty] | #DIV/0! | #DIV/0!
[22 empty] | -23.5544 | -14.9244 | [15 empty] | #DIV/0! | #DIV/0! | [15 empty] | #DIV/0! | #DIV/0! | [15 empty] | #DIV/0! | #DIV/0!
[22 empty] | -23.5084 | -14.8888 | [15 empty] | #DIV/0! | #DIV/0! | [15 empty] | #DIV/0! | #DIV/0! | [15 empty] | #DIV/0! | #DIV/0!
[22 empty] | -23.4624 | -14.8532 | [15 empty] | #DIV/0! | #DIV/0! | [15 empty] | #DIV/0! | #DIV/0! | [15 empty] | #DIV/0! | #DIV/0!
[22 empty] | -23.4162 | -14.8176 | [15 empty] | #DIV/0! | #DIV/0! | [15 empty] | #DIV/0! | #DIV/0! | [15 empty] | #DIV/0! | #DIV/0!
[22 empty] | -23.3699 | -14.782 | [15 empty] | #DIV/0! | #DIV/0! | [15 empty] | #DIV/0! | #DIV/0! | [15 empty] | #DIV/0! | #DIV/0!
[22 empty] | -23.3234 | -14.7464 | [15 empty] | #DIV/0! | #DIV/0! | [15 empty] | #DIV/0! | #DIV/0! | [15 empty] | #DIV/0! | #DIV/0!
[22 empty] | -23.2769 | -14.7107 | [15 empty] | #DIV/0! | #DIV/0! | [15 empty] | #DIV/0! | #DIV/0! | [15 empty] | #DIV/0! | #DIV/0!
[22 empty] | -23.2303 | -14.675 | [15 empty] | #DIV/0! | #DIV/0! | [15 empty] | #DIV/0! | #DIV/0! | [15 empty] | #DIV/0! | #DIV/0!
[22 empty] | -23.1836 | -14.6393 | [15 empty] | #DIV/0! | #DIV/0! | [15 empty] | #DIV/0! | #DIV/0! | [15 empty] | #DIV/0! | #DIV/0!
[22 empty] | -23.1367 | -14.6036 | [15 empty] | #DIV/0! | #DIV/0! | [15 empty] | #DIV/0! | #DIV/0! | [15 empty] | #DIV/0! | #DIV/0!
[22 empty] | -23.0898 | -14.5678 | [15 empty] | #DIV/0! | #DIV/0! | [15 empty] | #DIV/0! | #DIV/0! | [15 empty] | #DIV/0! | #DIV/0!
[22 empty] | -23.0428 | -14.532 | [15 empty] | #DIV/0! | #DIV/0! | [15 empty] | #DIV/0! | #DIV/0! | [15 empty] | #DIV/0! | #DIV/0!
[22 empty] | -22.9956 | -14.4962 | [15 empty] | #DIV/0! | #DIV/0! | [15 empty] | #DIV/0! | #DIV/0! | [15 empty] | #DIV/0! | #DIV/0!
[22 empty] | -22.9484 | -14.4603 | [15 empty] | #DIV/0! | #DIV/0! | [15 empty] | #DIV/0! | #DIV/0! | [15 empty] | #DIV/0! | #DIV/0!
[22 empty] | -22.901 | -14.4245 | [15 empty] | #DIV/0! | #DIV/0! | [15 empty] | #DIV/0! | #DIV/0! | [15 empty] | #DIV/0! | #DIV/0!
[22 empty] | -22.8535 | -14.3886 | [15 empty] | #DIV/0! | #DIV/0! | [15 empty] | #DIV/0! | #DIV/0! | [15 empty] | #DIV/0! | #DIV/0!
[22 empty] | -22.806 | -14.3526 | [15 empty] | #DIV/0! | #DIV/0! | [15 empty] | #DIV/0! | #DIV/0! | [15 empty] | #DIV/0! | #DIV/0!
[22 empty] | -22.7583 | -14.3167 | [15 empty] | #DIV/0! | #DIV/0! | [15 empty] | #DIV/0! | #DIV/0! | [15 empty] | #DIV/0! | #DIV/0!
[22 empty] | -22.7105 | -14.2807 | [15 empty] | #DIV/0! | #DIV/0! | [15 empty] | #DIV/0! | #DIV/0! | [15 empty] | #DIV/0! | #DIV/0!
[22 empty] | -22.6626 | -14.2448 | [15 empty] | #DIV/0! | #DIV/0! | [15 empty] | #DIV/0! | #DIV/0! | [15 empty] | #DIV/0! | #DIV/0!
[22 empty] | -22.6146 | -14.2087 | [15 empty] | #DIV/0! | #DIV/0! | [15 empty] | #DIV/0! | #DIV/0! | [15 empty] | #DIV/0! | #DIV/0!
[22 empty] | -22.5665 | -14.1727 | [15 empty] | #DIV/0! | #DIV/0! | [15 empty] | #DIV/0! | #DIV/0! | [15 empty] | #DIV/0! | #DIV/0!
[22 empty] | -22.5184 | -14.1366 | [15 empty] | #DIV/0! | #DIV/0! | [15 empty] | #DIV/0! | #DIV/0! | [15 empty] | #DIV/0! | #DIV/0!
[22 empty] | -22.4701 | -14.1005 | [15 empty] | #DIV/0! | #DIV/0! | [15 empty] | #DIV/0! | #DIV/0! | [15 empty] | #DIV/0! | #DIV/0!
[22 empty] | -22.4217 | -14.0644 | [15 empty] | #DIV/0! | #DIV/0! | [15 empty] | #DIV/0! | #DIV/0! | [15 empty] | #DIV/0! | #DIV/0!
[22 empty] | -22.3731 | -14.0283 | [15 empty] | #DIV/0! | #DIV/0! | [15 empty] | #DIV/0! | #DIV/0! | [15 empty] | #DIV/0! | #DIV/0!
[22 empty] | -22.3245 | -13.9921 | [15 empty] | #DIV/0! | #DIV/0! | [15 empty] | #DIV/0! | #DIV/0! | [15 empty] | #DIV/0! | #DIV/0!
[22 empty] | -22.2758 | -13.956 | [15 empty] | #DIV/0! | #DIV/0! | [15 empty] | #DIV/0! | #DIV/0! | [15 empty] | #DIV/0! | #DIV/0!
[22 empty] | -22.227 | -13.9198 | [15 empty] | #DIV/0! | #DIV/0! | [15 empty] | #DIV/0! | #DIV/0! | [15 empty] | #DIV/0! | #DIV/0!
[22 empty] | -22.1781 | -13.8835 | [15 empty] | #DIV/0! | #DIV/0! | [15 empty] | #DIV/0! | #DIV/0! | [15 empty] | #DIV/0! | #DIV/0!
[22 empty] | -22.1291 | -13.8473 | [15 empty] | #DIV/0! | #DIV/0! | [15 empty] | #DIV/0! | #DIV/0! | [15 empty] | #DIV/0! | #DIV/0!
[22 empty] | -22.08 | -13.811 | [15 empty] | #DIV/0! | #DIV/0! | [15 empty] | #DIV/0! | #DIV/0! | [15 empty] | #DIV/0! | #DIV/0!
[22 empty] | -22.0307 | -13.7747 | [15 empty] | #DIV/0! | #DIV/0! | [15 empty] | #DIV/0! | #DIV/0! | [15 empty] | #DIV/0! | #DIV/0!
[22 empty] | -21.9814 | -13.7384 | [15 empty] | #DIV/0! | #DIV/0! | [15 empty] | #DIV/0! | #DIV/0! | [15 empty] | #DIV/0! | #DIV/0!
[22 empty] | -21.932 | -13.7021 | [15 empty] | #DIV/0! | #DIV/0! | [15 empty] | #DIV/0! | #DIV/0! | [15 empty] | #DIV/0! | #DIV/0!
[22 empty] | -21.8825 | -13.6657 | [15 empty] | #DIV/0! | #DIV/0! | [15 empty] | #DIV/0! | #DIV/0! | [15 empty] | #DIV/0! | #DIV/0!
[22 empty] | -21.8328 | -13.6293 | [15 empty] | #DIV/0! | #DIV/0! | [15 empty] | #DIV/0! | #DIV/0! | [15 empty] | #DIV/0! | #DIV/0!
[22 empty] | -21.7831 | -13.5929 | [15 empty] | #DIV/0! | #DIV/0! | [15 empty] | #DIV/0! | #DIV/0! | [15 empty] | #DIV/0! | #DIV/0!
[22 empty] | -21.7333 | -13.5564 | [15 empty] | #DIV/0! | #DIV/0! | [15 empty] | #DIV/0! | #DIV/0! | [15 empty] | #DIV/0! | #DIV/0!
[22 empty] | -21.6833 | -13.52 | [15 empty] | #DIV/0! | #DIV/0! | [15 empty] | #DIV/0! | #DIV/0! | [15 empty] | #DIV/0! | #DIV/0!
[22 empty] | -21.6333 | -13.4835 | [15 empty] | #DIV/0! | #DIV/0! | [15 empty] | #DIV/0! | #DIV/0! | [15 empty] | #DIV/0! | #DIV/0!
[22 empty] | -21.5832 | -13.447 | [15 empty] | #DIV/0! | #DIV/0! | [15 empty] | #DIV/0! | #DIV/0! | [15 empty] | #DIV/0! | #DIV/0!
[22 empty] | -21.533 | -13.4105 | [15 empty] | #DIV/0! | #DIV/0! | [15 empty] | #DIV/0! | #DIV/0! | [15 empty] | #DIV/0! | #DIV/0!
[22 empty] | -21.4826 | -13.3739 | [15 empty] | #DIV/0! | #DIV/0! | [15 empty] | #DIV/0! | #DIV/0! | [15 empty] | #DIV/0! | #DIV/0!
[22 empty] | -21.4322 | -13.3374 | [15 empty] | #DIV/0! | #DIV/0! | [15 empty] | #DIV/0! | #DIV/0! | [15 empty] | #DIV/0! | #DIV/0!
[22 empty] | -21.3817 | -13.3008 | [15 empty] | #DIV/0! | #DIV/0! | [15 empty] | #DIV/0! | #DIV/0! | [15 empty] | #DIV/0! | #DIV/0!
[22 empty] | -21.331 | -13.2642 | [15 empty] | #DIV/0! | #DIV/0! | [15 empty] | #DIV/0! | #DIV/0! | [15 empty] | #DIV/0! | #DIV/0!
[22 empty] | -21.2803 | -13.2275 | [15 empty] | #DIV/0! | #DIV/0! | [15 empty] | #DIV/0! | #DIV/0! | [15 empty] | #DIV/0! | #DIV/0!
[22 empty] | -21.2295 | -13.1909 | [15 empty] | #DIV/0! | #DIV/0! | [15 empty] | #DIV/0! | #DIV/0! | [15 empty] | #DIV/0! | #DIV/0!
[22 empty] | -21.1785 | -13.1542 | [15 empty] | #DIV/0! | #DIV/0! | [15 empty] | #DIV/0! | #DIV/0! | [15 empty] | #DIV/0! | #DIV/0!
[22 empty] | -21.1275 | -13.1175 | [15 empty] | #DIV/0! | #DIV/0! | [15 empty] | #DIV/0! | #DIV/0! | [15 empty] | #DIV/0! | #DIV/0!
[22 empty] | -21.0764 | -13.0808 | [15 empty] | #DIV/0! | #DIV/0! | [15 empty] | #DIV/0! | #DIV/0! | [15 empty] | #DIV/0! | #DIV/0!
[22 empty] | -21.0252 | -13.044 | [15 empty] | #DIV/0! | #DIV/0! | [15 empty] | #DIV/0! | #DIV/0! | [15 empty] | #DIV/0! | #DIV/0!
[22 empty] | -20.9739 | -13.0073 | [15 empty] | #DIV/0! | #DIV/0! | [15 empty] | #DIV/0! | #DIV/0! | [15 empty] | #DIV/0! | #DIV/0!
[22 empty] | -20.9224 | -12.9705 | [15 empty] | #DIV/0! | #DIV/0! | [15 empty] | #DIV/0! | #DIV/0! | [15 empty] | #DIV/0! | #DIV/0!
[22 empty] | -20.8709 | -12.9337 | [15 empty] | #DIV/0! | #DIV/0! | [15 empty] | #DIV/0! | #DIV/0! | [15 empty] | #DIV/0! | #DIV/0!
[22 empty] | -20.8193 | -12.8968 | [15 empty] | #DIV/0! | #DIV/0! | [15 empty] | #DIV/0! | #DIV/0! | [15 empty] | #DIV/0! | #DIV/0!
[22 empty] | -20.7676 | -12.86 | [15 empty] | #DIV/0! | #DIV/0! | [15 empty] | #DIV/0! | #DIV/0! | [15 empty] | #DIV/0! | #DIV/0!
[22 empty] | -20.7158 | -12.8231 | [15 empty] | #DIV/0! | #DIV/0! | [15 empty] | #DIV/0! | #DIV/0! | [15 empty] | #DIV/0! | #DIV/0!
[22 empty] | -20.6639 | -12.7862 | [15 empty] | #DIV/0! | #DIV/0! | [15 empty] | #DIV/0! | #DIV/0! | [15 empty] | #DIV/0! | #DIV/0!
[22 empty] | -20.6119 | -12.7493 | [15 empty] | #DIV/0! | #DIV/0! | [15 empty] | #DIV/0! | #DIV/0! | [15 empty] | #DIV/0! | #DIV/0!
[22 empty] | -20.5598 | -12.7124 | [15 empty] | #DIV/0! | #DIV/0! | [15 empty] | #DIV/0! | #DIV/0! | [15 empty] | #DIV/0! | #DIV/0!
[22 empty] | -20.5076 | -12.6754 | [15 empty] | #DIV/0! | #DIV/0! | [15 empty] | #DIV/0! | #DIV/0! | [15 empty] | #DIV/0! | #DIV/0!
[22 empty] | -20.4553 | -12.6385 | [15 empty] | #DIV/0! | #DIV/0! | [15 empty] | #DIV/0! | #DIV/0! | [15 empty] | #DIV/0! | #DIV/0!
[22 empty] | -20.4029 | -12.6015 | [15 empty] | #DIV/0! | #DIV/0! | [15 empty] | #DIV/0! | #DIV/0! | [15 empty] | #DIV/0! | #DIV/0!
[22 empty] | -20.3504 | -12.5644 | [15 empty] | #DIV/0! | #DIV/0! | [15 empty] | #DIV/0! | #DIV/0! | [15 empty] | #DIV/0! | #DIV/0!
[22 empty] | -20.2979 | -12.5274 | [15 empty] | #DIV/0! | #DIV/0! | [15 empty] | #DIV/0! | #DIV/0! | [15 empty] | #DIV/0! | #DIV/0!
[22 empty] | -20.2452 | -12.4903 | [15 empty] | #DIV/0! | #DIV/0! | [15 empty] | #DIV/0! | #DIV/0! | [15 empty] | #DIV/0! | #DIV/0!
[22 empty] | -20.1924 | -12.4533 | [15 empty] | #DIV/0! | #DIV/0! | [15 empty] | #DIV/0! | #DIV/0! | [15 empty] | #DIV/0! | #DIV/0!
[22 empty] | -20.1396 | -12.4162 | [15 empty] | #DIV/0! | #DIV/0! | [15 empty] | #DIV/0! | #DIV/0! | [15 empty] | #DIV/0! | #DIV/0!
[22 empty] | -20.0866 | -12.379 | [15 empty] | #DIV/0! | #DIV/0! | [15 empty] | #DIV/0! | #DIV/0! | [15 empty] | #DIV/0! | #DIV/0!
[22 empty] | -20.0336 | -12.3419 | [15 empty] | #DIV/0! | #DIV/0! | [15 empty] | #DIV/0! | #DIV/0! | [15 empty] | #DIV/0! | #DIV/0!
[22 empty] | -19.9804 | -12.3048 | [15 empty] | #DIV/0! | #DIV/0! | [15 empty] | #DIV/0! | #DIV/0! | [15 empty] | #DIV/0! | #DIV/0!
[22 empty] | -19.9272 | -12.2676 | [15 empty] | #DIV/0! | #DIV/0! | [15 empty] | #DIV/0! | #DIV/0! | [15 empty] | #DIV/0! | #DIV/0!
[22 empty] | -19.8739 | -12.2304 | [15 empty] | #DIV/0! | #DIV/0! | [15 empty] | #DIV/0! | #DIV/0! | [15 empty] | #DIV/0! | #DIV/0!
[22 empty] | -19.8204 | -12.1932 | [15 empty] | #DIV/0! | #DIV/0! | [15 empty] | #DIV/0! | #DIV/0! | [15 empty] | #DIV/0! | #DIV/0!
[22 empty] | -19.7669 | -12.1559 | [15 empty] | #DIV/0! | #DIV/0! | [15 empty] | #DIV/0! | #DIV/0! | [15 empty] | #DIV/0! | #DIV/0!
[22 empty] | -19.7133 | -12.1187 | [15 empty] | #DIV/0! | #DIV/0! | [15 empty] | #DIV/0! | #DIV/0! | [15 empty] | #DIV/0! | #DIV/0!
[22 empty] | -19.6596 | -12.0814 | [15 empty] | #DIV/0! | #DIV/0! | [15 empty] | #DIV/0! | #DIV/0! | [15 empty] | #DIV/0! | #DIV/0!
[22 empty] | -19.6058 | -12.0441 | [15 empty] | #DIV/0! | #DIV/0! | [15 empty] | #DIV/0! | #DIV/0! | [15 empty] | #DIV/0! | #DIV/0!
[22 empty] | -19.5519 | -12.0068 | [15 empty] | #DIV/0! | #DIV/0! | [15 empty] | #DIV/0! | #DIV/0! | [15 empty] | #DIV/0! | #DIV/0!
[22 empty] | -19.4979 | -11.9694 | [15 empty] | #DIV/0! | #DIV/0! | [15 empty] | #DIV/0! | #DIV/0! | [15 empty] | #DIV/0! | #DIV/0!
[22 empty] | -19.4439 | -11.9321 | [15 empty] | #DIV/0! | #DIV/0! | [15 empty] | #DIV/0! | #DIV/0! | [15 empty] | #DIV/0! | #DIV/0!
[22 empty] | -19.3897 | -11.8947 | [15 empty] | #DIV/0! | #DIV/0! | [15 empty] | #DIV/0! | #DIV/0! | [15 empty] | #DIV/0! | #DIV/0!
[22 empty] | -19.3354 | -11.8573 | [15 empty] | #DIV/0! | #DIV/0! | [15 empty] | #DIV/0! | #DIV/0! | [15 empty] | #DIV/0! | #DIV/0!
[22 empty] | -19.2811 | -11.8199 | [15 empty] | #DIV/0! | #DIV/0! | [15 empty] | #DIV/0! | #DIV/0! | [15 empty] | #DIV/0! | #DIV/0!
[22 empty] | -19.2266 | -11.7825 | [15 empty] | #DIV/0! | #DIV/0! | [15 empty] | #DIV/0! | #DIV/0! | [15 empty] | #DIV/0! | #DIV/0!
[22 empty] | -19.1721 | -11.745 | [15 empty] | #DIV/0! | #DIV/0! | [15 empty] | #DIV/0! | #DIV/0! | [15 empty] | #DIV/0! | #DIV/0!
[22 empty] | -19.1175 | -11.7075 | [15 empty] | #DIV/0! | #DIV/0! | [15 empty] | #DIV/0! | #DIV/0! | [15 empty] | #DIV/0! | #DIV/0!
[22 empty] | -19.0628 | -11.6701 | [15 empty] | #DIV/0! | #DIV/0! | [15 empty] | #DIV/0! | #DIV/0! | [15 empty] | #DIV/0! | #DIV/0!
[22 empty] | -19.008 | -11.6325 | [15 empty] | #DIV/0! | #DIV/0! | [15 empty] | #DIV/0! | #DIV/0! | [15 empty] | #DIV/0! | #DIV/0!
[22 empty] | -18.9531 | -11.595 | [15 empty] | #DIV/0! | #DIV/0! | [15 empty] | #DIV/0! | #DIV/0! | [15 empty] | #DIV/0! | #DIV/0!
[22 empty] | -18.8981 | -11.5575 | [15 empty] | #DIV/0! | #DIV/0! | [15 empty] | #DIV/0! | #DIV/0! | [15 empty] | #DIV/0! | #DIV/0!
[22 empty] | -18.843 | -11.5199 | [15 empty] | #DIV/0! | #DIV/0! | [15 empty] | #DIV/0! | #DIV/0! | [15 empty] | #DIV/0! | #DIV/0!
[22 empty] | -18.7879 | -11.4823 | [15 empty] | #DIV/0! | #DIV/0! | [15 empty] | #DIV/0! | #DIV/0! | [15 empty] | #DIV/0! | #DIV/0!
[22 empty] | -18.7326 | -11.4447 | [15 empty] | #DIV/0! | #DIV/0! | [15 empty] | #DIV/0! | #DIV/0! | [15 empty] | #DIV/0! | #DIV/0!
[22 empty] | -18.6773 | -11.4071 | [15 empty] | #DIV/0! | #DIV/0! | [15 empty] | #DIV/0! | #DIV/0! | [15 empty] | #DIV/0! | #DIV/0!
[22 empty] | -18.6218 | -11.3695 | [15 empty] | #DIV/0! | #DIV/0! | [15 empty] | #DIV/0! | #DIV/0! | [15 empty] | #DIV/0! | #DIV/0!
[22 empty] | -18.5663 | -11.3318 | [15 empty] | #DIV/0! | #DIV/0! | [15 empty] | #DIV/0! | #DIV/0! | [15 empty] | #DIV/0! | #DIV/0!
[22 empty] | -18.5107 | -11.2941 | [15 empty] | #DIV/0! | #DIV/0! | [15 empty] | #DIV/0! | #DIV/0! | [15 empty] | #DIV/0! | #DIV/0!
[22 empty] | -18.455 | -11.2565 | [15 empty] | #DIV/0! | #DIV/0! | [15 empty] | #DIV/0! | #DIV/0! | [15 empty] | #DIV/0! | #DIV/0!
[22 empty] | -18.3993 | -11.2187 | [15 empty] | #DIV/0! | #DIV/0! | [15 empty] | #DIV/0! | #DIV/0! | [15 empty] | #DIV/0! | #DIV/0!
[22 empty] | -18.3434 | -11.181 | [15 empty] | #DIV/0! | #DIV/0! | [15 empty] | #DIV/0! | #DIV/0! | [15 empty] | #DIV/0! | #DIV/0!
[22 empty] | -18.2874 | -11.1433 | [15 empty] | #DIV/0! | #DIV/0! | [15 empty] | #DIV/0! | #DIV/0! | [15 empty] | #DIV/0! | #DIV/0!
[22 empty] | -18.2314 | -11.1055 | [15 empty] | #DIV/0! | #DIV/0! | [15 empty] | #DIV/0! | #DIV/0! | [15 empty] | #DIV/0! | #DIV/0!
[22 empty] | -18.1753 | -11.0677 | [15 empty] | #DIV/0! | #DIV/0! | [15 empty] | #DIV/0! | #DIV/0! | [15 empty] | #DIV/0! | #DIV/0!
[22 empty] | -18.119 | -11.0299 | [15 empty] | #DIV/0! | #DIV/0! | [15 empty] | #DIV/0! | #DIV/0! | [15 empty] | #DIV/0! | #DIV/0!
[22 empty] | -18.0627 | -10.9921 | [15 empty] | #DIV/0! | #DIV/0! | [15 empty] | #DIV/0! | #DIV/0! | [15 empty] | #DIV/0! | #DIV/0!
[22 empty] | -18.0064 | -10.9543 | [15 empty] | #DIV/0! | #DIV/0! | [15 empty] | #DIV/0! | #DIV/0! | [15 empty] | #DIV/0! | #DIV/0!
[22 empty] | -17.9499 | -10.9164 | [15 empty] | #DIV/0! | #DIV/0! | [15 empty] | #DIV/0! | #DIV/0! | [15 empty] | #DIV/0! | #DIV/0!
[22 empty] | -17.8933 | -10.8786 | [15 empty] | #DIV/0! | #DIV/0! | [15 empty] | #DIV/0! | #DIV/0! | [15 empty] | #DIV/0! | #DIV/0!
[22 empty] | -17.8367 | -10.8407 | [15 empty] | #DIV/0! | #DIV/0! | [15 empty] | #DIV/0! | #DIV/0! | [15 empty] | #DIV/0! | #DIV/0!
[22 empty] | -17.7799 | -10.8028 | [15 empty] | #DIV/0! | #DIV/0! | [15 empty] | #DIV/0! | #DIV/0! | [15 empty] | #DIV/0! | #DIV/0!
[22 empty] | -17.7231 | -10.7649 | [15 empty] | #DIV/0! | #DIV/0! | [15 empty] | #DIV/0! | #DIV/0! | [15 empty] | #DIV/0! | #DIV/0!
[22 empty] | -17.6662 | -10.7269 | [15 empty] | #DIV/0! | #DIV/0! | [15 empty] | #DIV/0! | #DIV/0! | [15 empty] | #DIV/0! | #DIV/0!
[22 empty] | -17.6092 | -10.689 | [15 empty] | #DIV/0! | #DIV/0! | [15 empty] | #DIV/0! | #DIV/0! | [15 empty] | #DIV/0! | #DIV/0!
[22 empty] | -17.5522 | -10.651 | [15 empty] | #DIV/0! | #DIV/0! | [15 empty] | #DIV/0! | #DIV/0! | [15 empty] | #DIV/0! | #DIV/0!
[22 empty] | -17.495 | -10.613 | [15 empty] | #DIV/0! | #DIV/0! | [15 empty] | #DIV/0! | #DIV/0! | [15 empty] | #DIV/0! | #DIV/0!
[22 empty] | -17.4378 | -10.575 | [15 empty] | #DIV/0! | #DIV/0! | [15 empty] | #DIV/0! | #DIV/0! | [15 empty] | #DIV/0! | #DIV/0!
[22 empty] | -17.3805 | -10.537 | [15 empty] | #DIV/0! | #DIV/0! | [15 empty] | #DIV/0! | #DIV/0! | [15 empty] | #DIV/0! | #DIV/0!
[22 empty] | -17.3231 | -10.499 | [15 empty] | #DIV/0! | #DIV/0! | [15 empty] | #DIV/0! | #DIV/0! | [15 empty] | #DIV/0! | #DIV/0!
[22 empty] | -17.2656 | -10.4609 | [15 empty] | #DIV/0! | #DIV/0! | [15 empty] | #DIV/0! | #DIV/0! | [15 empty] | #DIV/0! | #DIV/0!
[22 empty] | -17.208 | -10.4229 | [15 empty] | #DIV/0! | #DIV/0! | [15 empty] | #DIV/0! | #DIV/0! | [15 empty] | #DIV/0! | #DIV/0!
[22 empty] | -17.1504 | -10.3848 | [15 empty] | #DIV/0! | #DIV/0! | [15 empty] | #DIV/0! | #DIV/0! | [15 empty] | #DIV/0! | #DIV/0!
[22 empty] | -17.0926 | -10.3467 | [15 empty] | #DIV/0! | #DIV/0! | [15 empty] | #DIV/0! | #DIV/0! | [15 empty] | #DIV/0! | #DIV/0!
[22 empty] | -17.0348 | -10.3085 | [15 empty] | #DIV/0! | #DIV/0! | [15 empty] | #DIV/0! | #DIV/0! | [15 empty] | #DIV/0! | #DIV/0!
[22 empty] | -16.9769 | -10.2704 | [15 empty] | #DIV/0! | #DIV/0! | [15 empty] | #DIV/0! | #DIV/0! | [15 empty] | #DIV/0! | #DIV/0!
[22 empty] | -16.9189 | -10.2323 | [15 empty] | #DIV/0! | #DIV/0! | [15 empty] | #DIV/0! | #DIV/0! | [15 empty] | #DIV/0! | #DIV/0!
[22 empty] | -16.8609 | -10.1941 | [15 empty] | #DIV/0! | #DIV/0! | [15 empty] | #DIV/0! | #DIV/0! | [15 empty] | #DIV/0! | #DIV/0!
[22 empty] | -16.8027 | -10.1559 | [15 empty] | #DIV/0! | #DIV/0! | [15 empty] | #DIV/0! | #DIV/0! | [15 empty] | #DIV/0! | #DIV/0!
[22 empty] | -16.7445 | -10.1177 | [15 empty] | #DIV/0! | #DIV/0! | [15 empty] | #DIV/0! | #DIV/0! | [15 empty] | #DIV/0! | #DIV/0!
[22 empty] | -16.6862 | -10.0795 | [15 empty] | #DIV/0! | #DIV/0! | [15 empty] | #DIV/0! | #DIV/0! | [15 empty] | #DIV/0! | #DIV/0!
[22 empty] | -16.6278 | -10.0413 | [15 empty] | #DIV/0! | #DIV/0! | [15 empty] | #DIV/0! | #DIV/0! | [15 empty] | #DIV/0! | #DIV/0!
[22 empty] | -16.5694 | -10.003 | [15 empty] | #DIV/0! | #DIV/0! | [15 empty] | #DIV/0! | #DIV/0! | [15 empty] | #DIV/0! | #DIV/0!
[22 empty] | -16.5108 | -9.9648 | [15 empty] | #DIV/0! | #DIV/0! | [15 empty] | #DIV/0! | #DIV/0! | [15 empty] | #DIV/0! | #DIV/0!
[22 empty] | -16.4522 | -9.9265 | [15 empty] | #DIV/0! | #DIV/0! | [15 empty] | #DIV/0! | #DIV/0! | [15 empty] | #DIV/0! | #DIV/0!
[22 empty] | -16.3935 | -9.8882 | [15 empty] | #DIV/0! | #DIV/0! | [15 empty] | #DIV/0! | #DIV/0! | [15 empty] | #DIV/0! | #DIV/0!
[22 empty] | -16.3347 | -9.8499 | [15 empty] | #DIV/0! | #DIV/0! | [15 empty] | #DIV/0! | #DIV/0! | [15 empty] | #DIV/0! | #DIV/0!
[22 empty] | -16.2759 | -9.8116 | [15 empty] | #DIV/0! | #DIV/0! | [15 empty] | #DIV/0! | #DIV/0! | [15 empty] | #DIV/0! | #DIV/0!
[22 empty] | -16.2169 | -9.7732 | [15 empty] | #DIV/0! | #DIV/0! | [15 empty] | #DIV/0! | #DIV/0! | [15 empty] | #DIV/0! | #DIV/0!
[22 empty] | -16.1579 | -9.7349 | [15 empty] | #DIV/0! | #DIV/0! | [15 empty] | #DIV/0! | #DIV/0! | [15 empty] | #DIV/0! | #DIV/0!
[22 empty] | -16.0988 | -9.6965 | [15 empty] | #DIV/0! | #DIV/0! | [15 empty] | #DIV/0! | #DIV/0! | [15 empty] | #DIV/0! | #DIV/0!
[22 empty] | -16.0396 | -9.6581 | [15 empty] | #DIV/0! | #DIV/0! | [15 empty] | #DIV/0! | #DIV/0! | [15 empty] | #DIV/0! | #DIV/0!
[22 empty] | -15.9804 | -9.6197 | [15 empty] | #DIV/0! | #DIV/0! | [15 empty] | #DIV/0! | #DIV/0! | [15 empty] | #DIV/0! | #DIV/0!
[22 empty] | -15.9211 | -9.5813 | [15 empty] | #DIV/0! | #DIV/0! | [15 empty] | #DIV/0! | #DIV/0! | [15 empty] | #DIV/0! | #DIV/0!
[22 empty] | -15.8617 | -9.5429 | [15 empty] | #DIV/0! | #DIV/0! | [15 empty] | #DIV/0! | #DIV/0! | [15 empty] | #DIV/0! | #DIV/0!
[22 empty] | -15.8022 | -9.5045 | [15 empty] | #DIV/0! | #DIV/0! | [15 empty] | #DIV/0! | #DIV/0! | [15 empty] | #DIV/0! | #DIV/0!
[22 empty] | -15.7426 | -9.466 | [15 empty] | #DIV/0! | #DIV/0! | [15 empty] | #DIV/0! | #DIV/0! | [15 empty] | #DIV/0! | #DIV/0!
[22 empty] | -15.683 | -9.4275 | [15 empty] | #DIV/0! | #DIV/0! | [15 empty] | #DIV/0! | #DIV/0! | [15 empty] | #DIV/0! | #DIV/0!
[22 empty] | -15.6233 | -9.389 | [15 empty] | #DIV/0! | #DIV/0! | [15 empty] | #DIV/0! | #DIV/0! | [15 empty] | #DIV/0! | #DIV/0!
[22 empty] | -15.5635 | -9.3505 | [15 empty] | #DIV/0! | #DIV/0! | [15 empty] | #DIV/0! | #DIV/0! | [15 empty] | #DIV/0! | #DIV/0!
[22 empty] | -15.5037 | -9.312 | [15 empty] | #DIV/0! | #DIV/0! | [15 empty] | #DIV/0! | #DIV/0! | [15 empty] | #DIV/0! | #DIV/0!
[22 empty] | -15.4437 | -9.2735 | [15 empty] | #DIV/0! | #DIV/0! | [15 empty] | #DIV/0! | #DIV/0! | [15 empty] | #DIV/0! | #DIV/0!
[22 empty] | -15.3837 | -9.2349 | [15 empty] | #DIV/0! | #DIV/0! | [15 empty] | #DIV/0! | #DIV/0! | [15 empty] | #DIV/0! | #DIV/0!
[22 empty] | -15.3236 | -9.1964 | [15 empty] | #DIV/0! | #DIV/0! | [15 empty] | #DIV/0! | #DIV/0! | [15 empty] | #DIV/0! | #DIV/0!
[22 empty] | -15.2635 | -9.1578 | [15 empty] | #DIV/0! | #DIV/0! | [15 empty] | #DIV/0! | #DIV/0! | [15 empty] | #DIV/0! | #DIV/0!
[22 empty] | -15.2032 | -9.1192 | [15 empty] | #DIV/0! | #DIV/0! | [15 empty] | #DIV/0! | #DIV/0! | [15 empty] | #DIV/0! | #DIV/0!
[22 empty] | -15.1429 | -9.0806 | [15 empty] | #DIV/0! | #DIV/0! | [15 empty] | #DIV/0! | #DIV/0! | [15 empty] | #DIV/0! | #DIV/0!
[22 empty] | -15.0826 | -9.042 | [15 empty] | #DIV/0! | #DIV/0! | [15 empty] | #DIV/0! | #DIV/0! | [15 empty] | #DIV/0! | #DIV/0!
[22 empty] | -15.0221 | -9.0034 | [15 empty] | #DIV/0! | #DIV/0! | [15 empty] | #DIV/0! | #DIV/0! | [15 empty] | #DIV/0! | #DIV/0!
[22 empty] | -14.9616 | -8.9647 | [15 empty] | #DIV/0! | #DIV/0! | [15 empty] | #DIV/0! | #DIV/0! | [15 empty] | #DIV/0! | #DIV/0!
[22 empty] | -14.901 | -8.9261 | [15 empty] | #DIV/0! | #DIV/0! | [15 empty] | #DIV/0! | #DIV/0! | [15 empty] | #DIV/0! | #DIV/0!
[22 empty] | -14.8403 | -8.8874 | [15 empty] | #DIV/0! | #DIV/0! | [15 empty] | #DIV/0! | #DIV/0! | [15 empty] | #DIV/0! | #DIV/0!
[22 empty] | -14.7796 | -8.8487 | [15 empty] | #DIV/0! | #DIV/0! | [15 empty] | #DIV/0! | #DIV/0! | [15 empty] | #DIV/0! | #DIV/0!
[22 empty] | -14.7188 | -8.81 | [15 empty] | #DIV/0! | #DIV/0! | [15 empty] | #DIV/0! | #DIV/0! | [15 empty] | #DIV/0! | #DIV/0!
[22 empty] | -14.6579 | -8.7713 | [15 empty] | #DIV/0! | #DIV/0! | [15 empty] | #DIV/0! | #DIV/0! | [15 empty] | #DIV/0! | #DIV/0!
[22 empty] | -14.5969 | -8.7326 | [15 empty] | #DIV/0! | #DIV/0! | [15 empty] | #DIV/0! | #DIV/0! | [15 empty] | #DIV/0! | #DIV/0!
[22 empty] | -14.5359 | -8.6939 | [15 empty] | #DIV/0! | #DIV/0! | [15 empty] | #DIV/0! | #DIV/0! | [15 empty] | #DIV/0! | #DIV/0!
[22 empty] | -14.4748 | -8.6551 | [15 empty] | #DIV/0! | #DIV/0! | [15 empty] | #DIV/0! | #DIV/0! | [15 empty] | #DIV/0! | #DIV/0!
[22 empty] | -14.4136 | -8.6163 | [15 empty] | #DIV/0! | #DIV/0! | [15 empty] | #DIV/0! | #DIV/0! | [15 empty] | #DIV/0! | #DIV/0!
[22 empty] | -14.3524 | -8.5776 | [15 empty] | #DIV/0! | #DIV/0! | [15 empty] | #DIV/0! | #DIV/0! | [15 empty] | #DIV/0! | #DIV/0!
[22 empty] | -14.2911 | -8.5388 | [15 empty] | #DIV/0! | #DIV/0! | [15 empty] | #DIV/0! | #DIV/0! | [15 empty] | #DIV/0! | #DIV/0!
[22 empty] | -14.2297 | -8.5 | [15 empty] | #DIV/0! | #DIV/0! | [15 empty] | #DIV/0! | #DIV/0! | [15 empty] | #DIV/0! | #DIV/0!
[22 empty] | -14.1683 | -8.4612 | [15 empty] | #DIV/0! | #DIV/0! | [15 empty] | #DIV/0! | #DIV/0! | [15 empty] | #DIV/0! | #DIV/0!
[22 empty] | -14.1068 | -8.4223 | [15 empty] | #DIV/0! | #DIV/0! | [15 empty] | #DIV/0! | #DIV/0! | [15 empty] | #DIV/0! | #DIV/0!
[22 empty] | -14.0452 | -8.3835 | [15 empty] | #DIV/0! | #DIV/0! | [15 empty] | #DIV/0! | #DIV/0! | [15 empty] | #DIV/0! | #DIV/0!
[22 empty] | -13.9835 | -8.3446 | [15 empty] | #DIV/0! | #DIV/0! | [15 empty] | #DIV/0! | #DIV/0! | [15 empty] | #DIV/0! | #DIV/0!
[22 empty] | -13.9218 | -8.3058 | [15 empty] | #DIV/0! | #DIV/0! | [15 empty] | #DIV/0! | #DIV/0! | [15 empty] | #DIV/0! | #DIV/0!
[22 empty] | -13.86 | -8.2669 | [15 empty] | #DIV/0! | #DIV/0! | [15 empty] | #DIV/0! | #DIV/0! | [15 empty] | #DIV/0! | #DIV/0!
[22 empty] | -13.7982 | -8.228 | [15 empty] | #DIV/0! | #DIV/0! | [15 empty] | #DIV/0! | #DIV/0! | [15 empty] | #DIV/0! | #DIV/0!
[22 empty] | -13.7362 | -8.1891 | [15 empty] | #DIV/0! | #DIV/0! | [15 empty] | #DIV/0! | #DIV/0! | [15 empty] | #DIV/0! | #DIV/0!
[22 empty] | -13.6742 | -8.1502 | [15 empty] | #DIV/0! | #DIV/0! | [15 empty] | #DIV/0! | #DIV/0! | [15 empty] | #DIV/0! | #DIV/0!
[22 empty] | -13.6122 | -8.1112 | [15 empty] | #DIV/0! | #DIV/0! | [15 empty] | #DIV/0! | #DIV/0! | [15 empty] | #DIV/0! | #DIV/0!
[22 empty] | -13.5501 | -8.0723 | [15 empty] | #DIV/0! | #DIV/0! | [15 empty] | #DIV/0! | #DIV/0! | [15 empty] | #DIV/0! | #DIV/0!
[22 empty] | -13.4879 | -8.0333 | [15 empty] | #DIV/0! | #DIV/0! | [15 empty] | #DIV/0! | #DIV/0! | [15 empty] | #DIV/0! | #DIV/0!
[22 empty] | -13.4256 | -7.9944 | [15 empty] | #DIV/0! | #DIV/0! | [15 empty] | #DIV/0! | #DIV/0! | [15 empty] | #DIV/0! | #DIV/0!
[22 empty] | -13.3633 | -7.9554 | [15 empty] | #DIV/0! | #DIV/0! | [15 empty] | #DIV/0! | #DIV/0! | [15 empty] | #DIV/0! | #DIV/0!
[22 empty] | -13.3009 | -7.9164 | [15 empty] | #DIV/0! | #DIV/0! | [15 empty] | #DIV/0! | #DIV/0! | [15 empty] | #DIV/0! | #DIV/0!
[22 empty] | -13.2385 | -7.8774 | [15 empty] | #DIV/0! | #DIV/0! | [15 empty] | #DIV/0! | #DIV/0! | [15 empty] | #DIV/0! | #DIV/0!
[22 empty] | -13.1759 | -7.8384 | [15 empty] | #DIV/0! | #DIV/0! | [15 empty] | #DIV/0! | #DIV/0! | [15 empty] | #DIV/0! | #DIV/0!
[22 empty] | -13.1134 | -7.7994 | [15 empty] | #DIV/0! | #DIV/0! | [15 empty] | #DIV/0! | #DIV/0! | [15 empty] | #DIV/0! | #DIV/0!
[22 empty] | -13.0507 | -7.7603 | [15 empty] | #DIV/0! | #DIV/0! | [15 empty] | #DIV/0! | #DIV/0! | [15 empty] | #DIV/0! | #DIV/0!
[22 empty] | -12.988 | -7.7213 | [15 empty] | #DIV/0! | #DIV/0! | [15 empty] | #DIV/0! | #DIV/0! | [15 empty] | #DIV/0! | #DIV/0!
[22 empty] | -12.9252 | -7.6822 | [15 empty] | #DIV/0! | #DIV/0! | [15 empty] | #DIV/0! | #DIV/0! | [15 empty] | #DIV/0! | #DIV/0!
[22 empty] | -12.8624 | -7.6431 | [15 empty] | #DIV/0! | #DIV/0! | [15 empty] | #DIV/0! | #DIV/0! | [15 empty] | #DIV/0! | #DIV/0!
[22 empty] | -12.7995 | -7.604 | [15 empty] | #DIV/0! | #DIV/0! | [15 empty] | #DIV/0! | #DIV/0! | [15 empty] | #DIV/0! | #DIV/0!
[22 empty] | -12.7365 | -7.565 | [15 empty] | #DIV/0! | #DIV/0! | [15 empty] | #DIV/0! | #DIV/0! | [15 empty] | #DIV/0! | #DIV/0!
[22 empty] | -12.6735 | -7.5258 | [15 empty] | #DIV/0! | #DIV/0! | [15 empty] | #DIV/0! | #DIV/0! | [15 empty] | #DIV/0! | #DIV/0!
[22 empty] | -12.6104 | -7.4867 | [15 empty] | #DIV/0! | #DIV/0! | [15 empty] | #DIV/0! | #DIV/0! | [15 empty] | #DIV/0! | #DIV/0!
[22 empty] | -12.5473 | -7.4476 | [15 empty] | #DIV/0! | #DIV/0! | [15 empty] | #DIV/0! | #DIV/0! | [15 empty] | #DIV/0! | #DIV/0!
[22 empty] | -12.4841 | -7.4085 | [15 empty] | #DIV/0! | #DIV/0! | [15 empty] | #DIV/0! | #DIV/0! | [15 empty] | #DIV/0! | #DIV/0!
[22 empty] | -12.4208 | -7.3693 | [15 empty] | #DIV/0! | #DIV/0! | [15 empty] | #DIV/0! | #DIV/0! | [15 empty] | #DIV/0! | #DIV/0!
[22 empty] | -12.3575 | -7.3301 | [15 empty] | #DIV/0! | #DIV/0! | [15 empty] | #DIV/0! | #DIV/0! | [15 empty] | #DIV/0! | #DIV/0!
[22 empty] | -12.2941 | -7.291 | [15 empty] | #DIV/0! | #DIV/0! | [15 empty] | #DIV/0! | #DIV/0! | [15 empty] | #DIV/0! | #DIV/0!
[22 empty] | -12.2306 | -7.2518 | [15 empty] | #DIV/0! | #DIV/0! | [15 empty] | #DIV/0! | #DIV/0! | [15 empty] | #DIV/0! | #DIV/0!
[22 empty] | -12.1671 | -7.2126 | [15 empty] | #DIV/0! | #DIV/0! | [15 empty] | #DIV/0! | #DIV/0! | [15 empty] | #DIV/0! | #DIV/0!
[22 empty] | -12.1035 | -7.1734 | [15 empty] | #DIV/0! | #DIV/0! | [15 empty] | #DIV/0! | #DIV/0! | [15 empty] | #DIV/0! | #DIV/0!
[22 empty] | -12.0399 | -7.1341 | [15 empty] | #DIV/0! | #DIV/0! | [15 empty] | #DIV/0! | #DIV/0! | [15 empty] | #DIV/0! | #DIV/0!
[22 empty] | -11.9762 | -7.0949 | [15 empty] | #DIV/0! | #DIV/0! | [15 empty] | #DIV/0! | #DIV/0! | [15 empty] | #DIV/0! | #DIV/0!
[22 empty] | -11.9124 | -7.0557 | [15 empty] | #DIV/0! | #DIV/0! | [15 empty] | #DIV/0! | #DIV/0! | [15 empty] | #DIV/0! | #DIV/0!
[22 empty] | -11.8486 | -7.0164 | [15 empty] | #DIV/0! | #DIV/0! | [15 empty] | #DIV/0! | #DIV/0! | [15 empty] | #DIV/0! | #DIV/0!
[22 empty] | -11.7848 | -6.9772 | [15 empty] | #DIV/0! | #DIV/0! | [15 empty] | #DIV/0! | #DIV/0! | [15 empty] | #DIV/0! | #DIV/0!
[22 empty] | -11.7208 | -6.9379 | [15 empty] | #DIV/0! | #DIV/0! | [15 empty] | #DIV/0! | #DIV/0! | [15 empty] | #DIV/0! | #DIV/0!
[22 empty] | -11.6569 | -6.8986 | [15 empty] | #DIV/0! | #DIV/0! | [15 empty] | #DIV/0! | #DIV/0! | [15 empty] | #DIV/0! | #DIV/0!
[22 empty] | -11.5928 | -6.8593 | [15 empty] | #DIV/0! | #DIV/0! | [15 empty] | #DIV/0! | #DIV/0! | [15 empty] | #DIV/0! | #DIV/0!
[22 empty] | -11.5287 | -6.82 | [15 empty] | #DIV/0! | #DIV/0! | [15 empty] | #DIV/0! | #DIV/0! | [15 empty] | #DIV/0! | #DIV/0!
[22 empty] | -11.4646 | -6.7807 | [15 empty] | #DIV/0! | #DIV/0! | [15 empty] | #DIV/0! | #DIV/0! | [15 empty] | #DIV/0! | #DIV/0!
[22 empty] | -11.4004 | -6.7414 | [15 empty] | #DIV/0! | #DIV/0! | [15 empty] | #DIV/0! | #DIV/0! | [15 empty] | #DIV/0! | #DIV/0!
[22 empty] | -11.3361 | -6.702 | [15 empty] | #DIV/0! | #DIV/0! | [15 empty] | #DIV/0! | #DIV/0! | [15 empty] | #DIV/0! | #DIV/0!
[22 empty] | -11.2718 | -6.6627 | [15 empty] | #DIV/0! | #DIV/0! | [15 empty] | #DIV/0! | #DIV/0! | [15 empty] | #DIV/0! | #DIV/0!
[22 empty] | -11.2074 | -6.6234 | [15 empty] | #DIV/0! | #DIV/0! | [15 empty] | #DIV/0! | #DIV/0! | [15 empty] | #DIV/0! | #DIV/0!
[22 empty] | -11.143 | -6.584 | [15 empty] | #DIV/0! | #DIV/0! | [15 empty] | #DIV/0! | #DIV/0! | [15 empty] | #DIV/0! | #DIV/0!
[22 empty] | -11.0785 | -6.5446 | [15 empty] | #DIV/0! | #DIV/0! | [15 empty] | #DIV/0! | #DIV/0! | [15 empty] | #DIV/0! | #DIV/0!
[22 empty] | -11.0139 | -6.5052 | [15 empty] | #DIV/0! | #DIV/0! | [15 empty] | #DIV/0! | #DIV/0! | [15 empty] | #DIV/0! | #DIV/0!
[22 empty] | -10.9493 | -6.4658 | [15 empty] | #DIV/0! | #DIV/0! | [15 empty] | #DIV/0! | #DIV/0! | [15 empty] | #DIV/0! | #DIV/0!
[22 empty] | -10.8847 | -6.4264 | [15 empty] | #DIV/0! | #DIV/0! | [15 empty] | #DIV/0! | #DIV/0! | [15 empty] | #DIV/0! | #DIV/0!
[22 empty] | -10.82 | -6.387 | [15 empty] | #DIV/0! | #DIV/0! | [15 empty] | #DIV/0! | #DIV/0! | [15 empty] | #DIV/0! | #DIV/0!
[22 empty] | -10.7552 | -6.3476 | [15 empty] | #DIV/0! | #DIV/0! | [15 empty] | #DIV/0! | #DIV/0! | [15 empty] | #DIV/0! | #DIV/0!
[22 empty] | -10.6904 | -6.3082 | [15 empty] | #DIV/0! | #DIV/0! | [15 empty] | #DIV/0! | #DIV/0! | [15 empty] | #DIV/0! | #DIV/0!
[22 empty] | -10.6255 | -6.2687 | [15 empty] | #DIV/0! | #DIV/0! | [15 empty] | #DIV/0! | #DIV/0! | [15 empty] | #DIV/0! | #DIV/0!
[22 empty] | -10.5606 | -6.2293 | [15 empty] | #DIV/0! | #DIV/0! | [15 empty] | #DIV/0! | #DIV/0! | [15 empty] | #DIV/0! | #DIV/0!
[22 empty] | -10.4956 | -6.1898 | [15 empty] | #DIV/0! | #DIV/0! | [15 empty] | #DIV/0! | #DIV/0! | [15 empty] | #DIV/0! | #DIV/0!
[22 empty] | -10.4306 | -6.1504 | [15 empty] | #DIV/0! | #DIV/0! | [15 empty] | #DIV/0! | #DIV/0! | [15 empty] | #DIV/0! | #DIV/0!
[22 empty] | -10.3656 | -6.1109 | [15 empty] | #DIV/0! | #DIV/0! | [15 empty] | #DIV/0! | #DIV/0! | [15 empty] | #DIV/0! | #DIV/0!
[22 empty] | -10.3004 | -6.0714 | [15 empty] | #DIV/0! | #DIV/0! | [15 empty] | #DIV/0! | #DIV/0! | [15 empty] | #DIV/0! | #DIV/0!
[22 empty] | -10.2353 | -6.0319 | [15 empty] | #DIV/0! | #DIV/0! | [15 empty] | #DIV/0! | #DIV/0! | [15 empty] | #DIV/0! | #DIV/0!
[22 empty] | -10.17 | -5.9924 | [15 empty] | #DIV/0! | #DIV/0! | [15 empty] | #DIV/0! | #DIV/0! | [15 empty] | #DIV/0! | #DIV/0!
[22 empty] | -10.1048 | -5.9529 | [15 empty] | #DIV/0! | #DIV/0! | [15 empty] | #DIV/0! | #DIV/0! | [15 empty] | #DIV/0! | #DIV/0!
[22 empty] | -10.0394 | -5.9134 | [15 empty] | #DIV/0! | #DIV/0! | [15 empty] | #DIV/0! | #DIV/0! | [15 empty] | #DIV/0! | #DIV/0!
[22 empty] | -9.974 | -5.8738 | [15 empty] | #DIV/0! | #DIV/0! | [15 empty] | #DIV/0! | #DIV/0! | [15 empty] | #DIV/0! | #DIV/0!
[22 empty] | -9.9086 | -5.8343 | [15 empty] | #DIV/0! | #DIV/0! | [15 empty] | #DIV/0! | #DIV/0! | [15 empty] | #DIV/0! | #DIV/0!
[22 empty] | -9.8432 | -5.7947 | [15 empty] | #DIV/0! | #DIV/0! | [15 empty] | #DIV/0! | #DIV/0! | [15 empty] | #DIV/0! | #DIV/0!
[22 empty] | -9.7776 | -5.7552 | [15 empty] | #DIV/0! | #DIV/0! | [15 empty] | #DIV/0! | #DIV/0! | [15 empty] | #DIV/0! | #DIV/0!
[22 empty] | -9.7121 | -5.7156 | [15 empty] | #DIV/0! | #DIV/0! | [15 empty] | #DIV/0! | #DIV/0! | [15 empty] | #DIV/0! | #DIV/0!
[22 empty] | -9.6464 | -5.676 | [15 empty] | #DIV/0! | #DIV/0! | [15 empty] | #DIV/0! | #DIV/0! | [15 empty] | #DIV/0! | #DIV/0!
[22 empty] | -9.5808 | -5.6365 | [15 empty] | #DIV/0! | #DIV/0! | [15 empty] | #DIV/0! | #DIV/0! | [15 empty] | #DIV/0! | #DIV/0!
[22 empty] | -9.5151 | -5.5969 | [15 empty] | #DIV/0! | #DIV/0! | [15 empty] | #DIV/0! | #DIV/0! | [15 empty] | #DIV/0! | #DIV/0!
[22 empty] | -9.4493 | -5.5573 | [15 empty] | #DIV/0! | #DIV/0! | [15 empty] | #DIV/0! | #DIV/0! | [15 empty] | #DIV/0! | #DIV/0!
[22 empty] | -9.3835 | -5.5177 | [15 empty] | #DIV/0! | #DIV/0! | [15 empty] | #DIV/0! | #DIV/0! | [15 empty] | #DIV/0! | #DIV/0!
[22 empty] | -9.3176 | -5.4781 | [15 empty] | #DIV/0! | #DIV/0! | [15 empty] | #DIV/0! | #DIV/0! | [15 empty] | #DIV/0! | #DIV/0!
[22 empty] | -9.2517 | -5.4384 | [15 empty] | #DIV/0! | #DIV/0! | [15 empty] | #DIV/0! | #DIV/0! | [15 empty] | #DIV/0! | #DIV/0!
[22 empty] | -9.1858 | -5.3988 | [15 empty] | #DIV/0! | #DIV/0! | [15 empty] | #DIV/0! | #DIV/0! | [15 empty] | #DIV/0! | #DIV/0!
[22 empty] | -9.1198 | -5.3592 | [15 empty] | #DIV/0! | #DIV/0! | [15 empty] | #DIV/0! | #DIV/0! | [15 empty] | #DIV/0! | #DIV/0!
[22 empty] | -9.0538 | -5.3195 | [15 empty] | #DIV/0! | #DIV/0! | [15 empty] | #DIV/0! | #DIV/0! | [15 empty] | #DIV/0! | #DIV/0!
[22 empty] | -8.9877 | -5.2799 | [15 empty] | #DIV/0! | #DIV/0! | [15 empty] | #DIV/0! | #DIV/0! | [15 empty] | #DIV/0! | #DIV/0!
[22 empty] | -8.9215 | -5.2402 | [15 empty] | #DIV/0! | #DIV/0! | [15 empty] | #DIV/0! | #DIV/0! | [15 empty] | #DIV/0! | #DIV/0!
[22 empty] | -8.8554 | -5.2005 | [15 empty] | #DIV/0! | #DIV/0! | [15 empty] | #DIV/0! | #DIV/0! | [15 empty] | #DIV/0! | #DIV/0!
[22 empty] | -8.7892 | -5.1609 | [15 empty] | #DIV/0! | #DIV/0! | [15 empty] | #DIV/0! | #DIV/0! | [15 empty] | #DIV/0! | #DIV/0!
[22 empty] | -8.7229 | -5.1212 | [15 empty] | #DIV/0! | #DIV/0! | [15 empty] | #DIV/0! | #DIV/0! | [15 empty] | #DIV/0! | #DIV/0!
[22 empty] | -8.6566 | -5.0815 | [15 empty] | #DIV/0! | #DIV/0! | [15 empty] | #DIV/0! | #DIV/0! | [15 empty] | #DIV/0! | #DIV/0!
[22 empty] | -8.5902 | -5.0418 | [15 empty] | #DIV/0! | #DIV/0! | [15 empty] | #DIV/0! | #DIV/0! | [15 empty] | #DIV/0! | #DIV/0!
[22 empty] | -8.5239 | -5.0021 | [15 empty] | #DIV/0! | #DIV/0! | [15 empty] | #DIV/0! | #DIV/0! | [15 empty] | #DIV/0! | #DIV/0!
[22 empty] | -8.4574 | -4.9624 | [15 empty] | #DIV/0! | #DIV/0! | [15 empty] | #DIV/0! | #DIV/0! | [15 empty] | #DIV/0! | #DIV/0!
[22 empty] | -8.391 | -4.9226 | [15 empty] | #DIV/0! | #DIV/0! | [15 empty] | #DIV/0! | #DIV/0! | [15 empty] | #DIV/0! | #DIV/0!
[22 empty] | -8.3244 | -4.8829 | [15 empty] | #DIV/0! | #DIV/0! | [15 empty] | #DIV/0! | #DIV/0! | [15 empty] | #DIV/0! | #DIV/0!
[22 empty] | -8.2579 | -4.8432 | [15 empty] | #DIV/0! | #DIV/0! | [15 empty] | #DIV/0! | #DIV/0! | [15 empty] | #DIV/0! | #DIV/0!
[22 empty] | -8.1913 | -4.8034 | [15 empty] | #DIV/0! | #DIV/0! | [15 empty] | #DIV/0! | #DIV/0! | [15 empty] | #DIV/0! | #DIV/0!
[22 empty] | -8.1246 | -4.7637 | [15 empty] | #DIV/0! | #DIV/0! | [15 empty] | #DIV/0! | #DIV/0! | [15 empty] | #DIV/0! | #DIV/0!
[22 empty] | -8.058 | -4.7239 | [15 empty] | #DIV/0! | #DIV/0! | [15 empty] | #DIV/0! | #DIV/0! | [15 empty] | #DIV/0! | #DIV/0!
[22 empty] | -7.9913 | -4.6841 | [15 empty] | #DIV/0! | #DIV/0! | [15 empty] | #DIV/0! | #DIV/0! | [15 empty] | #DIV/0! | #DIV/0!
[22 empty] | -7.9245 | -4.6444 | [15 empty] | #DIV/0! | #DIV/0! | [15 empty] | #DIV/0! | #DIV/0! | [15 empty] | #DIV/0! | #DIV/0!
[22 empty] | -7.8577 | -4.6046 | [15 empty] | #DIV/0! | #DIV/0! | [15 empty] | #DIV/0! | #DIV/0! | [15 empty] | #DIV/0! | #DIV/0!
[22 empty] | -7.7909 | -4.5648 | [15 empty] | #DIV/0! | #DIV/0! | [15 empty] | #DIV/0! | #DIV/0! | [15 empty] | #DIV/0! | #DIV/0!
[22 empty] | -7.724 | -4.525 | [15 empty] | #DIV/0! | #DIV/0! | [15 empty] | #DIV/0! | #DIV/0! | [15 empty] | #DIV/0! | #DIV/0!
[22 empty] | -7.6571 | -4.4852 | [15 empty] | #DIV/0! | #DIV/0! | [15 empty] | #DIV/0! | #DIV/0! | [15 empty] | #DIV/0! | #DIV/0!
[22 empty] | -7.5901 | -4.4454 | [15 empty] | #DIV/0! | #DIV/0! | [15 empty] | #DIV/0! | #DIV/0! | [15 empty] | #DIV/0! | #DIV/0!
[22 empty] | -7.5231 | -4.4056 | [15 empty] | #DIV/0! | #DIV/0! | [15 empty] | #DIV/0! | #DIV/0! | [15 empty] | #DIV/0! | #DIV/0!
[22 empty] | -7.4561 | -4.3658 | [15 empty] | #DIV/0! | #DIV/0! | [15 empty] | #DIV/0! | #DIV/0! | [15 empty] | #DIV/0! | #DIV/0!
[22 empty] | -7.389 | -4.326 | [15 empty] | #DIV/0! | #DIV/0! | [15 empty] | #DIV/0! | #DIV/0! | [15 empty] | #DIV/0! | #DIV/0!
[22 empty] | -7.3219 | -4.2861 | [15 empty] | #DIV/0! | #DIV/0! | [15 empty] | #DIV/0! | #DIV/0! | [15 empty] | #DIV/0! | #DIV/0!
[22 empty] | -7.2548 | -4.2463 | [15 empty] | #DIV/0! | #DIV/0! | [15 empty] | #DIV/0! | #DIV/0! | [15 empty] | #DIV/0! | #DIV/0!
[22 empty] | -7.1876 | -4.2064 | [15 empty] | #DIV/0! | #DIV/0! | [15 empty] | #DIV/0! | #DIV/0! | [15 empty] | #DIV/0! | #DIV/0!
[22 empty] | -7.1204 | -4.1666 | [15 empty] | #DIV/0! | #DIV/0! | [15 empty] | #DIV/0! | #DIV/0! | [15 empty] | #DIV/0! | #DIV/0!
[22 empty] | -7.0532 | -4.1267 | [15 empty] | #DIV/0! | #DIV/0! | [15 empty] | #DIV/0! | #DIV/0! | [15 empty] | #DIV/0! | #DIV/0!
[22 empty] | -6.9859 | -4.0869 | [15 empty] | #DIV/0! | #DIV/0! | [15 empty] | #DIV/0! | #DIV/0! | [15 empty] | #DIV/0! | #DIV/0!
[22 empty] | -6.9186 | -4.047 | [15 empty] | #DIV/0! | #DIV/0! | [15 empty] | #DIV/0! | #DIV/0! | [15 empty] | #DIV/0! | #DIV/0!
[22 empty] | -6.8512 | -4.0071 | [15 empty] | #DIV/0! | #DIV/0! | [15 empty] | #DIV/0! | #DIV/0! | [15 empty] | #DIV/0! | #DIV/0!
[22 empty] | -6.7838 | -3.9673 | [15 empty] | #DIV/0! | #DIV/0! | [15 empty] | #DIV/0! | #DIV/0! | [15 empty] | #DIV/0! | #DIV/0!
[22 empty] | -6.7164 | -3.9274 | [15 empty] | #DIV/0! | #DIV/0! | [15 empty] | #DIV/0! | #DIV/0! | [15 empty] | #DIV/0! | #DIV/0!
[22 empty] | -6.649 | -3.8875 | [15 empty] | #DIV/0! | #DIV/0! | [15 empty] | #DIV/0! | #DIV/0! | [15 empty] | #DIV/0! | #DIV/0!
[22 empty] | -6.5815 | -3.8476 | [15 empty] | #DIV/0! | #DIV/0! | [15 empty] | #DIV/0! | #DIV/0! | [15 empty] | #DIV/0! | #DIV/0!
[22 empty] | -6.514 | -3.8077 | [15 empty] | #DIV/0! | #DIV/0! | [15 empty] | #DIV/0! | #DIV/0! | [15 empty] | #DIV/0! | #DIV/0!
[22 empty] | -6.4464 | -3.7678 | [15 empty] | #DIV/0! | #DIV/0! | [15 empty] | #DIV/0! | #DIV/0! | [15 empty] | #DIV/0! | #DIV/0!
[22 empty] | -6.3788 | -3.7279 | [15 empty] | #DIV/0! | #DIV/0! | [15 empty] | #DIV/0! | #DIV/0! | [15 empty] | #DIV/0! | #DIV/0!
[22 empty] | -6.3112 | -3.6879 | [15 empty] | #DIV/0! | #DIV/0! | [15 empty] | #DIV/0! | #DIV/0! | [15 empty] | #DIV/0! | #DIV/0!
[22 empty] | -6.2436 | -3.648 | [15 empty] | #DIV/0! | #DIV/0! | [15 empty] | #DIV/0! | #DIV/0! | [15 empty] | #DIV/0! | #DIV/0!
[22 empty] | -6.1759 | -3.6081 | [15 empty] | #DIV/0! | #DIV/0! | [15 empty] | #DIV/0! | #DIV/0! | [15 empty] | #DIV/0! | #DIV/0!
[22 empty] | -6.1082 | -3.5681 | [15 empty] | #DIV/0! | #DIV/0! | [15 empty] | #DIV/0! | #DIV/0! | [15 empty] | #DIV/0! | #DIV/0!
[22 empty] | -6.0405 | -3.5282 | [15 empty] | #DIV/0! | #DIV/0! | [15 empty] | #DIV/0! | #DIV/0! | [15 empty] | #DIV/0! | #DIV/0!
[22 empty] | -5.9727 | -3.4883 | [15 empty] | #DIV/0! | #DIV/0! | [15 empty] | #DIV/0! | #DIV/0! | [15 empty] | #DIV/0! | #DIV/0!
[22 empty] | -5.9049 | -3.4483 | [15 empty] | #DIV/0! | #DIV/0! | [15 empty] | #DIV/0! | #DIV/0! | [15 empty] | #DIV/0! | #DIV/0!
[22 empty] | -5.8371 | -3.4084 | [15 empty] | #DIV/0! | #DIV/0! | [15 empty] | #DIV/0! | #DIV/0! | [15 empty] | #DIV/0! | #DIV/0!
[22 empty] | -5.7692 | -3.3684 | [15 empty] | #DIV/0! | #DIV/0! | [15 empty] | #DIV/0! | #DIV/0! | [15 empty] | #DIV/0! | #DIV/0!
[22 empty] | -5.7013 | -3.3284 | [15 empty] | #DIV/0! | #DIV/0! | [15 empty] | #DIV/0! | #DIV/0! | [15 empty] | #DIV/0! | #DIV/0!
[22 empty] | -5.6334 | -3.2885 | [15 empty] | #DIV/0! | #DIV/0! | [15 empty] | #DIV/0! | #DIV/0! | [15 empty] | #DIV/0! | #DIV/0!
[22 empty] | -5.5655 | -3.2485 | [15 empty] | #DIV/0! | #DIV/0! | [15 empty] | #DIV/0! | #DIV/0! | [15 empty] | #DIV/0! | #DIV/0!
[22 empty] | -5.4975 | -3.2085 | [15 empty] | #DIV/0! | #DIV/0! | [15 empty] | #DIV/0! | #DIV/0! | [15 empty] | #DIV/0! | #DIV/0!
[22 empty] | -5.4295 | -3.1685 | [15 empty] | #DIV/0! | #DIV/0! | [15 empty] | #DIV/0! | #DIV/0! | [15 empty] | #DIV/0! | #DIV/0!
[22 empty] | -5.3615 | -3.1285 | [15 empty] | #DIV/0! | #DIV/0! | [15 empty] | #DIV/0! | #DIV/0! | [15 empty] | #DIV/0! | #DIV/0!
[22 empty] | -5.2934 | -3.0885 | [15 empty] | #DIV/0! | #DIV/0! | [15 empty] | #DIV/0! | #DIV/0! | [15 empty] | #DIV/0! | #DIV/0!
[22 empty] | -5.2254 | -3.0485 | [15 empty] | #DIV/0! | #DIV/0! | [15 empty] | #DIV/0! | #DIV/0! | [15 empty] | #DIV/0! | #DIV/0!
[22 empty] | -5.1573 | -3.0085 | [15 empty] | #DIV/0! | #DIV/0! | [15 empty] | #DIV/0! | #DIV/0! | [15 empty] | #DIV/0! | #DIV/0!
[22 empty] | -5.0891 | -2.9685 | [15 empty] | #DIV/0! | #DIV/0! | [15 empty] | #DIV/0! | #DIV/0! | [15 empty] | #DIV/0! | #DIV/0!
[22 empty] | -5.021 | -2.9285 | [15 empty] | #DIV/0! | #DIV/0! | [15 empty] | #DIV/0! | #DIV/0! | [15 empty] | #DIV/0! | #DIV/0!
[22 empty] | -4.9528 | -2.8885 | [15 empty] | #DIV/0! | #DIV/0! | [15 empty] | #DIV/0! | #DIV/0! | [15 empty] | #DIV/0! | #DIV/0!
[22 empty] | -4.8846 | -2.8485 | [15 empty] | #DIV/0! | #DIV/0! | [15 empty] | #DIV/0! | #DIV/0! | [15 empty] | #DIV/0! | #DIV/0!
[22 empty] | -4.8164 | -2.8085 | [15 empty] | #DIV/0! | #DIV/0! | [15 empty] | #DIV/0! | #DIV/0! | [15 empty] | #DIV/0! | #DIV/0!
[22 empty] | -4.7481 | -2.7684 | [15 empty] | #DIV/0! | #DIV/0! | [15 empty] | #DIV/0! | #DIV/0! | [15 empty] | #DIV/0! | #DIV/0!
[22 empty] | -4.6798 | -2.7284 | [15 empty] | #DIV/0! | #DIV/0! | [15 empty] | #DIV/0! | #DIV/0! | [15 empty] | #DIV/0! | #DIV/0!
[22 empty] | -4.6115 | -2.6884 | [15 empty] | #DIV/0! | #DIV/0! | [15 empty] | #DIV/0! | #DIV/0! | [15 empty] | #DIV/0! | #DIV/0!
[22 empty] | -4.5432 | -2.6483 | [15 empty] | #DIV/0! | #DIV/0! | [15 empty] | #DIV/0! | #DIV/0! | [15 empty] | #DIV/0! | #DIV/0!
[22 empty] | -4.4749 | -2.6083 | [15 empty] | #DIV/0! | #DIV/0! | [15 empty] | #DIV/0! | #DIV/0! | [15 empty] | #DIV/0! | #DIV/0!
[22 empty] | -4.4065 | -2.5682 | [15 empty] | #DIV/0! | #DIV/0! | [15 empty] | #DIV/0! | #DIV/0! | [15 empty] | #DIV/0! | #DIV/0!
[22 empty] | -4.3381 | -2.5282 | [15 empty] | #DIV/0! | #DIV/0! | [15 empty] | #DIV/0! | #DIV/0! | [15 empty] | #DIV/0! | #DIV/0!
[22 empty] | -4.2697 | -2.4881 | [15 empty] | #DIV/0! | #DIV/0! | [15 empty] | #DIV/0! | #DIV/0! | [15 empty] | #DIV/0! | #DIV/0!
[22 empty] | -4.2013 | -2.4481 | [15 empty] | #DIV/0! | #DIV/0! | [15 empty] | #DIV/0! | #DIV/0! | [15 empty] | #DIV/0! | #DIV/0!
[22 empty] | -4.1328 | -2.408 | [15 empty] | #DIV/0! | #DIV/0! | [15 empty] | #DIV/0! | #DIV/0! | [15 empty] | #DIV/0! | #DIV/0!
[22 empty] | -4.0643 | -2.3679 | [15 empty] | #DIV/0! | #DIV/0! | [15 empty] | #DIV/0! | #DIV/0! | [15 empty] | #DIV/0! | #DIV/0!
[22 empty] | -3.9958 | -2.3279 | [15 empty] | #DIV/0! | #DIV/0! | [15 empty] | #DIV/0! | #DIV/0! | [15 empty] | #DIV/0! | #DIV/0!
[22 empty] | -3.9273 | -2.2878 | [15 empty] | #DIV/0! | #DIV/0! | [15 empty] | #DIV/0! | #DIV/0! | [15 empty] | #DIV/0! | #DIV/0!
[22 empty] | -3.8588 | -2.2477 | [15 empty] | #DIV/0! | #DIV/0! | [15 empty] | #DIV/0! | #DIV/0! | [15 empty] | #DIV/0! | #DIV/0!
[22 empty] | -3.7902 | -2.2076 | [15 empty] | #DIV/0! | #DIV/0! | [15 empty] | #DIV/0! | #DIV/0! | [15 empty] | #DIV/0! | #DIV/0!
[22 empty] | -3.7216 | -2.1676 | [15 empty] | #DIV/0! | #DIV/0! | [15 empty] | #DIV/0! | #DIV/0! | [15 empty] | #DIV/0! | #DIV/0!
[22 empty] | -3.6531 | -2.1275 | [15 empty] | #DIV/0! | #DIV/0! | [15 empty] | #DIV/0! | #DIV/0! | [15 empty] | #DIV/0! | #DIV/0!
[22 empty] | -3.5844 | -2.0874 | [15 empty] | #DIV/0! | #DIV/0! | [15 empty] | #DIV/0! | #DIV/0! | [15 empty] | #DIV/0! | #DIV/0!
[22 empty] | -3.5158 | -2.0473 | [15 empty] | #DIV/0! | #DIV/0! | [15 empty] | #DIV/0! | #DIV/0! | [15 empty] | #DIV/0! | #DIV/0!
[22 empty] | -3.4472 | -2.0072 | [15 empty] | #DIV/0! | #DIV/0! | [15 empty] | #DIV/0! | #DIV/0! | [15 empty] | #DIV/0! | #DIV/0!
[22 empty] | -3.3785 | -1.9671 | [15 empty] | #DIV/0! | #DIV/0! | [15 empty] | #DIV/0! | #DIV/0! | [15 empty] | #DIV/0! | #DIV/0!
[22 empty] | -3.3098 | -1.927 | [15 empty] | #DIV/0! | #DIV/0! | [15 empty] | #DIV/0! | #DIV/0! | [15 empty] | #DIV/0! | #DIV/0!
[22 empty] | -3.2411 | -1.8869 | [15 empty] | #DIV/0! | #DIV/0! | [15 empty] | #DIV/0! | #DIV/0! | [15 empty] | #DIV/0! | #DIV/0!
[22 empty] | -3.1724 | -1.8468 | [15 empty] | #DIV/0! | #DIV/0! | [15 empty] | #DIV/0! | #DIV/0! | [15 empty] | #DIV/0! | #DIV/0!
[22 empty] | -3.1037 | -1.8067 | [15 empty] | #DIV/0! | #DIV/0! | [15 empty] | #DIV/0! | #DIV/0! | [15 empty] | #DIV/0! | #DIV/0!
[22 empty] | -3.0349 | -1.7666 | [15 empty] | #DIV/0! | #DIV/0! | [15 empty] | #DIV/0! | #DIV/0! | [15 empty] | #DIV/0! | #DIV/0!
[22 empty] | -2.9662 | -1.7265 | [15 empty] | #DIV/0! | #DIV/0! | [15 empty] | #DIV/0! | #DIV/0! | [15 empty] | #DIV/0! | #DIV/0!
[22 empty] | -2.8974 | -1.6864 | [15 empty] | #DIV/0! | #DIV/0! | [15 empty] | #DIV/0! | #DIV/0! | [15 empty] | #DIV/0! | #DIV/0!
[22 empty] | -2.8286 | -1.6462 | [15 empty] | #DIV/0! | #DIV/0! | [15 empty] | #DIV/0! | #DIV/0! | [15 empty] | #DIV/0! | #DIV/0!
[22 empty] | -2.7598 | -1.6061 | [15 empty] | #DIV/0! | #DIV/0! | [15 empty] | #DIV/0! | #DIV/0! | [15 empty] | #DIV/0! | #DIV/0!
[22 empty] | -2.691 | -1.566 | [15 empty] | #DIV/0! | #DIV/0! | [15 empty] | #DIV/0! | #DIV/0! | [15 empty] | #DIV/0! | #DIV/0!
[22 empty] | -2.6222 | -1.5259 | [15 empty] | #DIV/0! | #DIV/0! | [15 empty] | #DIV/0! | #DIV/0! | [15 empty] | #DIV/0! | #DIV/0!
[22 empty] | -2.5533 | -1.4857 | [15 empty] | #DIV/0! | #DIV/0! | [15 empty] | #DIV/0! | #DIV/0! | [15 empty] | #DIV/0! | #DIV/0!
[22 empty] | -2.4845 | -1.4456 | [15 empty] | #DIV/0! | #DIV/0! | [15 empty] | #DIV/0! | #DIV/0! | [15 empty] | #DIV/0! | #DIV/0!
[22 empty] | -2.4156 | -1.4055 | [15 empty] | #DIV/0! | #DIV/0! | [15 empty] | #DIV/0! | #DIV/0! | [15 empty] | #DIV/0! | #DIV/0!
[22 empty] | -2.3467 | -1.3653 | [15 empty] | #DIV/0! | #DIV/0! | [15 empty] | #DIV/0! | #DIV/0! | [15 empty] | #DIV/0! | #DIV/0!
[22 empty] | -2.2778 | -1.3252 | [15 empty] | #DIV/0! | #DIV/0! | [15 empty] | #DIV/0! | #DIV/0! | [15 empty] | #DIV/0! | #DIV/0!
[22 empty] | -2.2089 | -1.2851 | [15 empty] | #DIV/0! | #DIV/0! | [15 empty] | #DIV/0! | #DIV/0! | [15 empty] | #DIV/0! | #DIV/0!
[22 empty] | -2.14 | -1.2449 | [15 empty] | #DIV/0! | #DIV/0! | [15 empty] | #DIV/0! | #DIV/0! | [15 empty] | #DIV/0! | #DIV/0!
[22 empty] | -2.0711 | -1.2048 | [15 empty] | #DIV/0! | #DIV/0! | [15 empty] | #DIV/0! | #DIV/0! | [15 empty] | #DIV/0! | #DIV/0!
[22 empty] | -2.0021 | -1.1646 | [15 empty] | #DIV/0! | #DIV/0! | [15 empty] | #DIV/0! | #DIV/0! | [15 empty] | #DIV/0! | #DIV/0!
[22 empty] | -1.9332 | -1.1245 | [15 empty] | #DIV/0! | #DIV/0! | [15 empty] | #DIV/0! | #DIV/0! | [15 empty] | #DIV/0! | #DIV/0!
[22 empty] | -1.8642 | -1.0844 | [15 empty] | #DIV/0! | #DIV/0! | [15 empty] | #DIV/0! | #DIV/0! | [15 empty] | #DIV/0! | #DIV/0!
[22 empty] | -1.7953 | -1.0442 | [15 empty] | #DIV/0! | #DIV/0! | [15 empty] | #DIV/0! | #DIV/0! | [15 empty] | #DIV/0! | #DIV/0!
[22 empty] | -1.7263 | -1.0041 | [15 empty] | #DIV/0! | #DIV/0! | [15 empty] | #DIV/0! | #DIV/0! | [15 empty] | #DIV/0! | #DIV/0!
[22 empty] | -1.6573 | -0.9639 | [15 empty] | #DIV/0! | #DIV/0! | [15 empty] | #DIV/0! | #DIV/0! | [15 empty] | #DIV/0! | #DIV/0!
[22 empty] | -1.5883 | -0.92375 | [15 empty] | #DIV/0! | #DIV/0! | [15 empty] | #DIV/0! | #DIV/0! | [15 empty] | #DIV/0! | #DIV/0!
[22 empty] | -1.5193 | -0.8836 | [15 empty] | #DIV/0! | #DIV/0! | [15 empty] | #DIV/0! | #DIV/0! | [15 empty] | #DIV/0! | #DIV/0!
[22 empty] | -1.4503 | -0.84344 | [15 empty] | #DIV/0! | #DIV/0! | [15 empty] | #DIV/0! | #DIV/0! | [15 empty] | #DIV/0! | #DIV/0!
[22 empty] | -1.3813 | -0.80329 | [15 empty] | #DIV/0! | #DIV/0! | [15 empty] | #DIV/0! | #DIV/0! | [15 empty] | #DIV/0! | #DIV/0!
[22 empty] | -1.3123 | -0.76313 | [15 empty] | #DIV/0! | #DIV/0! | [15 empty] | #DIV/0! | #DIV/0! | [15 empty] | #DIV/0! | #DIV/0!
[22 empty] | -1.2432 | -0.72297 | [15 empty] | #DIV/0! | #DIV/0! | [15 empty] | #DIV/0! | #DIV/0! | [15 empty] | #DIV/0! | #DIV/0!
[22 empty] | -1.1742 | -0.68281 | [15 empty] | #DIV/0! | #DIV/0! | [15 empty] | #DIV/0! | #DIV/0! | [15 empty] | #DIV/0! | #DIV/0!
[22 empty] | -1.1052 | -0.64265 | [15 empty] | #DIV/0! | #DIV/0! | [15 empty] | #DIV/0! | #DIV/0! | [15 empty] | #DIV/0! | #DIV/0!
[22 empty] | -1.0361 | -0.60249 | [15 empty] | #DIV/0! | #DIV/0! | [15 empty] | #DIV/0! | #DIV/0! | [15 empty] | #DIV/0! | #DIV/0!
[22 empty] | -0.96707 | -0.56233 | [15 empty] | #DIV/0! | #DIV/0! | [15 empty] | #DIV/0! | #DIV/0! | [15 empty] | #DIV/0! | #DIV/0!
[22 empty] | -0.89801 | -0.52217 | [15 empty] | #DIV/0! | #DIV/0! | [15 empty] | #DIV/0! | #DIV/0! | [15 empty] | #DIV/0! | #DIV/0!
[22 empty] | -0.82895 | -0.482 | [15 empty] | #DIV/0! | #DIV/0! | [15 empty] | #DIV/0! | #DIV/0! | [15 empty] | #DIV/0! | #DIV/0!
[22 empty] | -0.75989 | -0.44184 | [15 empty] | #DIV/0! | #DIV/0! | [15 empty] | #DIV/0! | #DIV/0! | [15 empty] | #DIV/0! | #DIV/0!
[22 empty] | -0.69082 | -0.40167 | [15 empty] | #DIV/0! | #DIV/0! | [15 empty] | #DIV/0! | #DIV/0! | [15 empty] | #DIV/0! | #DIV/0!
[22 empty] | -0.62175 | -0.36151 | [15 empty] | #DIV/0! | #DIV/0! | [15 empty] | #DIV/0! | #DIV/0! | [15 empty] | #DIV/0! | #DIV/0!
[22 empty] | -0.55267 | -0.32134 | [15 empty] | #DIV/0! | #DIV/0! | [15 empty] | #DIV/0! | #DIV/0! | [15 empty] | #DIV/0! | #DIV/0!
[22 empty] | -0.48359 | -0.28117 | [15 empty] | #DIV/0! | #DIV/0! | [15 empty] | #DIV/0! | #DIV/0! | [15 empty] | #DIV/0! | #DIV/0!
[22 empty] | -0.41451 | -0.24101 | [15 empty] | #DIV/0! | #DIV/0! | [15 empty] | #DIV/0! | #DIV/0! | [15 empty] | #DIV/0! | #DIV/0!
[22 empty] | -0.34543 | -0.20084 | [15 empty] | #DIV/0! | #DIV/0! | [15 empty] | #DIV/0! | #DIV/0! | [15 empty] | #DIV/0! | #DIV/0!
[22 empty] | -0.27635 | -0.16067 | [15 empty] | #DIV/0! | #DIV/0! | [15 empty] | #DIV/0! | #DIV/0! | [15 empty] | #DIV/0! | #DIV/0!
[22 empty] | -0.20726 | -0.1205 | [15 empty] | #DIV/0! | #DIV/0! | [15 empty] | #DIV/0! | #DIV/0! | [15 empty] | #DIV/0! | #DIV/0!
[22 empty] | -0.13818 | -0.080336 | [15 empty] | #DIV/0! | #DIV/0! | [15 empty] | #DIV/0! | #DIV/0! | [15 empty] | #DIV/0! | #DIV/0!
[22 empty] | -0.069088 | -0.040168 | [15 empty] | #DIV/0! | #DIV/0! | [15 empty] | #DIV/0! | #DIV/0! | [15 empty] | #DIV/0! | #DIV/0!

## Projectiles (Photons)
N B Delone, V P Krainov; "Tunneling and barrier-suppression ionization of atoms and ions in a laser radiation field"; Physics-Uspekhi 41 (5) 469–485 (1998)
polarization (0=linear, 1=circular) | 1
wavelength l | 800 | nm | [5 empty] | visualization of pulse duration and field |  |  |  |  | Ex | [5 empty] | Ey | [5 empty] | magnitude of
focal length f | 250 | mm | [9 empty] | time [fs] | envelope 800 |  | carrier 800 |  |  | Ax | envelope 800 |  | carrier 800 |  |  | Ay | total field | intensity | ADK-Rates (nomenclature from ADK-Paper) |  |  | integration of ωADK for a gaussian shaped pulse to determine the absolute probability to ionize an atom during the pulse |  |  |  |  | calculations for graph: momentum/energy distribution for electrons coming from tunneling ionization; see ADK paper cited above formula (10)
beam diameter d (what you see) | 7 | mm (1/e²) | [6 empty] | wavelength l | 800 | nm | -10 | 0.0039063 | -0.0039063 | -6.3662e-05 | 4.0528e-09 | 0 | 0.0039057 | 0.0039063 | -0.0039063 | -0.0039057 | 1.5255e-05 | 1.5255e-05 | -6.3662e-05 | 0.0039063 | 1.5259e-05
beam diameter d | 4.1209 | mm (FWHM) | [6 empty] | light cycle | 2.6685 | fs | -9.9667 | 0.0040531 | -0.0040531 | -0.00038359 | 1.4714e-07 | 0 | 0.0040349 | 0.0040531 | -0.0040531 | -0.0040349 | 1.6281e-05 | 1.6281e-05 | -0.00038359 | 0.0040531 | 1.6428e-05
beam quality factor M² | 1 | (1 = Gaussian beam) | [6 empty] | pulse duration t | 5 | fs (FWHM) | -9.9333 | 0.004205 | -0.004205 | -0.00072495 | 5.2555e-07 | 0 | 0.004142 | 0.004205 | -0.004205 | -0.004142 | 1.7156e-05 | 1.7156e-05 | -0.00072495 | 0.004205 | 1.7682e-05 |  |  |  | time / a.u. | F(time) / a.u. | D | ωADK Linear/circular | saftey for excel calculation that number dont get too big. | momentum p¦¦ [a.u.] ((for calculating; second row for displaying on the x-axis)) | momentum p [a.u.] | ωADK, linear, p¦¦ or circular | momentum p [a.u.] | ωADK, linear, p_¦
beam divergency Q/2 | 0.80209 | ° | [6 empty] | ellipticity Ex/Ey | 1 |  | -9.9 | 0.004362 | -0.004362 | -0.0010866 | 1.1807e-06 | 0 | 0.0042245 | 0.004362 | -0.004362 | -0.0042245 | 1.7846e-05 | 1.7846e-05 | -0.0010866 | 0.004362 | 1.9027e-05 |  |  |  | -6200 | 0 | 100000000000 | 0 | 0 | 0 | 0 | 1.8018e-05 | 0 | 6e-66
focus radius w0 | 18.1903 | µm (1/e²) | [6 empty] | CE phase | 0 | PI | -9.8667 | 0.0045243 | -0.0045243 | -0.0014671 | 2.1524e-06 | 0 | 0.0042798 | 0.0045243 | -0.0045243 | -0.0042798 | 1.8317e-05 | 1.8317e-05 | -0.0014671 | 0.0045243 | 2.0469e-05 |  |  |  | -6198 | 0 | 100000000000 | 0 | 0 | 0.0013249 | 0.0013249 | 1.8821e-05 | 0.00013249 | 6e-66
Rayleigh length z0 | 1299.3938 | µm (1/e²) | [9 empty] | -9.8333 | 0.0046921 | -0.0046921 | -0.0018648 | 3.4776e-06 | 0 | 0.0043056 | 0.0046921 | -0.0046921 | -0.0043056 | 1.8538e-05 | 1.8538e-05 | -0.0018648 | 0.0046921 | 2.2016e-05 | conversion & constants |  |  | -6196 | 0 | 100000000000 | 0 | 0 | 0.0026499 | 0.0026499 | 1.9659e-05 | 0.00026499 | 6e-66
focal depth b | 2598.7876 | µm (1/e²) | [9 empty] | -9.8 | 0.0048655 | -0.0048655 | -0.0022778 | 5.1886e-06 | 0 | 0.0042993 | 0.0048655 | -0.0048655 | -0.0042993 | 1.8484e-05 | 1.8484e-05 | -0.0022778 | 0.0048655 | 2.3673e-05 |  |  |  | -6194 | 0 | 100000000000 | 0 | 0 | 0.0039748 | 0.0039748 | 2.0533e-05 | 0.00039748 | 6e-66
focal volume | 2701478.7427 | µm3 (1/e2) | [9 empty] | -9.7667 | 0.0050447 | -0.0050447 | -0.002704 | 7.3114e-06 | 0 | 0.0042588 | 0.0050447 | -0.0050447 | -0.0042588 | 1.8137e-05 | 1.8137e-05 | -0.002704 | 0.0050447 | 2.5449e-05 | c / m/s | 299792458 |  | -6192 | 0 | 100000000000 | 0 | 0 | 0.0052998 | 0.0052998 | 2.1443e-05 | 0.00052998 | 6e-66
power P | 1.5 | W | ADK calculations | [8 empty] | -9.7333 | 0.0052298 | -0.0052298 | -0.0031407 | 9.8643e-06 | 0 | 0.0041817 | 0.0052298 | -0.0052298 | -0.0041817 | 1.7487e-05 | 1.7487e-05 | -0.0031407 | 0.0052298 | 2.7351e-05 |  |  |  | -6190 | 0 | 100000000000 | 0 | 0 | 0.0066247 | 0.0066247 | 2.2392e-05 | 0.00066247 | 6e-66
pulse duration t | 45 | fs | [9 empty] | -9.7 | 0.0054211 | -0.0054211 | -0.0035854 | 1.2855e-05 | 0 | 0.0040661 | 0.0054211 | -0.0054211 | -0.0040661 | 1.6533e-05 | 1.6533e-05 | -0.0035854 | 0.0054211 | 2.9388e-05 | I0 --> E-Field strength F / a.u. | 0.037746 | a.u. | -6188 | 0 | 100000000000 | 0 | 0 | 0.0079496 | 0.0079496 | 2.338e-05 | 0.00079496 | 6e-66
repitition rate | 100 | kHz |  | polarization (0=linear, 1=circular) | 1 | [6 empty] | -9.6667 | 0.0056187 | -0.0056187 | -0.0040351 | 1.6282e-05 | 0 | 0.0039099 | 0.0056187 | -0.0056187 | -0.0039099 | 1.5287e-05 | 1.5287e-05 | -0.0040351 | 0.0056187 | 3.1569e-05 | IP / eV --> IP / a.u. | 0.44099 | a.u. | -6186 | 0 | 100000000000 | 0 | 0 | 0.0092746 | 0.0092746 | 2.4411e-05 | 0.00092746 | 6e-66
pulse energy | 15 | µJ |  | wavelength l | 800 | nm | [5 empty] | -9.6333 | 0.0058227 | -0.0058227 | -0.0044865 | 2.0128e-05 | 0 | 0.0037116 | 0.0058227 | -0.0058227 | -0.0037116 | 1.3776e-05 | 1.3776e-05 | -0.0044865 | 0.0058227 | 3.3904e-05 | λ / nm --> laser frequency ω / a.u. | 0.056954 | a.u. | -6184 | 0 | 100000000000 | 0 | 0 | 0.0106 | 0.0106 | 2.5484e-05 | 0.00106 | 6e-66
peak intensity I0 | 3.2066e+13 | W/cm² |  | peak intensity I0 (for testing) | 100000000000000 | W/cm² | [5 empty] | -9.6 | 0.0060335 | -0.0060335 | -0.0049361 | 2.4365e-05 | 0 | 0.0034696 | 0.0060335 | -0.0060335 | -0.0034696 | 1.2038e-05 | 1.2038e-05 | -0.0049361 | 0.0060335 | 3.6403e-05 | n* | 1.0648 |  | -6182 | 0 | 100000000000 | 0 | 0 | 0.011924 | 0.011924 | 2.6602e-05 | 0.0011924 | 6e-66
peak electric field E0 | 15543695057.099 | V/m |  | pulse duration t FWHM | 5 | fs | [5 empty] | -9.5667 | 0.006251 | -0.006251 | -0.0053802 | 2.8946e-05 | 0 | 0.0031827 | 0.006251 | -0.006251 | -0.0031827 | 1.0129e-05 | 1.0129e-05 | -0.0053802 | 0.006251 | 3.9075e-05 | D | 318.2184 |  | -6180 | 0 | 100000000000 | 0 | 0 | 0.013249 | 0.013249 | 2.7767e-05 | 0.0013249 | 6e-66
intensity I @(1/e²) | 1.6033e+13 | W/cm² |  | ionization potential IP | 12 | eV | [5 empty] | -9.5333 | 0.0064757 | -0.0064757 | -0.0058148 | 3.3812e-05 | 0 | 0.0028499 | 0.0064757 | -0.0064757 | -0.0028499 | 8.1219e-06 | 8.1219e-06 | -0.0058148 | 0.0064757 | 4.1934e-05 | ponderomotive Energy UP | 5.9712 | eV | -6178 | 0 | 100000000000 | 0 | 0 | 0.014574 | 0.014574 | 2.898e-05 | 0.0014574 | 6e-66
electric field E @(1/e²) | 10991052179.5705 | V/m |  | ion charge Z | 1 | [6 empty] | -9.5 | 0.0067075 | -0.0067075 | -0.006236 | 3.8887e-05 | 0 | 0.0024706 | 0.0067075 | -0.0067075 | -0.0024706 | 6.1039e-06 | 6.1039e-06 | -0.006236 | 0.0067075 | 4.4991e-05 | tFWHM / fs --> standard deviation / a.u. (field) | 124.1401 | a.u. | -6176 | 0 | 100000000000 | 0 | 0 | 0.015899 | 0.015899 | 3.0244e-05 | 0.0015899 | 6e-66
ponderomotive energy UP | 1.9147 | eV |  | ionization probability per pulse wADK | 0.0055503 | [6 empty] | -9.4667 | 0.0069469 | -0.0069469 | -0.0066392 | 4.4079e-05 | 0 | 0.0020445 | 0.0069469 | -0.0069469 | -0.0020445 | 4.18e-06 | 4.18e-06 | -0.0066392 | 0.0069469 | 4.8259e-05 |  |  |  | -6174 | 0 | 100000000000 | 0 | 0 | 0.017224 | 0.017224 | 3.156e-05 | 0.0017224 | 6e-66
Keldysh paramter γ | 3.539 |  |  | ionization probability @(1/e² = W/cm²) | [7 empty] | -9.4333 | 0.0071938 | -0.0071938 | -0.0070201 | 4.9281e-05 | 0 | 0.0015716 | 0.0071938 | -0.0071938 | -0.0015716 | 2.47e-06 | 2.47e-06 | -0.0070201 | 0.0071938 | 5.1751e-05 |  |  |  | -6172 | 0 | 100000000000 | 0 | 0 | 0.018549 | 0.018549 | 3.2931e-05 | 0.0018549 | 6e-66
|  |  |  | Keldysh paramter γ | 1.4171 | [6 empty] | -9.4 | 0.0074487 | -0.0074487 | -0.007374 | 5.4375e-05 | 0 | 0.0010524 | 0.0074487 | -0.0074487 | -0.0010524 | 1.1075e-06 | 1.1075e-06 | -0.007374 | 0.0074487 | 5.5483e-05 |  |  |  | -6170 | 0 | 100000000000 | 0 | 0 | 0.019874 | 0.019874 | 3.4358e-05 | 0.0019874 | 6e-66
|  |  |  | Over barrier intensity IOBI | 82944000000000 | W/cm² | [5 empty] | -9.3667 | 0.0077116 | -0.0077116 | -0.0076962 | 5.9231e-05 | 0 | 0.00048762 | 0.0077116 | -0.0077116 | -0.00048762 | 2.3777e-07 | 2.3777e-07 | -0.0076962 | 0.0077116 | 5.9469e-05 |  |  |  | -6168 | 0 | 100000000000 | 0 | 0 | 0.021199 | 0.021199 | 3.5843e-05 | 0.0021199 | 6e-66
[12 empty] | -9.3333 | 0.0079828 | -0.0079828 | -0.0079819 | 6.371e-05 | 0 | -0.00012143 | 0.0079828 | -0.0079828 | 0.00012143 | 1.4744e-08 | 1.4744e-08 | -0.0079819 | 0.0079828 | 6.3725e-05 |  |  |  | -6166 | 0 | 100000000000 | 0 | 0 | 0.022524 | 0.022524 | 3.739e-05 | 0.0022524 | 6e-66
[12 empty] | -9.3 | 0.0082625 | -0.0082625 | -0.0082263 | 6.7672e-05 | 0 | -0.00077304 | 0.0082625 | -0.0082625 | 0.00077304 | 5.976e-07 | 5.976e-07 | -0.0082263 | 0.0082625 | 6.8269e-05 |  |  |  | -6164 | 0 | 100000000000 | 0 | 0 | 0.023849 | 0.023849 | 3.9e-05 | 0.0023849 | 6e-66
CONVERSIONS - frequency, energy, wave length… | [11 empty] | -9.2667 | 0.008551 | -0.008551 | -0.0084246 | 7.0973e-05 | 0 | -0.0014651 | 0.008551 | -0.008551 | 0.0014651 | 2.1464e-06 | 2.1464e-06 | -0.0084246 | 0.008551 | 7.312e-05 |  |  |  | -6162 | 0 | 100000000000 | 0 | 0 | 0.025174 | 0.025174 | 4.0676e-05 | 0.0025174 | 6e-66
wave length l |  | nm | [9 empty] | -9.2333 | 0.0088485 | -0.0088485 | -0.0085719 | 7.3478e-05 | 0 | -0.0021949 | 0.0088485 | -0.0088485 | 0.0021949 | 4.8175e-06 | 4.8175e-06 | -0.0085719 | 0.0088485 | 7.8295e-05 |  |  |  | -6160 | 0 | 100000000000 | 0 | 0 | 0.026499 | 0.026499 | 4.242e-05 | 0.0026499 | 6e-66
wave number |  | cm-1 | [9 empty] | -9.2 | 0.0091552 | -0.0091552 | -0.0086637 | 7.5059e-05 | 0 | -0.0029593 | 0.0091552 | -0.0091552 | 0.0029593 | 8.7576e-06 | 8.7576e-06 | -0.0086637 | 0.0091552 | 8.3817e-05 |  |  |  | -6158 | 0 | 100000000000 | 0 | 0 | 0.027824 | 0.027824 | 4.4235e-05 | 0.0027824 | 6e-66
frequency f |  | Hz | [9 empty] | -9.1667 | 0.0094713 | -0.0094713 | -0.0086952 | 7.5607e-05 | 0 | -0.0037548 | 0.0094713 | -0.0094713 | 0.0037548 | 1.4099e-05 | 1.4099e-05 | -0.0086952 | 0.0094713 | 8.9705e-05 |  |  |  | -6156 | 0 | 100000000000 | 0 | 0 | 0.029149 | 0.029149 | 4.6123e-05 | 0.0029149 | 6e-66
energy E | 1.5 | eV | [9 empty] | -9.1333 | 0.0097971 | -0.0097971 | -0.0086622 | 7.5033e-05 | 0 | -0.0045773 | 0.0097971 | -0.0097971 | 0.0045773 | 2.0951e-05 | 2.0951e-05 | -0.0086622 | 0.0097971 | 9.5984e-05 |  |  |  | -6154 | 0 | 100000000000 | 0 | 0 | 0.030474 | 0.030474 | 4.8088e-05 | 0.0030474 | 6e-66
momentum p |  | a. u. | [9 empty] | -9.1 | 0.010133 | -0.010133 | -0.0085603 | 7.3279e-05 | 0 | -0.005422 | 0.010133 | -0.010133 | 0.005422 | 2.9398e-05 | 2.9398e-05 | -0.0085603 | 0.010133 | 0.00010268 |  |  |  | -6152 | 0 | 100000000000 | 0 | 0 | 0.031799 | 0.031799 | 5.0133e-05 | 0.0031799 | 6e-66
wave length l | 826.5622 | nm | [9 empty] | -9.0667 | 0.010479 | -0.010479 | -0.0083857 | 7.0321e-05 | 0 | -0.006284 | 0.010479 | -0.010479 | 0.006284 | 3.9489e-05 | 3.9489e-05 | -0.0083857 | 0.010479 | 0.00010981 |  |  |  | -6150 | 0 | 100000000000 | 0 | 0 | 0.033123 | 0.033123 | 5.226e-05 | 0.0033123 | 6e-66
wave number | 12098.3037 | cm-1 | [9 empty] | -9.0333 | 0.010836 | -0.010836 | -0.0081349 | 6.6176e-05 | 0 | -0.0071576 | 0.010836 | -0.010836 | 0.0071576 | 5.1232e-05 | 5.1232e-05 | -0.0081349 | 0.010836 | 0.00011741 |  |  |  | -6148 | 0 | 100000000000 | 0 | 0 | 0.034448 | 0.034448 | 5.4472e-05 | 0.0034448 | 6e-66
frequency f | 3.627e+14 | Hz | [9 empty] | -9 | 0.011203 | -0.011203 | -0.0078045 | 6.091e-05 | 0 | -0.0080369 | 0.011203 | -0.011203 | 0.0080369 | 6.4592e-05 | 6.4592e-05 | -0.0078045 | 0.011203 | 0.0001255 |  |  |  | -6146 | 0 | 100000000000 | 0 | 0 | 0.035773 | 0.035773 | 5.6773e-05 | 0.0035773 | 6e-66
energy E | 1.5 | eV | [9 empty] | -8.9667 | 0.011581 | -0.011581 | -0.0073918 | 5.4639e-05 | 0 | -0.0089153 | 0.011581 | -0.011581 | 0.0089153 | 7.9482e-05 | 7.9482e-05 | -0.0073918 | 0.011581 | 0.00013412 |  |  |  | -6144 | 0 | 100000000000 | 0 | 0 | 0.037098 | 0.037098 | 5.9166e-05 | 0.0037098 | 6e-66
momentum p | 0.00040236 | a. u. | [9 empty] | -8.9333 | 0.011971 | -0.011971 | -0.0068944 | 4.7533e-05 | 0 | -0.0097859 | 0.011971 | -0.011971 | 0.0097859 | 9.5763e-05 | 9.5763e-05 | -0.0068944 | 0.011971 | 0.0001433 |  |  |  | -6142 | 0 | 100000000000 | 0 | 0 | 0.038423 | 0.038423 | 6.1654e-05 | 0.0038423 | 6e-66
[12 empty] | -8.9 | 0.012372 | -0.012372 | -0.0063106 | 3.9823e-05 | 0 | -0.010641 | 0.012372 | -0.012372 | 0.010641 | 0.00011324 | 0.00011324 | -0.0063106 | 0.012372 | 0.00015306 |  |  |  | -6140 | 0 | 100000000000 | 0 | 0 | 0.039748 | 0.039748 | 6.4241e-05 | 0.0039748 | 6e-66
[12 empty] | -8.8667 | 0.012785 | -0.012785 | -0.005639 | 3.1798e-05 | 0 | -0.011474 | 0.012785 | -0.012785 | 0.011474 | 0.00013165 | 0.00013165 | -0.005639 | 0.012785 | 0.00016345 |  |  |  | -6138 | 0 | 100000000000 | 0 | 0 | 0.041073 | 0.041073 | 6.6932e-05 | 0.0041073 | 6e-66
pulse width / spectral width (transform limited pulses) | [11 empty] | -8.8333 | 0.01321 | -0.01321 | -0.004879 | 2.3805e-05 | 0 | -0.012276 | 0.01321 | -0.01321 | 0.012276 | 0.0001507 | 0.0001507 | -0.004879 | 0.01321 | 0.0001745 |  |  |  | -6136 | 0 | 100000000000 | 0 | 0 | 0.042398 | 0.042398 | 6.9728e-05 | 0.0042398 | 6e-66
pulse width Dt | 2.7 | fs | [9 empty] | -8.8 | 0.013648 | -0.013648 | -0.0040308 | 1.6247e-05 | 0 | -0.013039 | 0.013648 | -0.013648 | 0.013039 | 0.00017001 | 0.00017001 | -0.0040308 | 0.013648 | 0.00018626 |  |  |  | -6134 | 0 | 100000000000 | 0 | 0 | 0.043723 | 0.043723 | 7.2635e-05 | 0.0043723 | 6e-66
spectral width Dl |  | nm | [9 empty] | -8.7667 | 0.014098 | -0.014098 | -0.0030949 | 9.5786e-06 | 0 | -0.013754 | 0.014098 | -0.014098 | 0.013754 | 0.00018918 | 0.00018918 | -0.0030949 | 0.014098 | 0.00019876 |  |  |  | -6132 | 0 | 100000000000 | 0 | 0 | 0.045048 | 0.045048 | 7.5657e-05 | 0.0045048 | 6e-66
central wave length l | 800 | nm | [9 empty] | -8.7333 | 0.014562 | -0.014562 | -0.002073 | 4.2973e-06 | 0 | -0.014413 | 0.014562 | -0.014562 | 0.014413 | 0.00020774 | 0.00020774 | -0.002073 | 0.014562 | 0.00021204 |  |  |  | -6130 | 0 | 100000000000 | 0 | 0 | 0.046373 | 0.046373 | 7.8798e-05 | 0.0046373 | 6e-66
pulse width Dt | 2.7 | fs |  | unit of x-axis (0=momentum, 1=energy) |  | 0 | [5 empty] | -8.7 | 0.015038 | -0.015038 | -0.00096721 | 9.355e-07 | 0 | -0.015007 | 0.015038 | -0.015038 | 0.015007 | 0.00022522 | 0.00022522 | -0.00096721 | 0.015038 | 0.00022616 |  |  |  | -6128 | 0 | 100000000000 | 0 | 0 | 0.047698 | 0.047698 | 8.2062e-05 | 0.0047698 | 6e-66
spectral width Dl | 348.9001 | nm | [9 empty] | -8.6667 | 0.015529 | -0.015529 | 0.00021934 | 4.8111e-08 | 0 | -0.015527 | 0.015529 | -0.015529 | 0.015527 | 0.0002411 | 0.0002411 | 0.00021934 | 0.015529 | 0.00024115 |  |  |  | -6126 | 0 | 100000000000 | 0 | 0 | 0.049023 | 0.049023 | 8.5453e-05 | 0.0049023 | 6e-66
energy width DE | 0.24379 | eV | [9 empty] | -8.6333 | 0.016034 | -0.016034 | 0.0014828 | 2.1986e-06 | 0 | -0.015965 | 0.016034 | -0.016034 | 0.015965 | 0.00025488 | 0.00025488 | 0.0014828 | 0.016034 | 0.00025708 |  |  |  | -6124 | 0 | 100000000000 | 0 | 0 | 0.050348 | 0.050348 | 8.8977e-05 | 0.0050348 | 6e-66
[12 empty] | -8.6 | 0.016553 | -0.016553 | 0.0028183 | 7.9427e-06 | 0 | -0.016311 | 0.016553 | -0.016553 | 0.016311 | 0.00026605 | 0.00026605 | 0.0028183 | 0.016553 | 0.00027399 |  |  |  | -6122 | 0 | 100000000000 | 0 | 0 | 0.051673 | 0.051673 | 9.2639e-05 | 0.0051673 | 6e-66
|  |  |  | residual gas ionization events per laser shot | [7 empty] | -8.5667 | 0.017086 | -0.017086 | 0.0042203 | 1.7811e-05 | 0 | -0.016557 | 0.017086 | -0.017086 | 0.016557 | 0.00027413 | 0.00027413 | 0.0042203 | 0.017086 | 0.00029194 |  |  |  | -6120 | 0 | 100000000000 | 0 | 0 | 0.052998 | 0.052998 | 9.6442e-05 | 0.0052998 | 6e-66
Intensity calculation from (ion) drift momentum (circ) |  |  |  | residual gas pressure | 1e-11 | mbar | [5 empty] | -8.5333 | 0.017635 | -0.017635 | 0.0056822 | 3.2288e-05 | 0 | -0.016694 | 0.017635 | -0.017635 | 0.016694 | 0.0002787 | 0.0002787 | 0.0056822 | 0.017635 | 0.00031099 |  |  |  | -6118 | 0 | 100000000000 | 0 | 0 | 0.054322 | 0.054322 | 0.00010039 | 0.0054322 | 6e-66
central wavelength l | 800 | nm |  | focus radius w0 | 18.1903 | µm (1/e²) | [5 empty] | -8.5 | 0.018199 | -0.018199 | 0.0071967 | 5.1792e-05 | 0 | -0.016716 | 0.018199 | -0.018199 | 0.016716 | 0.00027941 | 0.00027941 | 0.0071967 | 0.018199 | 0.0003312 |  |  |  | -6116 | 0 | 100000000000 | 0 | 0 | 0.055647 | 0.055647 | 0.0001045 | 0.0055647 | 6e-66
frequency omega w | 0.056956 | a. u. |  | Rayleigh length z0 | 1299.3938 | µm (1/e²) | [5 empty] | -8.4667 | 0.018779 | -0.018779 | 0.0087554 | 7.6658e-05 | 0 | -0.016613 | 0.018779 | -0.018779 | 0.016613 | 0.00027598 | 0.00027598 | 0.0087554 | 0.018779 | 0.00035264 |  |  |  | -6114 | 0 | 100000000000 | 0 | 0 | 0.056972 | 0.056972 | 0.00010876 | 0.0056972 | 6e-66
radial momentum p | 2 | a. u. |  | ionization volume > 1/e² | 137464951.2564 | µm³ | [5 empty] | -8.4333 | 0.019375 | -0.019375 | 0.010349 | 0.00010711 | 0 | -0.016379 | 0.019375 | -0.019375 | 0.016379 | 0.00026827 | 0.00026827 | 0.010349 | 0.019375 | 0.00037538 |  |  |  | -6112 | 0 | 100000000000 | 0 | 0 | 0.058297 | 0.058297 | 0.00011318 | 0.0058297 | 6e-66
electric field E | 0.11391 | a. u. |  | gas molecules in focal volume | 36.9781 | [6 empty] | -8.4 | 0.019987 | -0.019987 | 0.011968 | 0.00014324 | 0 | -0.016007 | 0.019987 | -0.019987 | 0.016007 | 0.00025624 | 0.00025624 | 0.011968 | 0.019987 | 0.00039948 |  |  |  | -6110 | 0 | 100000000000 | 0 | 0 | 0.059622 | 0.059622 | 0.00011778 | 0.0059622 | 6e-66
Intensity I0 | 9.1064e+14 | W/cm2 |  | peak intensity I0 | 214000000000000 | W/cm² | [5 empty] | -8.3667 | 0.020616 | -0.020616 | 0.013602 | 0.000185 | 0 | -0.015493 | 0.020616 | -0.020616 | 0.015493 | 0.00024002 | 0.00024002 | 0.013602 | 0.020616 | 0.00042502 |  |  |  | -6108 | 0 | 100000000000 | 0 | 0 | 0.060947 | 0.060947 | 0.00012255 | 0.0060947 | 6e-66
|  |  |  | saturation intensity Is | 107000000000000 | W/cm2 | [5 empty] | -8.3333 | 0.021262 | -0.021262 | 0.015238 | 0.00023218 | 0 | -0.014829 | 0.021262 | -0.021262 | 0.014829 | 0.0002199 | 0.0002199 | 0.015238 | 0.021262 | 0.00045209 |  |  |  | -6106 | 0 | 100000000000 | 0 | 0 | 0.062272 | 0.062272 | 0.0001275 | 0.0062272 | 6e-66
|  |  |  | ionization probability at I0 (if I0<Is) | 0.5 | [6 empty] | -8.3 | 0.021926 | -0.021926 | 0.016864 | 0.00028439 | 0 | -0.014013 | 0.021926 | -0.021926 | 0.014013 | 0.00019637 | 0.00019637 | 0.016864 | 0.021926 | 0.00048076 |  |  |  | -6104 | 0 | 100000000000 | 0 | 0 | 0.063597 | 0.063597 | 0.00013265 | 0.0063597 | 6e-66
Intensity calc. from 2*sqrt(UP) cut off |  |  |  | residual ionization events | 36.9781 | [6 empty] | -8.2667 | 0.022608 | -0.022608 | 0.018468 | 0.00034105 | 0 | -0.013041 | 0.022608 | -0.022608 | 0.013041 | 0.00017007 | 0.00017007 | 0.018468 | 0.022608 | 0.00051112 |  |  |  | -6102 | 0 | 100000000000 | 0 | 0 | 0.064922 | 0.064922 | 0.00013798 | 0.0064922 | 6e-66
delta TOF (center-cut off) Dt | 106 | ns | [9 empty] | -8.2333 | 0.023308 | -0.023308 | 0.020035 | 0.0004014 | 0 | -0.011911 | 0.023308 | -0.023308 | 0.011911 | 0.00014186 | 0.00014186 | 0.020035 | 0.023308 | 0.00054327 |  |  |  | -6100 | 0 | 100000000000 | 0 | 0 | 0.066247 | 0.066247 | 0.00014352 | 0.0066247 | 6e-66
electric field E | 2.3 | V/cm | [9 empty] | -8.2 | 0.024027 | -0.024027 | 0.021552 | 0.00046449 | 0 | -0.010621 | 0.024027 | -0.024027 | 0.010621 | 0.0001128 | 0.0001128 | 0.021552 | 0.024027 | 0.0005773 |  |  |  | -6098 | 0 | 100000000000 | 0 | 0 | 0.067572 | 0.067572 | 0.00014927 | 0.0067572 | 6e-66
ion momentum p | 1.9598 | au | [9 empty] | -8.1667 | 0.024765 | -0.024765 | 0.023004 | 0.00052918 | 0 | -0.0091718 | 0.024765 | -0.024765 | 0.0091718 | 8.4121e-05 | 8.4121e-05 | 0.023004 | 0.024765 | 0.0006133 |  |  |  | -6096 | 0 | 100000000000 | 0 | 0 | 0.068897 | 0.068897 | 0.00015524 | 0.0068897 | 6e-66
charge state q | 1 | au | [9 empty] | -8.1333 | 0.025522 | -0.025522 | 0.024376 | 0.00059418 | 0 | -0.0075644 | 0.025522 | -0.025522 | 0.0075644 | 5.7221e-05 | 5.7221e-05 | 0.024376 | 0.025522 | 0.0006514 |  |  |  | -6094 | 0 | 100000000000 | 0 | 0 | 0.070222 | 0.070222 | 0.00016143 | 0.0070222 | 6e-66
wave length l | 400 | nm | [9 empty] | -8.1 | 0.0263 | -0.0263 | 0.025652 | 0.00065803 | 0 | -0.0058015 | 0.0263 | -0.0263 | 0.0058015 | 3.3657e-05 | 3.3657e-05 | 0.025652 | 0.0263 | 0.00069168 |  |  |  | -6092 | 0 | 100000000000 | 0 | 0 | 0.071547 | 0.071547 | 0.00016785 | 0.0071547 | 6e-66
intensity I0 | 1.0947e+14 | W/cm² |  |  | calculation of an iso intensity shell (@saturation intensity) | [6 empty] | -8.0667 | 0.027098 | -0.027098 | 0.026817 | 0.00071918 | 0 | -0.0038868 | 0.027098 | -0.027098 | 0.0038868 | 1.5107e-05 | 1.5107e-05 | 0.026817 | 0.027098 | 0.00073428 |  |  |  | -6090 | 0 | 100000000000 | 0 | 0 | 0.072872 | 0.072872 | 0.00017451 | 0.0072872 | 6e-66
[12 empty] | -8.0333 | 0.027916 | -0.027916 | 0.027856 | 0.00077598 | 0 | -0.0018257 | 0.027916 | -0.027916 | 0.0018257 | 3.3333e-06 | 3.3333e-06 | 0.027856 | 0.027916 | 0.00077931 |  |  |  | -6088 | 0 | 100000000000 | 0 | 0 | 0.074197 | 0.074197 | 0.00018143 | 0.0074197 | 6e-66
[12 empty] | -8 | 0.028756 | -0.028756 | 0.028753 | 0.00082676 | 0 | 0.00037492 | 0.028756 | -0.028756 | -0.00037492 | 1.4057e-07 | 1.4057e-07 | 0.028753 | 0.028756 | 0.0008269 |  |  |  | -6086 | 0 | 100000000000 | 0 | 0 | 0.075521 | 0.075521 | 0.00018859 | 0.0075521 | 6e-66
pulse stretching |  |  |  |  | z0 step size | 18.3762 | µm |  |  |  |  | -7.9667 | 0.029617 | -0.029617 | 0.029493 | 0.00086985 | 0 | 0.0027069 | 0.029617 | -0.029617 | -0.0027069 | 7.3273e-06 | 7.3273e-06 | 0.029493 | 0.029617 | 0.00087718 |  |  |  | -6084 | 0 | 100000000000 | 0 | 0 | 0.076846 | 0.076846 | 0.00019603 | 0.0076846 | 6e-66
initial pulse duration t0 | 32 | fs | [9 empty] | -7.9333 | 0.030501 | -0.030501 | 0.030061 | 0.00090365 | 0 | 0.0051604 | 0.030501 | -0.030501 | -0.0051604 | 2.663e-05 | 2.663e-05 | 0.030061 | 0.030501 | 0.00093028 |  |  |  | -6082 | 0 | 100000000000 | 0 | 0 | 0.078171 | 0.078171 | 0.00020374 | 0.0078171 | 6e-66
2nd order group delay dispers. D2 | 36 | fs/mm |  |  | z0 [µm] | r [µm] | volume [µm³] |  |  |  |  | -7.9 | 0.031406 | -0.031406 | 0.030442 | 0.00092669 | 0 | 0.0077242 | 0.031406 | -0.031406 | -0.0077242 | 5.9664e-05 | 5.9664e-05 | 0.030442 | 0.031406 | 0.00098636 |  |  |  | -6080 | 0 | 100000000000 | 0 | 0 | 0.079496 | 0.079496 | 0.00021173 | 0.0079496 | 6e-66
glass/material thickness d | 5 | mm |  |  | 0 | 137.7411 | [5 empty] | -7.8667 | 0.032335 | -0.032335 | 0.030622 | 0.0009377 | 0 | 0.010386 | 0.032335 | -0.032335 | -0.010386 | 0.00010786 | 0.00010786 | 0.030622 | 0.032335 | 0.0010456 |  |  |  | -6078 | 0 | 100000000000 | 0 | 0 | 0.080821 | 0.080821 | 0.00022002 | 0.0080821 | 6e-66
final pulse duration t | 35.5982 | fs |  |  | 18.3762 | 137.7488 | 2190843.2521 |  |  |  |  | -7.8333 | 0.033287 | -0.033287 | 0.030588 | 0.00093564 | 0 | 0.01313 | 0.033287 | -0.033287 | -0.01313 | 0.0001724 | 0.0001724 | 0.030588 | 0.033287 | 0.001108 |  |  |  | -6076 | 0 | 100000000000 | 0 | 0 | 0.082146 | 0.082146 | 0.00022862 | 0.0082146 | 6e-66
stretch factor t0/t | 1.1124 |  |  |  | 36.7524 | 137.7718 | 2191574.2207 |  |  |  |  | -7.8 | 0.034263 | -0.034263 | 0.030328 | 0.00091981 | 0 | 0.015942 | 0.034263 | -0.034263 | -0.015942 | 0.00025415 | 0.00025415 | 0.030328 | 0.034263 | 0.001174 |  |  |  | -6074 | 0 | 100000000000 | 0 | 0 | 0.083471 | 0.083471 | 0.00023753 | 0.0083471 | 6e-66
[5 empty] | 55.1286 | 137.8099 | 2192788.417 |  |  |  |  | -7.7667 | 0.035263 | -0.035263 | 0.029831 | 0.0008899 | 0 | 0.018804 | 0.035263 | -0.035263 | -0.018804 | 0.0003536 | 0.0003536 | 0.029831 | 0.035263 | 0.0012435 |  |  |  | -6072 | 0 | 100000000000 | 0 | 0 | 0.084796 | 0.084796 | 0.00024676 | 0.0084796 | 6e-66
[5 empty] | 73.5048 | 137.8631 | 2194479.7035 |  |  |  |  | -7.7333 | 0.036288 | -0.036288 | 0.029087 | 0.00084603 | 0 | 0.021698 | 0.036288 | -0.036288 | -0.021698 | 0.0004708 | 0.0004708 | 0.029087 | 0.036288 | 0.0013168 |  |  |  | -6070 | 0 | 100000000000 | 0 | 0 | 0.086121 | 0.086121 | 0.00025633 | 0.0086121 | 6e-66
[5 empty] | 91.881 | 137.9309 | 2196639.4664 |  |  |  |  | -7.7 | 0.037338 | -0.037338 | 0.028086 | 0.00078881 | 0 | 0.024604 | 0.037338 | -0.037338 | -0.024604 | 0.00060534 | 0.00060534 | 0.028086 | 0.037338 | 0.0013941 |  |  |  | -6068 | 0 | 100000000000 | 0 | 0 | 0.087446 | 0.087446 | 0.00026625 | 0.0087446 | 6e-66
[5 empty] | 110.2572 | 138.013 | 2199256.5947 |  |  |  |  | -7.6667 | 0.038414 | -0.038414 | 0.026821 | 0.00071938 | 0 | 0.0275 | 0.038414 | -0.038414 | -0.0275 | 0.00075626 | 0.00075626 | 0.026821 | 0.038414 | 0.0014756 |  |  |  | -6066 | 0 | 100000000000 | 0 | 0 | 0.088771 | 0.088771 | 0.00027653 | 0.0088771 | 6e-66
[5 empty] | 128.6334 | 138.109 | 2202317.453 |  |  |  |  | -7.6333 | 0.039516 | -0.039516 | 0.025288 | 0.00063947 | 0 | 0.030365 | 0.039516 | -0.039516 | -0.030365 | 0.00092204 | 0.00092204 | 0.025288 | 0.039516 | 0.0015615 |  |  |  | -6064 | 0 | 100000000000 | 0 | 0 | 0.090096 | 0.090096 | 0.00028718 | 0.0090096 | 6e-66
[5 empty] | 147.0096 | 138.2184 | 2205805.8486 |  |  |  |  | -7.6 | 0.040644 | -0.040644 | 0.023481 | 0.00055136 | 0 | 0.033175 | 0.040644 | -0.040644 | -0.033175 | 0.0011006 | 0.0011006 | 0.023481 | 0.040644 | 0.001652 |  |  |  | -6062 | 0 | 100000000000 | 0 | 0 | 0.091421 | 0.091421 | 0.00029821 | 0.0091421 | 6e-66
[5 empty] | 165.3858 | 138.3404 | 2209702.993 |  |  |  |  | -7.5667 | 0.0418 | -0.0418 | 0.021399 | 0.00045793 | 0 | 0.035907 | 0.0418 | -0.0418 | -0.035907 | 0.0012893 | 0.0012893 | 0.021399 | 0.0418 | 0.0017472 |  |  |  | -6060 | 0 | 100000000000 | 0 | 0 | 0.092746 | 0.092746 | 0.00030964 | 0.0092746 | 6e-66
[5 empty] | 183.762 | 138.4745 | 2213987.4575 |  |  |  |  | -7.5333 | 0.042983 | -0.042983 | 0.019042 | 0.00036261 | 0 | 0.038535 | 0.042983 | -0.042983 | -0.038535 | 0.0014849 | 0.0014849 | 0.019042 | 0.042983 | 0.0018475 |  |  |  | -6058 | 0 | 100000000000 | 0 | 0 | 0.094071 | 0.094071 | 0.00032148 | 0.0094071 | 6e-66
[5 empty] | 202.1382 | 138.6198 | 2218635.1234 |  |  |  |  | -7.5 | 0.044194 | -0.044194 | 0.016412 | 0.00026935 | 0 | 0.041034 | 0.044194 | -0.044194 | -0.041034 | 0.0016838 | 0.0016838 | 0.016412 | 0.044194 | 0.0019531 |  |  |  | -6056 | 0 | 100000000000 | 0 | 0 | 0.095396 | 0.095396 | 0.00033375 | 0.0095396 | 6e-66
[5 empty] | 220.5144 | 138.7754 | 2223619.1266 |  |  |  |  | -7.4667 | 0.045434 | -0.045434 | 0.013513 | 0.0001826 | 0 | 0.043378 | 0.045434 | -0.045434 | -0.043378 | 0.0018816 | 0.0018816 | 0.013513 | 0.045434 | 0.0020642 |  |  |  | -6054 | 0 | 100000000000 | 0 | 0 | 0.09672 | 0.09672 | 0.00034645 | 0.009672 | 6e-66
[5 empty] | 238.8906 | 138.9404 | 2228909.7972 |  |  |  |  | -7.4333 | 0.046703 | -0.046703 | 0.010352 | 0.00010715 | 0 | 0.045541 | 0.046703 | -0.046703 | -0.045541 | 0.002074 | 0.002074 | 0.010352 | 0.046703 | 0.0021811 |  |  |  | -6052 | 0 | 100000000000 | 0 | 0 | 0.098045 | 0.098045 | 0.00035961 | 0.0098045 | 6e-66
[5 empty] | 257.2668 | 139.1137 | 2234474.5938 |  |  |  |  | -7.4 | 0.048001 | -0.048001 | 0.0069366 | 4.8117e-05 | 0 | 0.047497 | 0.048001 | -0.048001 | -0.047497 | 0.002256 | 0.002256 | 0.0069366 | 0.048001 | 0.0023041 |  |  |  | -6050 | 0 | 100000000000 | 0 | 0 | 0.09937 | 0.09937 | 0.00037323 | 0.009937 | 6e-66
[5 empty] | 275.643 | 139.2942 | 2240278.033 |  |  |  |  | -7.3667 | 0.049329 | -0.049329 | 0.0032796 | 1.0756e-05 | 0 | 0.04922 | 0.049329 | -0.049329 | -0.04922 | 0.0024226 | 0.0024226 | 0.0032796 | 0.049329 | 0.0024333 |  |  |  | -6048 | 0 | 100000000000 | 0 | 0 | 0.1007 | 0.1007 | 0.00038733 | 0.01007 | 6e-66
[5 empty] | 294.0193 | 139.4808 | 2246281.614 |  |  |  |  | -7.3333 | 0.050688 | -0.050688 | -0.0006058 | 3.67e-07 | 0 | 0.050684 | 0.050688 | -0.050688 | -0.050684 | 0.0025689 | 0.0025689 | -0.0006058 | 0.050688 | 0.0025692 |  |  |  | -6046 | 0 | 100000000000 | 0 | 0 | 0.10202 | 0.10202 | 0.00040193 | 0.010202 | 6e-66
[5 empty] | 312.3955 | 139.6719 | 2252443.7386 |  |  |  |  | -7.3 | 0.052077 | -0.052077 | -0.0047033 | 2.2121e-05 | 0 | 0.051865 | 0.052077 | -0.052077 | -0.051865 | 0.0026899 | 0.0026899 | -0.0047033 | 0.052077 | 0.0027121 |  |  |  | -6044 | 0 | 100000000000 | 0 | 0 | 0.10335 | 0.10335 | 0.00041705 | 0.010335 | 6e-66
[5 empty] | 330.7717 | 139.8664 | 2258719.627 |  |  |  |  | -7.2667 | 0.053499 | -0.053499 | -0.0089942 | 8.0896e-05 | 0 | 0.052737 | 0.053499 | -0.053499 | -0.052737 | 0.0027812 | 0.0027812 | -0.0089942 | 0.053499 | 0.0028621 |  |  |  | -6042 | 0 | 100000000000 | 0 | 0 | 0.10467 | 0.10467 | 0.00043269 | 0.010467 | 6e-66
[5 empty] | 349.1479 | 140.0626 | 2265061.2292 |  |  |  |  | -7.2333 | 0.054952 | -0.054952 | -0.013457 | 0.0001811 | 0 | 0.053279 | 0.054952 | -0.054952 | -0.053279 | 0.0028386 | 0.0028386 | -0.013457 | 0.054952 | 0.0030197 |  |  |  | -6040 | 0 | 100000000000 | 0 | 0 | 0.106 | 0.106 | 0.00044889 | 0.0106 | 6e-66
[5 empty] | 367.5241 | 140.259 | 2271417.1328 |  |  |  |  | -7.2 | 0.056438 | -0.056438 | -0.018069 | 0.00032648 | 0 | 0.053467 | 0.056438 | -0.056438 | -0.053467 | 0.0028587 | 0.0028587 | -0.018069 | 0.056438 | 0.0031852 |  |  |  | -6038 | 0 | 100000000000 | 0 | 0 | 0.10732 | 0.10732 | 0.00046565 | 0.010732 | 6e-66
[5 empty] | 385.9003 | 140.4538 | 2277732.4662 |  |  |  |  | -7.1667 | 0.057956 | -0.057956 | -0.022803 | 0.00051997 | 0 | 0.053282 | 0.057956 | -0.057956 | -0.053282 | 0.002839 | 0.002839 | -0.022803 | 0.057956 | 0.0033589 |  |  |  | -6036 | 0 | 100000000000 | 0 | 0 | 0.10864 | 0.10864 | 0.00048299 | 0.010864 | 6e-66
[5 empty] | 404.2765 | 140.6453 | 2283948.7991 |  |  |  |  | -7.1333 | 0.059509 | -0.059509 | -0.027631 | 0.00076347 | 0 | 0.052705 | 0.059509 | -0.059509 | -0.052705 | 0.0027778 | 0.0027778 | -0.027631 | 0.059509 | 0.0035413 |  |  |  | -6034 | 0 | 100000000000 | 0 | 0 | 0.10997 | 0.10997 | 0.00050093 | 0.010997 | 6e-66
[5 empty] | 422.6527 | 140.8317 | 2290004.0394 |  |  |  |  | -7.1 | 0.061095 | -0.061095 | -0.032523 | 0.0010577 | 0 | 0.051719 | 0.061095 | -0.061095 | -0.051719 | 0.0026749 | 0.0026749 | -0.032523 | 0.061095 | 0.0037326 |  |  |  | -6032 | 0 | 100000000000 | 0 | 0 | 0.11129 | 0.11129 | 0.0005195 | 0.011129 | 6e-66
[5 empty] | 441.0289 | 141.0108 | 2295832.3265 |  |  |  |  | -7.0667 | 0.062716 | -0.062716 | -0.037445 | 0.0014022 | 0 | 0.05031 | 0.062716 | -0.062716 | -0.05031 | 0.0025311 | 0.0025311 | -0.037445 | 0.062716 | 0.0039333 |  |  |  | -6030 | 0 | 100000000000 | 0 | 0 | 0.11262 | 0.11262 | 0.00053871 | 0.011262 | 6e-66
[5 empty] | 459.4051 | 141.1805 | 2301363.9223 |  |  |  |  | -7.0333 | 0.064372 | -0.064372 | -0.042365 | 0.0017948 | 0 | 0.048466 | 0.064372 | -0.064372 | -0.048466 | 0.002349 | 0.002349 | -0.042365 | 0.064372 | 0.0041438 |  |  |  | -6028 | 0 | 100000000000 | 0 | 0 | 0.11394 | 0.11394 | 0.00055858 | 0.011394 | 6e-66
[5 empty] | 477.7813 | 141.3388 | 2306525.0989 |  |  |  |  | -7 | 0.066064 | -0.066064 | -0.047244 | 0.002232 | 0 | 0.046178 | 0.066064 | -0.066064 | -0.046178 | 0.0021324 | 0.0021324 | -0.047244 | 0.066064 | 0.0043644 |  |  |  | -6026 | 0 | 100000000000 | 0 | 0 | 0.11527 | 0.11527 | 0.00057913 | 0.011527 | 6e-66
[5 empty] | 496.1575 | 141.4831 | 2311238.0244 |  |  |  |  | -6.9667 | 0.067791 | -0.067791 | -0.052045 | 0.0027087 | 0 | 0.043439 | 0.067791 | -0.067791 | -0.043439 | 0.0018869 | 0.0018869 | -0.052045 | 0.067791 | 0.0045957 |  |  |  | -6024 | 0 | 100000000000 | 0 | 0 | 0.11659 | 0.11659 | 0.00060038 | 0.011659 | 6e-66
[5 empty] | 514.5337 | 141.611 | 2315420.6459 |  |  |  |  | -6.9333 | 0.069556 | -0.069556 | -0.05673 | 0.0032183 | 0 | 0.040245 | 0.069556 | -0.069556 | -0.040245 | 0.0016197 | 0.0016197 | -0.05673 | 0.069556 | 0.004838 |  |  |  | -6022 | 0 | 100000000000 | 0 | 0 | 0.11792 | 0.11792 | 0.00062236 | 0.011792 | 6e-66
[5 empty] | 532.9099 | 141.72 | 2318986.5703 |  |  |  |  | -6.9 | 0.071357 | -0.071357 | -0.061257 | 0.0037525 | 0 | 0.036597 | 0.071357 | -0.071357 | -0.036597 | 0.0013394 | 0.0013394 | -0.061257 | 0.071357 | 0.0050918 |  |  |  | -6020 | 0 | 100000000000 | 0 | 0 | 0.11924 | 0.11924 | 0.00064509 | 0.011924 | 6e-66
[5 empty] | 551.2861 | 141.8074 | 2321844.944 |  |  |  |  | -6.8667 | 0.073196 | -0.073196 | -0.065586 | 0.0043015 | 0 | 0.032498 | 0.073196 | -0.073196 | -0.032498 | 0.0010561 | 0.0010561 | -0.065586 | 0.073196 | 0.0053577 |  |  |  | -6018 | 0 | 100000000000 | 0 | 0 | 0.12057 | 0.12057 | 0.00066859 | 0.012057 | 6e-66
[5 empty] | 569.6623 | 141.8701 | 2323900.3299 |  |  |  |  | -6.8333 | 0.075073 | -0.075073 | -0.069674 | 0.0048545 | 0 | 0.027955 | 0.075073 | -0.075073 | -0.027955 | 0.00078149 | 0.00078149 | -0.069674 | 0.075073 | 0.005636 |  |  |  | -6016 | 0 | 100000000000 | 0 | 0 | 0.12189 | 0.12189 | 0.00069289 | 0.012189 | 6e-66
[5 empty] | 588.0385 | 141.9053 | 2325052.5836 |  |  |  |  | -6.8 | 0.076989 | -0.076989 | -0.07348 | 0.0053993 | 0 | 0.022978 | 0.076989 | -0.076989 | -0.022978 | 0.00052799 | 0.00052799 | -0.07348 | 0.076989 | 0.0059273 |  |  |  | -6014 | 0 | 100000000000 | 0 | 0 | 0.12322 | 0.12322 | 0.000718 | 0.012322 | 6e-66
[5 empty] | 606.4147 | 141.9097 | 2325196.7276 |  |  |  |  | -6.7667 | 0.078944 | -0.078944 | -0.076962 | 0.0059231 | 0 | 0.017581 | 0.078944 | -0.078944 | -0.017581 | 0.00030911 | 0.00030911 | -0.076962 | 0.078944 | 0.0062322 |  |  |  | -6012 | 0 | 100000000000 | 0 | 0 | 0.12454 | 0.12454 | 0.00074396 | 0.012454 | 6e-66
[5 empty] | 624.7909 | 141.88 | 2324222.8251 |  |  |  |  | -6.7333 | 0.080939 | -0.080939 | -0.080077 | 0.0064123 | 0 | 0.011784 | 0.080939 | -0.080939 | -0.011784 | 0.00013885 | 0.00013885 | -0.080077 | 0.080939 | 0.0065511 |  |  |  | -6010 | 0 | 100000000000 | 0 | 0 | 0.12587 | 0.12587 | 0.0007708 | 0.012587 | 6e-66
[5 empty] | 643.1671 | 141.8126 | 2322015.8526 |  |  |  |  | -6.7 | 0.082974 | -0.082974 | -0.082784 | 0.0068532 | 0 | 0.0056064 | 0.082974 | -0.082974 | -0.0056064 | 3.1432e-05 | 3.1432e-05 | -0.082784 | 0.082974 | 0.0068847 |  |  |  | -6008 | 0 | 100000000000 | 0 | 0 | 0.12719 | 0.12719 | 0.00079853 | 0.012719 | 6e-66
[5 empty] | 661.5433 | 141.7038 | 2318455.5707 |  |  |  |  | -6.6667 | 0.085049 | -0.085049 | -0.085044 | 0.0072325 | 0 | -0.00092408 | 0.085049 | -0.085049 | 0.00092408 | 8.5393e-07 | 8.5393e-07 | -0.085044 | 0.085049 | 0.0072334 |  |  |  | -6006 | 0 | 100000000000 | 0 | 0 | 0.12852 | 0.12852 | 0.00082718 | 0.012852 | 6e-66
[5 empty] | 679.9195 | 141.5497 | 2313416.3961 |  |  |  |  | -6.6333 | 0.087166 | -0.087166 | -0.086818 | 0.0075374 | 0 | -0.007778 | 0.087166 | -0.087166 | 0.007778 | 6.0498e-05 | 6.0498e-05 | -0.086818 | 0.087166 | 0.0075979 |  |  |  | -6004 | 0 | 100000000000 | 0 | 0 | 0.12984 | 0.12984 | 0.00085679 | 0.012984 | 6e-66
[5 empty] | 698.2957 | 141.3462 | 2306767.2713 |  |  |  |  | -6.6 | 0.089325 | -0.089325 | -0.088069 | 0.0077562 | 0 | -0.014922 | 0.089325 | -0.089325 | 0.014922 | 0.00022265 | 0.00022265 | -0.088069 | 0.089325 | 0.0079789 |  |  |  | -6002 | 0 | 100000000000 | 0 | 0 | 0.13117 | 0.13117 | 0.00088739 | 0.013117 | 6e-66
[5 empty] | 716.6719 | 141.0887 | 2298371.5348 |  |  |  |  | -6.5667 | 0.091525 | -0.091525 | -0.088762 | 0.0078788 | 0 | -0.022317 | 0.091525 | -0.091525 | 0.022317 | 0.00049806 | 0.00049806 | -0.088762 | 0.091525 | 0.0083768 |  |  |  | -6000 | 0 | 100000000000 | 0 | 0 | 0.13249 | 0.13249 | 0.00091899 | 0.013249 | 6e-66
[5 empty] | 735.0481 | 140.7727 | 2288086.7914 |  |  |  |  | -6.5333 | 0.093768 | -0.093768 | -0.088865 | 0.0078971 | 0 | -0.029924 | 0.093768 | -0.093768 | 0.029924 | 0.00089544 | 0.00089544 | -0.088865 | 0.093768 | 0.0087925 |  |  |  | -5998 | 0 | 100000000000 | 0 | 0 | 0.13382 | 0.13382 | 0.00095164 | 0.013382 | 6e-66
[5 empty] | 753.4243 | 140.3931 | 2275764.7814 |  |  |  |  | -6.5 | 0.096055 | -0.096055 | -0.088349 | 0.0078055 | 0 | -0.037697 | 0.096055 | -0.096055 | 0.037697 | 0.001421 | 0.001421 | -0.088349 | 0.096055 | 0.0092265 |  |  |  | -5996 | 0 | 100000000000 | 0 | 0 | 0.13514 | 0.13514 | 0.00098536 | 0.013514 | 6e-66
[5 empty] | 771.8005 | 139.9447 | 2261251.2505 |  |  |  |  | -6.4667 | 0.098385 | -0.098385 | -0.087186 | 0.0076014 | 0 | -0.045587 | 0.098385 | -0.098385 | 0.045587 | 0.0020782 | 0.0020782 | -0.087186 | 0.098385 | 0.0096795 |  |  |  | -5994 | 0 | 100000000000 | 0 | 0 | 0.13647 | 0.13647 | 0.0010202 | 0.013647 | 6e-66
[5 empty] | 790.1767 | 139.4219 | 2244385.82 |  |  |  |  | -6.4333 | 0.10076 | -0.10076 | -0.085354 | 0.0072854 | 0 | -0.053544 | 0.10076 | -0.10076 | 0.053544 | 0.002867 | 0.002867 | -0.085354 | 0.10076 | 0.010152 |  |  |  | -5992 | 0 | 100000000000 | 0 | 0 | 0.13779 | 0.13779 | 0.0010561 | 0.013779 | 6e-66
[5 empty] | 808.5529 | 138.8185 | 2225001.8565 |  |  |  |  | -6.4 | 0.10318 | -0.10318 | -0.082835 | 0.0068617 | 0 | -0.061514 | 0.10318 | -0.10318 | 0.061514 | 0.0037839 | 0.0037839 | -0.082835 | 0.10318 | 0.010646 |  |  |  | -5990 | 0 | 100000000000 | 0 | 0 | 0.13912 | 0.13912 | 0.0010933 | 0.013912 | 6e-66
[5 empty] | 826.9291 | 138.1281 | 2202926.3427 |  |  |  |  | -6.3667 | 0.10564 | -0.10564 | -0.079614 | 0.0063384 | 0 | -0.069438 | 0.10564 | -0.10564 | 0.069438 | 0.0048217 | 0.0048217 | -0.079614 | 0.10564 | 0.01116 |  |  |  | -5988 | 0 | 100000000000 | 0 | 0 | 0.14044 | 0.14044 | 0.0011316 | 0.014044 | 6e-66
[5 empty] | 845.3053 | 137.3438 | 2177979.7484 |  |  |  |  | -6.3333 | 0.10815 | -0.10815 | -0.07568 | 0.0057275 | 0 | -0.077259 | 0.10815 | -0.10815 | 0.077259 | 0.005969 | 0.005969 | -0.07568 | 0.10815 | 0.011697 |  |  |  | -5986 | 0 | 100000000000 | 0 | 0 | 0.14177 | 0.14177 | 0.0011712 | 0.014177 | 6e-66
[5 empty] | 863.6815 | 136.458 | 2149975.9014 |  |  |  |  | -6.3 | 0.11071 | -0.11071 | -0.071029 | 0.0050452 | 0 | -0.084915 | 0.11071 | -0.11071 | 0.084915 | 0.0072106 | 0.0072106 | -0.071029 | 0.11071 | 0.012256 |  |  |  | -5984 | 0 | 100000000000 | 0 | 0 | 0.14309 | 0.14309 | 0.0012121 | 0.014309 | 6e-66
[5 empty] | 882.0578 | 135.4625 | 2118721.8604 |  |  |  |  | -6.2667 | 0.11331 | -0.11331 | -0.065661 | 0.0043113 | 0 | -0.092343 | 0.11331 | -0.11331 | 0.092343 | 0.0085272 | 0.0085272 | -0.065661 | 0.11331 | 0.012839 |  |  |  | -5982 | 0 | 100000000000 | 0 | 0 | 0.14442 | 0.14442 | 0.0012543 | 0.014442 | 6e-66
[5 empty] | 900.434 | 134.3485 | 2084017.7871 |  |  |  |  | -6.2333 | 0.11596 | -0.11596 | -0.059579 | 0.0035497 | 0 | -0.099479 | 0.11596 | -0.11596 | 0.099479 | 0.009896 | 0.009896 | -0.059579 | 0.11596 | 0.013446 |  |  |  | -5980 | 0 | 100000000000 | 0 | 0 | 0.14574 | 0.14574 | 0.0012978 | 0.014574 | 6e-66
[5 empty] | 918.8102 | 133.1063 | 2045656.8198 |  |  |  |  | -6.2 | 0.11865 | -0.11865 | -0.052796 | 0.0027874 | 0 | -0.10626 | 0.11865 | -0.11865 | 0.10626 | 0.011291 | 0.011291 | -0.052796 | 0.11865 | 0.014078 |  |  |  | -5978 | 0 | 100000000000 | 0 | 0 | 0.14707 | 0.14707 | 0.0013427 | 0.014707 | 6e-66
[5 empty] | 937.1864 | 131.7252 | 2003424.9482 |  |  |  |  | -6.1667 | 0.12139 | -0.12139 | -0.045326 | 0.0020545 | 0 | -0.11262 | 0.12139 | -0.12139 | 0.11262 | 0.012682 | 0.012682 | -0.045326 | 0.12139 | 0.014737 |  |  |  | -5976 | 0 | 100000000000 | 0 | 0 | 0.14839 | 0.14839 | 0.0013891 | 0.014839 | 6e-66
[5 empty] | 955.5626 | 130.1933 | 1957100.8879 |  |  |  |  | -6.1333 | 0.12419 | -0.12419 | -0.037193 | 0.0013833 | 0 | -0.11849 | 0.12419 | -0.12419 | 0.11849 | 0.014039 | 0.014039 | -0.037193 | 0.12419 | 0.015422 |  |  |  | -5974 | 0 | 100000000000 | 0 | 0 | 0.14972 | 0.14972 | 0.0014369 | 0.014972 | 6e-66
[5 empty] | 973.9388 | 128.4978 | 1906455.9571 |  |  |  |  | -6.1 | 0.12703 | -0.12703 | -0.028424 | 0.00080794 | 0 | -0.12381 | 0.12703 | -0.12703 | 0.12381 | 0.015328 | 0.015328 | -0.028424 | 0.12703 | 0.016136 |  |  |  | -5972 | 0 | 100000000000 | 0 | 0 | 0.15104 | 0.15104 | 0.0014863 | 0.015104 | 6e-66
[5 empty] | 992.315 | 126.6238 | 1851253.9534 |  |  |  |  | -6.0667 | 0.12992 | -0.12992 | -0.019054 | 0.00036304 | 0 | -0.12851 | 0.12992 | -0.12992 | 0.12851 | 0.016515 | 0.016515 | -0.019054 | 0.12992 | 0.016878 |  |  |  | -5970 | 0 | 100000000000 | 0 | 0 | 0.15237 | 0.15237 | 0.0015372 | 0.015237 | 6e-66
[5 empty] | 1010.6912 | 124.5548 | 1791251.0318 |  |  |  |  | -6.0333 | 0.13285 | -0.13285 | -0.0091207 | 8.3188e-05 | 0 | -0.13254 | 0.13285 | -0.13285 | 0.13254 | 0.017567 | 0.017567 | -0.0091207 | 0.13285 | 0.01765 |  |  |  | -5968 | 0 | 100000000000 | 0 | 0 | 0.15369 | 0.15369 | 0.0015897 | 0.015369 | 6e-66
[5 empty] | 1029.0674 | 122.272 | 1726195.5845 |  |  |  |  | -6 | 0.13584 | -0.13584 | 0.0013284 | 1.7646e-06 | 0 | -0.13584 | 0.13584 | -0.13584 | 0.13584 | 0.018451 | 0.018451 | 0.0013284 | 0.13584 | 0.018453 |  |  |  | -5966 | 0 | 100000000000 | 0 | 0 | 0.15502 | 0.15502 | 0.0016439 | 0.015502 | 6e-66
[5 empty] | 1047.4436 | 119.7539 | 1655828.1203 |  |  |  |  | -5.9667 | 0.13888 | -0.13888 | 0.012242 | 0.00014987 | 0 | -0.13834 | 0.13888 | -0.13888 | 0.13834 | 0.019138 | 0.019138 | 0.012242 | 0.13888 | 0.019288 |  |  |  | -5964 | 0 | 100000000000 | 0 | 0 | 0.15634 | 0.15634 | 0.0016998 | 0.015634 | 6e-66
[5 empty] | 1065.8198 | 116.9754 | 1579881.1467 |  |  |  |  | -5.9333 | 0.14197 | -0.14197 | 0.023564 | 0.00055525 | 0 | -0.14 | 0.14197 | -0.14197 | 0.14 | 0.0196 | 0.0196 | 0.023564 | 0.14197 | 0.020155 |  |  |  | -5962 | 0 | 100000000000 | 0 | 0 | 0.15767 | 0.15767 | 0.0017574 | 0.015767 | 6e-66
[5 empty] | 1084.196 | 113.9068 | 1498079.0519 |  |  |  |  | -5.9 | 0.14511 | -0.14511 | 0.03523 | 0.0012412 | 0 | -0.14077 | 0.14511 | -0.14511 | 0.14077 | 0.019815 | 0.019815 | 0.03523 | 0.14511 | 0.021056 |  |  |  | -5960 | 0 | 100000000000 | 0 | 0 | 0.15899 | 0.15899 | 0.0018168 | 0.015899 | 6e-66
[5 empty] | 1102.5722 | 110.5129 | 1410137.989 |  |  |  |  | -5.8667 | 0.1483 | -0.1483 | 0.047173 | 0.0022253 | 0 | -0.1406 | 0.1483 | -0.1483 | 0.1406 | 0.019767 | 0.019767 | 0.047173 | 0.1483 | 0.021993 |  |  |  | -5958 | 0 | 100000000000 | 0 | 0 | 0.16032 | 0.16032 | 0.0018781 | 0.016032 | 6e-66
[5 empty] | 1120.9484 | 106.7509 | 1315765.7604 |  |  |  |  | -5.8333 | 0.15154 | -0.15154 | 0.059321 | 0.0035189 | 0 | -0.13945 | 0.15154 | -0.15154 | 0.13945 | 0.019446 | 0.019446 | 0.059321 | 0.15154 | 0.022965 |  |  |  | -5956 | 0 | 100000000000 | 0 | 0 | 0.16164 | 0.16164 | 0.0019412 | 0.016164 | 6e-66
[5 empty] | 1139.3246 | 102.5675 | 1214661.7044 |  |  |  |  | -5.8 | 0.15483 | -0.15483 | 0.071594 | 0.0051258 | 0 | -0.13729 | 0.15483 | -0.15483 | 0.13729 | 0.018848 | 0.018848 | 0.071594 | 0.15483 | 0.023974 |  |  |  | -5954 | 0 | 100000000000 | 0 | 0 | 0.16297 | 0.16297 | 0.0020063 | 0.016297 | 6e-66
[5 empty] | 1157.7008 | 97.8951 | 1106516.5818 |  |  |  |  | -5.7667 | 0.15818 | -0.15818 | 0.083913 | 0.0070414 | 0 | -0.13409 | 0.15818 | -0.15818 | 0.13409 | 0.01798 | 0.01798 | 0.083913 | 0.15818 | 0.025021 |  |  |  | -5952 | 0 | 100000000000 | 0 | 0 | 0.16429 | 0.16429 | 0.0020734 | 0.016429 | 6e-66
[5 empty] | 1176.077 | 92.6449 | 991012.4652 |  |  |  |  | -5.7333 | 0.16158 | -0.16158 | 0.096191 | 0.0092527 | 0 | -0.12983 | 0.16158 | -0.16158 | 0.12983 | 0.016855 | 0.016855 | 0.096191 | 0.16158 | 0.026108 |  |  |  | -5950 | 0 | 100000000000 | 0 | 0 | 0.16562 | 0.16562 | 0.0021426 | 0.016562 | 6e-66
[5 empty] | 1194.4532 | 86.6957 | 867822.6282 |  |  |  |  | -5.7 | 0.16503 | -0.16503 | 0.10834 | 0.011737 | 0 | -0.12449 | 0.16503 | -0.16503 | 0.12449 | 0.015497 | 0.015497 | 0.10834 | 0.16503 | 0.027235 |  |  |  | -5948 | 0 | 100000000000 | 0 | 0 | 0.16694 | 0.16694 | 0.0022139 | 0.016694 | 6e-66
[5 empty] | 1212.8294 | 79.8733 | 736611.4366 |  |  |  |  | -5.6667 | 0.16853 | -0.16853 | 0.12027 | 0.014464 | 0 | -0.11807 | 0.16853 | -0.16853 | 0.11807 | 0.01394 | 0.01394 | 0.12027 | 0.16853 | 0.028404 |  |  |  | -5946 | 0 | 100000000000 | 0 | 0 | 0.16827 | 0.16827 | 0.0022873 | 0.016827 | 6e-66
[5 empty] | 1231.2056 | 71.9088 | 597034.2407 |  |  |  |  | -5.6333 | 0.17209 | -0.17209 | 0.13188 | 0.017392 | 0 | -0.11056 | 0.17209 | -0.17209 | 0.11056 | 0.012223 | 0.012223 | 0.13188 | 0.17209 | 0.029615 |  |  |  | -5944 | 0 | 100000000000 | 0 | 0 | 0.16959 | 0.16959 | 0.002363 | 0.016959 | 6e-66
[5 empty] | 1249.5818 | 62.3416 | 448737.2687 |  |  |  |  | -5.6 | 0.1757 | -0.1757 | 0.14308 | 0.020473 | 0 | -0.10197 | 0.1757 | -0.1757 | 0.10197 | 0.010399 | 0.010399 | 0.14308 | 0.1757 | 0.030871 |  |  |  | -5942 | 0 | 100000000000 | 0 | 0 | 0.17092 | 0.17092 | 0.0024409 | 0.017092 | 6e-66
[5 empty] | 1267.958 | 50.2337 | 291357.5213 |  |  |  |  | -5.5667 | 0.17937 | -0.17937 | 0.15378 | 0.023648 | 0 | -0.092327 | 0.17937 | -0.17937 | 0.092327 | 0.0085243 | 0.0085243 | 0.15378 | 0.17937 | 0.032172 |  |  |  | -5940 | 0 | 100000000000 | 0 | 0 | 0.17224 | 0.17224 | 0.0025213 | 0.017224 | 6e-66
[5 empty] | 1286.3342 | 32.8402 | 124522.6678 |  |  |  |  | -5.5333 | 0.18308 | -0.18308 | 0.16387 | 0.026854 | 0 | -0.081644 | 0.18308 | -0.18308 | 0.081644 | 0.0066657 | 0.0066657 | 0.16387 | 0.18308 | 0.03352 |  |  |  | -5938 | 0 | 100000000000 | 0 | 0 | 0.17357 | 0.17357 | 0.002604 | 0.017357 | 6e-66
[5 empty] | 1304.7104 | [6 empty] | -5.5 | 0.18686 | -0.18686 | 0.17327 | 0.030021 | 0 | -0.069956 | 0.18686 | -0.18686 | 0.069956 | 0.0048939 | 0.0048939 | 0.17327 | 0.18686 | 0.034915 |  |  |  | -5936 | 0 | 100000000000 | 0 | 0 | 0.17489 | 0.17489 | 0.0026892 | 0.017489 | 6e-66
[5 empty] | 1323.0866 | [6 empty] | -5.4667 | 0.19068 | -0.19068 | 0.18187 | 0.033076 | 0 | -0.057306 | 0.19068 | -0.19068 | 0.057306 | 0.003284 | 0.003284 | 0.18187 | 0.19068 | 0.03636 |  |  |  | -5934 | 0 | 100000000000 | 0 | 0 | 0.17622 | 0.17622 | 0.002777 | 0.017622 | 6e-66
[5 empty] | 1341.4628 | [6 empty] | -5.4333 | 0.19456 | -0.19456 | 0.18958 | 0.035941 | 0 | -0.043743 | 0.19456 | -0.19456 | 0.043743 | 0.0019134 | 0.0019134 | 0.18958 | 0.19456 | 0.037855 |  |  |  | -5932 | 0 | 100000000000 | 0 | 0 | 0.17754 | 0.17754 | 0.0028673 | 0.017754 | 6e-66
[5 empty] | 1359.839 | [6 empty] | -5.4 | 0.1985 | -0.1985 | 0.19632 | 0.038542 | 0 | -0.029325 | 0.1985 | -0.1985 | 0.029325 | 0.00085998 | 0.00085998 | 0.19632 | 0.1985 | 0.039402 |  |  |  | -5930 | 0 | 100000000000 | 0 | 0 | 0.17887 | 0.17887 | 0.0029604 | 0.017887 | 6e-66
[5 empty] | 1378.2152 | [6 empty] | -5.3667 | 0.20249 | -0.20249 | 0.202 | 0.040802 | 0 | -0.014121 | 0.20249 | -0.20249 | 0.014121 | 0.0001994 | 0.0001994 | 0.202 | 0.20249 | 0.041002 |  |  |  | -5928 | 0 | 100000000000 | 0 | 0 | 0.18019 | 0.18019 | 0.0030562 | 0.018019 | 6e-66
[5 empty] | 1396.5914 | [6 empty] | -5.3333 | 0.20653 | -0.20653 | 0.20653 | 0.042653 | 0 | 0.0017952 | 0.20653 | -0.20653 | -0.0017952 | 3.2229e-06 | 3.2229e-06 | 0.20653 | 0.20653 | 0.042656 |  |  |  | -5926 | 0 | 100000000000 | 0 | 0 | 0.18152 | 0.18152 | 0.0031548 | 0.018152 | 6e-66
[5 empty] | 1414.9676 | [6 empty] | -5.3 | 0.21063 | -0.21063 | 0.20983 | 0.04403 | 0 | 0.018339 | 0.21063 | -0.21063 | -0.018339 | 0.00033633 | 0.00033633 | 0.20983 | 0.21063 | 0.044366 |  |  |  | -5924 | 0 | 100000000000 | 0 | 0 | 0.18284 | 0.18284 | 0.0032564 | 0.018284 | 6e-66
[5 empty] | 1433.3438 | [6 empty] | -5.2667 | 0.21479 | -0.21479 | 0.21185 | 0.044879 | 0 | 0.03542 | 0.21479 | -0.21479 | -0.03542 | 0.0012546 | 0.0012546 | 0.21185 | 0.21479 | 0.046133 |  |  |  | -5922 | 0 | 100000000000 | 0 | 0 | 0.18417 | 0.18417 | 0.0033609 | 0.018417 | 6e-66
[5 empty] | 1451.7201 | [6 empty] | -5.2333 | 0.219 | -0.219 | 0.2125 | 0.045157 | 0 | 0.052938 | 0.219 | -0.219 | -0.052938 | 0.0028024 | 0.0028024 | 0.2125 | 0.219 | 0.047959 |  |  |  | -5920 | 0 | 100000000000 | 0 | 0 | 0.18549 | 0.18549 | 0.0034684 | 0.018549 | 6e-66
[5 empty] | 1470.0963 | [6 empty] | -5.2 | 0.22326 | -0.22326 | 0.21174 | 0.044834 | 0 | 0.070788 | 0.22326 | -0.22326 | -0.070788 | 0.005011 | 0.005011 | 0.21174 | 0.22326 | 0.049845 |  |  |  | -5918 | 0 | 100000000000 | 0 | 0 | 0.18682 | 0.18682 | 0.0035791 | 0.018682 | 6e-66
[5 empty] | 1488.4725 | [6 empty] | -5.1667 | 0.22758 | -0.22758 | 0.20952 | 0.043897 | 0 | 0.088858 | 0.22758 | -0.22758 | -0.088858 | 0.0078958 | 0.0078958 | 0.20952 | 0.22758 | 0.051793 |  |  |  | -5916 | 0 | 100000000000 | 0 | 0 | 0.18814 | 0.18814 | 0.003693 | 0.018814 | 6e-66
[5 empty] | 1506.8487 | [6 empty] | -5.1333 | 0.23195 | -0.23195 | 0.20578 | 0.042347 | 0 | 0.10703 | 0.23195 | -0.23195 | -0.10703 | 0.011455 | 0.011455 | 0.20578 | 0.23195 | 0.053803 |  |  |  | -5914 | 0 | 100000000000 | 0 | 0 | 0.18947 | 0.18947 | 0.0038102 | 0.018947 | 6e-66
[5 empty] | 1525.2249 | [6 empty] | -5.1 | 0.23638 | -0.23638 | 0.20052 | 0.040207 | 0 | 0.12518 | 0.23638 | -0.23638 | -0.12518 | 0.01567 | 0.01567 | 0.20052 | 0.23638 | 0.055877 |  |  |  | -5912 | 0 | 100000000000 | 0 | 0 | 0.19079 | 0.19079 | 0.0039307 | 0.019079 | 6e-66
[5 empty] | 1543.6011 | [6 empty] | -5.0667 | 0.24087 | -0.24087 | 0.19369 | 0.037516 | 0 | 0.14318 | 0.24087 | -0.24087 | -0.14318 | 0.020501 | 0.020501 | 0.19369 | 0.24087 | 0.058017 |  |  |  | -5910 | 0 | 100000000000 | 0 | 0 | 0.19212 | 0.19212 | 0.0040548 | 0.019212 | 6e-66
[5 empty] | 1561.9773 | [6 empty] | -5.0333 | 0.24541 | -0.24541 | 0.18529 | 0.034334 | 0 | 0.1609 | 0.24541 | -0.24541 | -0.1609 | 0.02589 | 0.02589 | 0.18529 | 0.24541 | 0.060224 |  |  |  | -5908 | 0 | 100000000000 | 0 | 0 | 0.19344 | 0.19344 | 0.0041823 | 0.019344 | 6e-66
[5 empty] | 1580.3535 | [6 empty] | -5 | 0.25 | -0.25 | 0.17533 | 0.030741 | 0 | 0.17821 | 0.25 | -0.25 | -0.17821 | 0.031759 | 0.031759 | 0.17533 | 0.25 | 0.0625 |  |  |  | -5906 | 0 | 100000000000 | 0 | 0 | 0.19477 | 0.19477 | 0.0043135 | 0.019477 | 6e-66
[5 empty] | 1598.7297 | [6 empty] | -4.9667 | 0.25465 | -0.25465 | 0.16381 | 0.026833 | 0 | 0.19497 | 0.25465 | -0.25465 | -0.19497 | 0.038013 | 0.038013 | 0.16381 | 0.25465 | 0.064846 |  |  |  | -5904 | 0 | 100000000000 | 0 | 0 | 0.19609 | 0.19609 | 0.0044485 | 0.019609 | 6e-66
[5 empty] | 1617.1059 | [6 empty] | -4.9333 | 0.25935 | -0.25935 | 0.15075 | 0.022726 | 0 | 0.21104 | 0.25935 | -0.25935 | -0.21104 | 0.044537 | 0.044537 | 0.15075 | 0.25935 | 0.067263 |  |  |  | -5902 | 0 | 100000000000 | 0 | 0 | 0.19742 | 0.19742 | 0.0045872 | 0.019742 | 6e-66
[5 empty] | 1635.4821 | [6 empty] | -4.9 | 0.26411 | -0.26411 | 0.13619 | 0.018549 | 0 | 0.22628 | 0.26411 | -0.26411 | -0.22628 | 0.051204 | 0.051204 | 0.13619 | 0.26411 | 0.069753 |  |  |  | -5900 | 0 | 100000000000 | 0 | 0 | 0.19874 | 0.19874 | 0.0047299 | 0.019874 | 6e-66
[5 empty] | 1653.8583 | [6 empty] | -4.8667 | 0.26892 | -0.26892 | 0.12018 | 0.014444 | 0 | 0.24057 | 0.26892 | -0.26892 | -0.24057 | 0.057874 | 0.057874 | 0.12018 | 0.26892 | 0.072318 |  |  |  | -5898 | 0 | 100000000000 | 0 | 0 | 0.20007 | 0.20007 | 0.0048766 | 0.020007 | 6e-66
[5 empty] | 1672.2345 | [6 empty] | -4.8333 | 0.27378 | -0.27378 | 0.10278 | 0.010563 | 0 | 0.25376 | 0.27378 | -0.27378 | -0.25376 | 0.064395 | 0.064395 | 0.10278 | 0.27378 | 0.074958 |  |  |  | -5896 | 0 | 100000000000 | 0 | 0 | 0.20139 | 0.20139 | 0.0050274 | 0.020139 | 6e-66
[5 empty] | 1690.6107 | [6 empty] | -4.8 | 0.2787 | -0.2787 | 0.084048 | 0.007064 | 0 | 0.26573 | 0.2787 | -0.2787 | -0.26573 | 0.070611 | 0.070611 | 0.084048 | 0.2787 | 0.077675 |  |  |  | -5894 | 0 | 100000000000 | 0 | 0 | 0.20272 | 0.20272 | 0.0051824 | 0.020272 | 6e-66
[5 empty] | 1708.9869 | [6 empty] | -4.7667 | 0.28368 | -0.28368 | 0.064078 | 0.004106 | 0 | 0.27634 | 0.28368 | -0.28368 | -0.27634 | 0.076366 | 0.076366 | 0.064078 | 0.28368 | 0.080472 |  |  |  | -5892 | 0 | 100000000000 | 0 | 0 | 0.20404 | 0.20404 | 0.0053417 | 0.020404 | 6e-66
[5 empty] | 1727.3631 | [6 empty] | -4.7333 | 0.2887 | -0.2887 | 0.042962 | 0.0018457 | 0 | 0.28549 | 0.2887 | -0.2887 | -0.28549 | 0.081502 | 0.081502 | 0.042962 | 0.2887 | 0.083348 |  |  |  | -5890 | 0 | 100000000000 | 0 | 0 | 0.20537 | 0.20537 | 0.0055054 | 0.020537 | 6e-66
[5 empty] | 1745.7393 | [6 empty] | -4.7 | 0.29378 | -0.29378 | 0.020805 | 0.00043287 | 0 | 0.29304 | 0.29378 | -0.29378 | -0.29304 | 0.085873 | 0.085873 | 0.020805 | 0.29378 | 0.086306 |  |  |  | -5888 | 0 | 100000000000 | 0 | 0 | 0.20669 | 0.20669 | 0.0056737 | 0.020669 | 6e-66
[5 empty] | 1764.1155 | [6 empty] | -4.6667 | 0.29891 | -0.29891 | -0.0022734 | 5.1685e-06 | 0 | 0.2989 | 0.29891 | -0.29891 | -0.2989 | 0.089341 | 0.089341 | -0.0022734 | 0.29891 | 0.089347 |  |  |  | -5886 | 0 | 100000000000 | 0 | 0 | 0.20802 | 0.20802 | 0.0058465 | 0.020802 | 6e-66
[5 empty] | 1782.4917 | [6 empty] | -4.6333 | 0.30409 | -0.30409 | -0.026147 | 0.00068368 | 0 | 0.30297 | 0.30409 | -0.30409 | -0.30297 | 0.091788 | 0.091788 | -0.026147 | 0.30409 | 0.092472 |  |  |  | -5884 | 0 | 100000000000 | 0 | 0 | 0.20934 | 0.20934 | 0.0060242 | 0.020934 | 6e-66
[5 empty] | 1800.8679 | [6 empty] | -4.6 | 0.30933 | -0.30933 | -0.050678 | 0.0025683 | 0 | 0.30515 | 0.30933 | -0.30933 | -0.30515 | 0.093114 | 0.093114 | -0.050678 | 0.30933 | 0.095683 |  |  |  | -5882 | 0 | 100000000000 | 0 | 0 | 0.21067 | 0.21067 | 0.0062066 | 0.021067 | 6e-66
[5 empty] | 1819.2441 | [6 empty] | -4.5667 | 0.31461 | -0.31461 | -0.07572 | 0.0057334 | 0 | 0.30536 | 0.31461 | -0.31461 | -0.30536 | 0.093247 | 0.093247 | -0.07572 | 0.31461 | 0.098981 |  |  |  | -5880 | 0 | 100000000000 | 0 | 0 | 0.21199 | 0.21199 | 0.0063941 | 0.021199 | 6e-66
[5 empty] | 1837.6203 | [6 empty] | -4.5333 | 0.31995 | -0.31995 | -0.10112 | 0.010224 | 0 | 0.30355 | 0.31995 | -0.31995 | -0.30355 | 0.092143 | 0.092143 | -0.10112 | 0.31995 | 0.10237 |  |  |  | -5878 | 0 | 100000000000 | 0 | 0 | 0.21332 | 0.21332 | 0.0065866 | 0.021332 | 6e-66
[5 empty] | 1855.9965 | [6 empty] | -4.5 | 0.32534 | -0.32534 | -0.1267 | 0.016053 | 0 | 0.29965 | 0.32534 | -0.32534 | -0.29965 | 0.08979 | 0.08979 | -0.1267 | 0.32534 | 0.10584 |  |  |  | -5876 | 0 | 100000000000 | 0 | 0 | 0.21464 | 0.21464 | 0.0067844 | 0.021464 | 6e-66
[5 empty] | 1874.3727 | [6 empty] | -4.4667 | 0.33077 | -0.33077 | -0.15231 | 0.023198 | 0 | 0.29362 | 0.33077 | -0.33077 | -0.29362 | 0.086212 | 0.086212 | -0.15231 | 0.33077 | 0.10941 |  |  |  | -5874 | 0 | 100000000000 | 0 | 0 | 0.21596 | 0.21596 | 0.0069874 | 0.021596 | 6e-66
[5 empty] | 1892.7489 | [6 empty] | -4.4333 | 0.33626 | -0.33626 | -0.17776 | 0.031599 | 0 | 0.28543 | 0.33626 | -0.33626 | -0.28543 | 0.081471 | 0.081471 | -0.17776 | 0.33626 | 0.11307 |  |  |  | -5872 | 0 | 100000000000 | 0 | 0 | 0.21729 | 0.21729 | 0.0071959 | 0.021729 | 6e-66
[5 empty] | 1911.1251 | [6 empty] | -4.4 | 0.34179 | -0.34179 | -0.20288 | 0.04116 | 0 | 0.27507 | 0.34179 | -0.34179 | -0.27507 | 0.075663 | 0.075663 | -0.20288 | 0.34179 | 0.11682 |  |  |  | -5870 | 0 | 100000000000 | 0 | 0 | 0.21861 | 0.21861 | 0.00741 | 0.021861 | 6e-66
[5 empty] | 1929.5013 | [6 empty] | -4.3667 | 0.34738 | -0.34738 | -0.22748 | 0.051746 | 0 | 0.26254 | 0.34738 | -0.34738 | -0.26254 | 0.068925 | 0.068925 | -0.22748 | 0.34738 | 0.12067 |  |  |  | -5868 | 0 | 100000000000 | 0 | 0 | 0.21994 | 0.21994 | 0.0076298 | 0.021994 | 6e-66
[5 empty] | 1947.8775 | [6 empty] | -4.3333 | 0.35301 | -0.35301 | -0.25137 | 0.063188 | 0 | 0.24785 | 0.35301 | -0.35301 | -0.24785 | 0.061428 | 0.061428 | -0.25137 | 0.35301 | 0.12462 |  |  |  | -5866 | 0 | 100000000000 | 0 | 0 | 0.22126 | 0.22126 | 0.0078554 | 0.022126 | 6e-66
[5 empty] | 1966.2537 | [6 empty] | -4.3 | 0.35869 | -0.35869 | -0.27437 | 0.075281 | 0 | 0.23103 | 0.35869 | -0.35869 | -0.23103 | 0.053376 | 0.053376 | -0.27437 | 0.35869 | 0.12866 |  |  |  | -5864 | 0 | 100000000000 | 0 | 0 | 0.22259 | 0.22259 | 0.008087 | 0.022259 | 6e-66
[5 empty] | 1984.6299 | [6 empty] | -4.2667 | 0.36441 | -0.36441 | -0.2963 | 0.087793 | 0 | 0.21214 | 0.36441 | -0.36441 | -0.21214 | 0.045004 | 0.045004 | -0.2963 | 0.36441 | 0.1328 |  |  |  | -5862 | 0 | 100000000000 | 0 | 0 | 0.22391 | 0.22391 | 0.0083247 | 0.022391 | 6e-66
[5 empty] | 2003.0061 | [6 empty] | -4.2333 | 0.37018 | -0.37018 | -0.31696 | 0.10046 | 0 | 0.19124 | 0.37018 | -0.37018 | -0.19124 | 0.036572 | 0.036572 | -0.31696 | 0.37018 | 0.13704 |  |  |  | -5860 | 0 | 100000000000 | 0 | 0 | 0.22524 | 0.22524 | 0.0085686 | 0.022524 | 6e-66
[5 empty] | 2021.3823 | [6 empty] | -4.2 | 0.376 | -0.376 | -0.33618 | 0.11302 | 0 | 0.1684 | 0.376 | -0.376 | -0.1684 | 0.028359 | 0.028359 | -0.33618 | 0.376 | 0.14138 |  |  |  | -5858 | 0 | 100000000000 | 0 | 0 | 0.22656 | 0.22656 | 0.0088189 | 0.022656 | 6e-66
[5 empty] | 2039.7586 | [6 empty] | -4.1667 | 0.38186 | -0.38186 | -0.35378 | 0.12516 | 0 | 0.14373 | 0.38186 | -0.38186 | -0.14373 | 0.020659 | 0.020659 | -0.35378 | 0.38186 | 0.14582 |  |  |  | -5856 | 0 | 100000000000 | 0 | 0 | 0.22789 | 0.22789 | 0.0090758 | 0.022789 | 6e-66
[5 empty] | 2058.1348 | [6 empty] | -4.1333 | 0.38776 | -0.38776 | -0.36958 | 0.13659 | 0 | 0.11734 | 0.38776 | -0.38776 | -0.11734 | 0.013768 | 0.013768 | -0.36958 | 0.38776 | 0.15036 |  |  |  | -5854 | 0 | 100000000000 | 0 | 0 | 0.22921 | 0.22921 | 0.0093392 | 0.022921 | 6e-66
[5 empty] | 2076.511 | [6 empty] | -4.1 | 0.39371 | -0.39371 | -0.38344 | 0.14702 | 0 | 0.089349 | 0.39371 | -0.39371 | -0.089349 | 0.0079833 | 0.0079833 | -0.38344 | 0.39371 | 0.15501 |  |  |  | -5852 | 0 | 100000000000 | 0 | 0 | 0.23054 | 0.23054 | 0.0096095 | 0.023054 | 6e-66
[5 empty] | 2094.8872 | [6 empty] | -4.0667 | 0.3997 | -0.3997 | -0.39518 | 0.15617 | 0 | 0.059908 | 0.3997 | -0.3997 | -0.059908 | 0.003589 | 0.003589 | -0.39518 | 0.3997 | 0.15976 |  |  |  | -5850 | 0 | 100000000000 | 0 | 0 | 0.23186 | 0.23186 | 0.0098868 | 0.023186 | 6e-66
[5 empty] | 2113.2634 | [6 empty] | -4.0333 | 0.40573 | -0.40573 | -0.40468 | 0.16376 | 0 | 0.029173 | 0.40573 | -0.40573 | -0.029173 | 0.00085109 | 0.00085109 | -0.40468 | 0.40573 | 0.16461 |  |  |  | -5848 | 0 | 100000000000 | 0 | 0 | 0.23319 | 0.23319 | 0.010171 | 0.023319 | 6e-66
[5 empty] | 2131.6396 | [6 empty] | -4 | 0.4118 | -0.4118 | -0.41179 | 0.16957 | 0 | -0.0026846 | 0.4118 | -0.4118 | 0.0026846 | 7.207e-06 | 7.207e-06 | -0.41179 | 0.4118 | 0.16958 |  |  |  | -5846 | 0 | 100000000000 | 0 | 0 | 0.23451 | 0.23451 | 0.010463 | 0.023451 | 6e-66
[5 empty] | 2150.0158 | [6 empty] | -3.9667 | 0.4179 | -0.4179 | -0.4164 | 0.17339 | 0 | -0.035481 | 0.4179 | -0.4179 | 0.035481 | 0.0012589 | 0.0012589 | -0.4164 | 0.4179 | 0.17464 |  |  |  | -5844 | 0 | 100000000000 | 0 | 0 | 0.23584 | 0.23584 | 0.010762 | 0.023584 | 6e-66
[5 empty] | 2168.392 | [6 empty] | -3.9333 | 0.42405 | -0.42405 | -0.4184 | 0.17506 | 0 | -0.06902 | 0.42405 | -0.42405 | 0.06902 | 0.0047637 | 0.0047637 | -0.4184 | 0.42405 | 0.17982 |  |  |  | -5842 | 0 | 100000000000 | 0 | 0 | 0.23716 | 0.23716 | 0.011068 | 0.023716 | 6e-66
[5 empty] | 2186.7682 | [6 empty] | -3.9 | 0.43024 | -0.43024 | -0.4177 | 0.17447 | 0 | -0.10309 | 0.43024 | -0.43024 | 0.10309 | 0.010628 | 0.010628 | -0.4177 | 0.43024 | 0.1851 |  |  |  | -5840 | 0 | 100000000000 | 0 | 0 | 0.23849 | 0.23849 | 0.011383 | 0.023849 | 6e-66
[5 empty] | 2205.1444 | [6 empty] | -3.8667 | 0.43646 | -0.43646 | -0.41424 | 0.17159 | 0 | -0.13749 | 0.43646 | -0.43646 | 0.13749 | 0.018902 | 0.018902 | -0.41424 | 0.43646 | 0.19049 |  |  |  | -5838 | 0 | 100000000000 | 0 | 0 | 0.23981 | 0.23981 | 0.011705 | 0.023981 | 6e-66
[5 empty] | 2223.5206 | [6 empty] | -3.8333 | 0.44271 | -0.44271 | -0.40795 | 0.16642 | 0 | -0.17197 | 0.44271 | -0.44271 | 0.17197 | 0.029574 | 0.029574 | -0.40795 | 0.44271 | 0.196 |  |  |  | -5836 | 0 | 100000000000 | 0 | 0 | 0.24114 | 0.24114 | 0.012035 | 0.024114 | 6e-66
[5 empty] | 2241.8968 | [6 empty] | -3.8 | 0.449 | -0.449 | -0.3988 | 0.15904 | 0 | -0.20632 | 0.449 | -0.449 | 0.20632 | 0.042567 | 0.042567 | -0.3988 | 0.449 | 0.2016 |  |  |  | -5834 | 0 | 100000000000 | 0 | 0 | 0.24246 | 0.24246 | 0.012374 | 0.024246 | 6e-66
[5 empty] | 2260.273 | [6 empty] | -3.7667 | 0.45533 | -0.45533 | -0.38676 | 0.14959 | 0 | -0.24029 | 0.45533 | -0.45533 | 0.24029 | 0.057738 | 0.057738 | -0.38676 | 0.45533 | 0.20732 |  |  |  | -5832 | 0 | 100000000000 | 0 | 0 | 0.24379 | 0.24379 | 0.012721 | 0.024379 | 6e-66
[5 empty] | 2278.6492 | [6 empty] | -3.7333 | 0.46168 | -0.46168 | -0.37185 | 0.13827 | 0 | -0.27364 | 0.46168 | -0.46168 | 0.27364 | 0.074878 | 0.074878 | -0.37185 | 0.46168 | 0.21315 |  |  |  | -5830 | 0 | 100000000000 | 0 | 0 | 0.24511 | 0.24511 | 0.013077 | 0.024511 | 6e-66
[5 empty] | 2297.0254 | [6 empty] | -3.7 | 0.46807 | -0.46807 | -0.35408 | 0.12538 | 0 | -0.30613 | 0.46807 | -0.46807 | 0.30613 | 0.093715 | 0.093715 | -0.35408 | 0.46807 | 0.21909 |  |  |  | -5828 | 0 | 100000000000 | 0 | 0 | 0.24644 | 0.24644 | 0.013441 | 0.024644 | 6e-66
[5 empty] | 2315.4016 | [6 empty] | -3.6667 | 0.47449 | -0.47449 | -0.3335 | 0.11122 | 0 | -0.33751 | 0.47449 | -0.47449 | 0.33751 | 0.11391 | 0.11391 | -0.3335 | 0.47449 | 0.22514 |  |  |  | -5826 | 0 | 100000000000 | 0 | 0 | 0.24776 | 0.24776 | 0.013814 | 0.024776 | 6e-66
[5 empty] | 2333.7778 | [6 empty] | -3.6333 | 0.48093 | -0.48093 | -0.31017 | 0.096206 | 0 | -0.36755 | 0.48093 | -0.48093 | 0.36755 | 0.13509 | 0.13509 | -0.31017 | 0.48093 | 0.2313 |  |  |  | -5824 | 0 | 100000000000 | 0 | 0 | 0.24909 | 0.24909 | 0.014197 | 0.024909 | 6e-66
[5 empty] | 2352.154 | [6 empty] | -3.6 | 0.48741 | -0.48741 | -0.28417 | 0.080754 | 0 | -0.39599 | 0.48741 | -0.48741 | 0.39599 | 0.15681 | 0.15681 | -0.28417 | 0.48741 | 0.23757 |  |  |  | -5822 | 0 | 100000000000 | 0 | 0 | 0.25041 | 0.25041 | 0.014589 | 0.025041 | 6e-66
[5 empty] | 2370.5302 | [6 empty] | -3.5667 | 0.49391 | -0.49391 | -0.25561 | 0.065338 | 0 | -0.42262 | 0.49391 | -0.49391 | 0.42262 | 0.17861 | 0.17861 | -0.25561 | 0.49391 | 0.24394 |  |  |  | -5820 | 0 | 100000000000 | 0 | 0 | 0.25174 | 0.25174 | 0.01499 | 0.025174 | 6e-66
[5 empty] | 2388.9064 | [6 empty] | -3.5333 | 0.50043 | -0.50043 | -0.22462 | 0.050454 | 0 | -0.44719 | 0.50043 | -0.50043 | 0.44719 | 0.19998 | 0.19998 | -0.22462 | 0.50043 | 0.25043 |  |  |  | -5818 | 0 | 100000000000 | 0 | 0 | 0.25306 | 0.25306 | 0.015401 | 0.025306 | 6e-66
[5 empty] | 2407.2826 | [6 empty] | -3.5 | 0.50698 | -0.50698 | -0.19134 | 0.03661 | 0 | -0.46949 | 0.50698 | -0.50698 | 0.46949 | 0.22042 | 0.22042 | -0.19134 | 0.50698 | 0.25703 |  |  |  | -5816 | 0 | 100000000000 | 0 | 0 | 0.25439 | 0.25439 | 0.015822 | 0.025439 | 6e-66
[5 empty] | 2425.6588 | [6 empty] | -3.4667 | 0.51355 | -0.51355 | -0.15593 | 0.024315 | 0 | -0.4893 | 0.51355 | -0.51355 | 0.4893 | 0.23942 | 0.23942 | -0.15593 | 0.51355 | 0.26373 |  |  |  | -5814 | 0 | 100000000000 | 0 | 0 | 0.25571 | 0.25571 | 0.016253 | 0.025571 | 6e-66
[5 empty] | 2444.035 | [6 empty] | -3.4333 | 0.52014 | -0.52014 | -0.11859 | 0.014064 | 0 | -0.50644 | 0.52014 | -0.52014 | 0.50644 | 0.25648 | 0.25648 | -0.11859 | 0.52014 | 0.27055 |  |  |  | -5812 | 0 | 100000000000 | 0 | 0 | 0.25704 | 0.25704 | 0.016694 | 0.025704 | 6e-66
[5 empty] | 2462.4112 | [6 empty] | -3.4 | 0.52675 | -0.52675 | -0.079518 | 0.0063231 | 0 | -0.52072 | 0.52675 | -0.52675 | 0.52072 | 0.27115 | 0.27115 | -0.079518 | 0.52675 | 0.27747 |  |  |  | -5810 | 0 | 100000000000 | 0 | 0 | 0.25836 | 0.25836 | 0.017145 | 0.025836 | 6e-66
[5 empty] | 2480.7874 | [6 empty] | -3.3667 | 0.53338 | -0.53338 | -0.03893 | 0.0015156 | 0 | -0.53196 | 0.53338 | -0.53338 | 0.53196 | 0.28298 | 0.28298 | -0.03893 | 0.53338 | 0.2845 |  |  |  | -5808 | 0 | 100000000000 | 0 | 0 | 0.25969 | 0.25969 | 0.017608 | 0.025969 | 6e-66
[5 empty] | 2499.1636 | [6 empty] | -3.3333 | 0.54003 | -0.54003 | 0.0029338 | 8.6073e-06 | 0 | -0.54002 | 0.54003 | -0.54003 | 0.54002 | 0.29162 | 0.29162 | 0.0029338 | 0.54003 | 0.29163 |  |  |  | -5806 | 0 | 100000000000 | 0 | 0 | 0.26101 | 0.26101 | 0.018081 | 0.026101 | 6e-66
[5 empty] | 2517.5398 | [6 empty] | -3.3 | 0.54669 | -0.54669 | 0.045824 | 0.0020998 | 0 | -0.54477 | 0.54669 | -0.54669 | 0.54477 | 0.29677 | 0.29677 | 0.045824 | 0.54669 | 0.29887 |  |  |  | -5804 | 0 | 100000000000 | 0 | 0 | 0.26234 | 0.26234 | 0.018565 | 0.026234 | 6e-66
[5 empty] | 2535.916 | [6 empty] | -3.2667 | 0.55337 | -0.55337 | 0.089474 | 0.0080057 | 0 | -0.54609 | 0.55337 | -0.55337 | 0.54609 | 0.29821 | 0.29821 | 0.089474 | 0.55337 | 0.30622 |  |  |  | -5802 | 0 | 100000000000 | 0 | 0 | 0.26366 | 0.26366 | 0.019061 | 0.026366 | 6e-66
[5 empty] | 2554.2922 | [6 empty] | -3.2333 | 0.56006 | -0.56006 | 0.13361 | 0.017852 | 0 | -0.54389 | 0.56006 | -0.56006 | 0.54389 | 0.29581 | 0.29581 | 0.13361 | 0.56006 | 0.31366 |  |  |  | -5800 | 0 | 100000000000 | 0 | 0 | 0.26499 | 0.26499 | 0.019568 | 0.026499 | 6e-66
[5 empty] | 2572.6684 | [6 empty] | -3.2 | 0.56676 | -0.56676 | 0.17795 | 0.031665 | 0 | -0.5381 | 0.56676 | -0.56676 | 0.5381 | 0.28955 | 0.28955 | 0.17795 | 0.56676 | 0.32121 |  |  |  | -5798 | 0 | 100000000000 | 0 | 0 | 0.26631 | 0.26631 | 0.020087 | 0.026631 | 6e-66
[5 empty] | 2591.0446 | [6 empty] | -3.1667 | 0.57347 | -0.57347 | 0.22219 | 0.049367 | 0 | -0.52867 | 0.57347 | -0.57347 | 0.52867 | 0.2795 | 0.2795 | 0.22219 | 0.57347 | 0.32886 |  |  |  | -5796 | 0 | 100000000000 | 0 | 0 | 0.26764 | 0.26764 | 0.020618 | 0.026764 | 6e-66
[5 empty] | 2609.4208 | [6 empty] | -3.1333 | 0.58018 | -0.58018 | 0.26603 | 0.070774 | 0 | -0.51559 | 0.58018 | -0.58018 | 0.51559 | 0.26584 | 0.26584 | 0.26603 | 0.58018 | 0.33661 |  |  |  | -5794 | 0 | 100000000000 | 0 | 0 | 0.26896 | 0.26896 | 0.021161 | 0.026896 | 6e-66
[5 empty] | 2627.7971 | [6 empty] | -3.1 | 0.58691 | -0.58691 | 0.30918 | 0.095593 | 0 | -0.49886 | 0.58691 | -0.58691 | 0.49886 | 0.24886 | 0.24886 | 0.30918 | 0.58691 | 0.34446 |  |  |  | -5792 | 0 | 100000000000 | 0 | 0 | 0.27029 | 0.27029 | 0.021716 | 0.027029 | 6e-66
[5 empty] | 2646.1733 | [6 empty] | -3.0667 | 0.59363 | -0.59363 | 0.35133 | 0.12343 | 0 | -0.47851 | 0.59363 | -0.59363 | 0.47851 | 0.22897 | 0.22897 | 0.35133 | 0.59363 | 0.3524 |  |  |  | -5790 | 0 | 100000000000 | 0 | 0 | 0.27161 | 0.27161 | 0.022284 | 0.027161 | 6e-66
[5 empty] | 2664.5495 | [6 empty] | -3.0333 | 0.60036 | -0.60036 | 0.39216 | 0.15379 | 0 | -0.45459 | 0.60036 | -0.60036 | 0.45459 | 0.20665 | 0.20665 | 0.39216 | 0.60036 | 0.36044 |  |  |  | -5788 | 0 | 100000000000 | 0 | 0 | 0.27294 | 0.27294 | 0.022865 | 0.027294 | 6e-66
[5 empty] | 2682.9257 | [6 empty] | -3 | 0.6071 | -0.6071 | 0.43138 | 0.18609 | 0 | -0.42718 | 0.6071 | -0.6071 | 0.42718 | 0.18248 | 0.18248 | 0.43138 | 0.6071 | 0.36857 |  |  |  | -5786 | 0 | 100000000000 | 0 | 0 | 0.27426 | 0.27426 | 0.023459 | 0.027426 | 6e-66
[5 empty] | 2701.3019 | [6 empty] | -2.9667 | 0.61383 | -0.61383 | 0.46868 | 0.21966 | 0 | -0.39639 | 0.61383 | -0.61383 | 0.39639 | 0.15712 | 0.15712 | 0.46868 | 0.61383 | 0.37679 |  |  |  | -5784 | 0 | 100000000000 | 0 | 0 | 0.27559 | 0.27559 | 0.024067 | 0.027559 | 6e-66
[5 empty] | 2719.6781 | [6 empty] | -2.9333 | 0.62056 | -0.62056 | 0.50378 | 0.2538 | 0 | -0.36235 | 0.62056 | -0.62056 | 0.36235 | 0.1313 | 0.1313 | 0.50378 | 0.62056 | 0.3851 |  |  |  | -5782 | 0 | 100000000000 | 0 | 0 | 0.27691 | 0.27691 | 0.024688 | 0.027691 | 6e-66
[5 empty] | 2738.0543 | [6 empty] | -2.9 | 0.62729 | -0.62729 | 0.53639 | 0.28772 | 0 | -0.32523 | 0.62729 | -0.62729 | 0.32523 | 0.10577 | 0.10577 | 0.53639 | 0.62729 | 0.39349 |  |  |  | -5780 | 0 | 100000000000 | 0 | 0 | 0.27824 | 0.27824 | 0.025322 | 0.027824 | 6e-66
[5 empty] | 2756.4305 | [6 empty] | -2.8667 | 0.63401 | -0.63401 | 0.56625 | 0.32063 | 0 | -0.28519 | 0.63401 | -0.63401 | 0.28519 | 0.081335 | 0.081335 | 0.56625 | 0.63401 | 0.40197 |  |  |  | -5778 | 0 | 100000000000 | 0 | 0 | 0.27956 | 0.27956 | 0.025971 | 0.027956 | 6e-66
[5 empty] | 2774.8067 | [6 empty] | -2.8333 | 0.64073 | -0.64073 | 0.59308 | 0.35174 | 0 | -0.24246 | 0.64073 | -0.64073 | 0.24246 | 0.058786 | 0.058786 | 0.59308 | 0.64073 | 0.41053 |  |  |  | -5776 | 0 | 100000000000 | 0 | 0 | 0.28089 | 0.28089 | 0.026634 | 0.028089 | 6e-66
[5 empty] | 2793.1829 | [6 empty] | -2.8 | 0.64743 | -0.64743 | 0.61665 | 0.38026 | 0 | -0.19726 | 0.64743 | -0.64743 | 0.19726 | 0.03891 | 0.03891 | 0.61665 | 0.64743 | 0.41917 |  |  |  | -5774 | 0 | 100000000000 | 0 | 0 | 0.28221 | 0.28221 | 0.027312 | 0.028221 | 6e-66
[5 empty] | 2811.5591 | [6 empty] | -2.7667 | 0.65413 | -0.65413 | 0.63674 | 0.40543 | 0 | -0.14983 | 0.65413 | -0.65413 | 0.14983 | 0.02245 | 0.02245 | 0.63674 | 0.65413 | 0.42788 |  |  |  | -5772 | 0 | 100000000000 | 0 | 0 | 0.28354 | 0.28354 | 0.028004 | 0.028354 | 6e-66
[5 empty] | 2829.9353 | [6 empty] | -2.7333 | 0.66081 | -0.66081 | 0.65313 | 0.42658 | 0 | -0.10047 | 0.66081 | -0.66081 | 0.10047 | 0.010093 | 0.010093 | 0.65313 | 0.66081 | 0.43667 |  |  |  | -5770 | 0 | 100000000000 | 0 | 0 | 0.28486 | 0.28486 | 0.028712 | 0.028486 | 6e-66
[5 empty] | 2848.3115 | [6 empty] | -2.7 | 0.66748 | -0.66748 | 0.66565 | 0.44309 | 0 | -0.049441 | 0.66748 | -0.66748 | 0.049441 | 0.0024444 | 0.0024444 | 0.66565 | 0.66748 | 0.44553 |  |  |  | -5768 | 0 | 100000000000 | 0 | 0 | 0.28619 | 0.28619 | 0.029435 | 0.028619 | 6e-66
[5 empty] | 2866.6877 | [6 empty] | -2.6667 | 0.67414 | -0.67414 | 0.67413 | 0.45445 | 0 | 0.0029299 | 0.67414 | -0.67414 | -0.0029299 | 8.5844e-06 | 8.5844e-06 | 0.67413 | 0.67414 | 0.45446 |  |  |  | -5766 | 0 | 100000000000 | 0 | 0 | 0.28751 | 0.28751 | 0.030173 | 0.028751 | 6e-66
[5 empty] | 2885.0639 | [6 empty] | -2.6333 | 0.68077 | -0.68077 | 0.67844 | 0.46028 | 0 | 0.056325 | 0.68077 | -0.68077 | -0.056325 | 0.0031725 | 0.0031725 | 0.67844 | 0.68077 | 0.46345 |  |  |  | -5764 | 0 | 100000000000 | 0 | 0 | 0.28884 | 0.28884 | 0.030927 | 0.028884 | 6e-66
[5 empty] | 2903.4401 | [6 empty] | -2.6 | 0.68739 | -0.68739 | 0.67846 | 0.46031 | 0 | 0.11041 | 0.68739 | -0.68739 | -0.11041 | 0.01219 | 0.01219 | 0.67846 | 0.68739 | 0.4725 |  |  |  | -5762 | 0 | 100000000000 | 0 | 0 | 0.29016 | 0.29016 | 0.031697 | 0.029016 | 6e-66
[5 empty] | 2921.8163 | [6 empty] | -2.5667 | 0.69399 | -0.69399 | 0.67413 | 0.45445 | 0 | 0.16483 | 0.69399 | -0.69399 | -0.16483 | 0.027169 | 0.027169 | 0.67413 | 0.69399 | 0.48162 |  |  |  | -5760 | 0 | 100000000000 | 0 | 0 | 0.29149 | 0.29149 | 0.032484 | 0.029149 | 6e-66
[5 empty] | 2940.1925 | [6 empty] | -2.5333 | 0.70056 | -0.70056 | 0.66537 | 0.44272 | 0 | 0.21923 | 0.70056 | -0.70056 | -0.21923 | 0.048063 | 0.048063 | 0.66537 | 0.70056 | 0.49078 |  |  |  | -5758 | 0 | 100000000000 | 0 | 0 | 0.29281 | 0.29281 | 0.033287 | 0.029281 | 6e-66
[5 empty] | 2958.5687 | [6 empty] | -2.5 | 0.70711 | -0.70711 | 0.65217 | 0.42533 | 0 | 0.27326 | 0.70711 | -0.70711 | -0.27326 | 0.07467 | 0.07467 | 0.65217 | 0.70711 | 0.5 |  |  |  | -5756 | 0 | 100000000000 | 0 | 0 | 0.29414 | 0.29414 | 0.034107 | 0.029414 | 6e-66
[5 empty] | 2976.9449 | [6 empty] | -2.4667 | 0.71363 | -0.71363 | 0.63454 | 0.40264 | 0 | 0.32653 | 0.71363 | -0.71363 | -0.32653 | 0.10662 | 0.10662 | 0.63454 | 0.71363 | 0.50927 |  |  |  | -5754 | 0 | 100000000000 | 0 | 0 | 0.29546 | 0.29546 | 0.034945 | 0.029546 | 6e-66
[5 empty] | 2995.3211 | [6 empty] | -2.4333 | 0.72012 | -0.72012 | 0.61251 | 0.37516 | 0 | 0.37869 | 0.72012 | -0.72012 | -0.37869 | 0.14341 | 0.14341 | 0.61251 | 0.72012 | 0.51857 |  |  |  | -5752 | 0 | 100000000000 | 0 | 0 | 0.29679 | 0.29679 | 0.035799 | 0.029679 | 6e-66
[5 empty] | 3013.6973 | [6 empty] | -2.4 | 0.72658 | -0.72658 | 0.58614 | 0.34356 | 0 | 0.42937 | 0.72658 | -0.72658 | -0.42937 | 0.18436 | 0.18436 | 0.58614 | 0.72658 | 0.52792 |  |  |  | -5750 | 0 | 100000000000 | 0 | 0 | 0.29811 | 0.29811 | 0.036672 | 0.029811 | 6e-66
[5 empty] | 3032.0735 | [6 empty] | -2.3667 | 0.73301 | -0.73301 | 0.55555 | 0.30863 | 0 | 0.4782 | 0.73301 | -0.73301 | -0.4782 | 0.22868 | 0.22868 | 0.55555 | 0.73301 | 0.53731 |  |  |  | -5748 | 0 | 100000000000 | 0 | 0 | 0.29944 | 0.29944 | 0.037562 | 0.029944 | 6e-66
[5 empty] | 3050.4497 | [6 empty] | -2.3333 | 0.73941 | -0.73941 | 0.52085 | 0.27128 | 0 | 0.52483 | 0.73941 | -0.73941 | -0.52483 | 0.27544 | 0.27544 | 0.52085 | 0.73941 | 0.54673 |  |  |  | -5746 | 0 | 100000000000 | 0 | 0 | 0.30076 | 0.30076 | 0.038471 | 0.030076 | 6e-66
[5 empty] | 3068.8259 | [6 empty] | -2.3 | 0.74577 | -0.74577 | 0.48221 | 0.23253 | 0 | 0.5689 | 0.74577 | -0.74577 | -0.5689 | 0.32365 | 0.32365 | 0.48221 | 0.74577 | 0.55617 |  |  |  | -5744 | 0 | 100000000000 | 0 | 0 | 0.30209 | 0.30209 | 0.039398 | 0.030209 | 6e-66
[5 empty] | 3087.2021 | [6 empty] | -2.2667 | 0.75209 | -0.75209 | 0.43982 | 0.19344 | 0 | 0.61008 | 0.75209 | -0.75209 | -0.61008 | 0.3722 | 0.3722 | 0.43982 | 0.75209 | 0.56564 |  |  |  | -5742 | 0 | 100000000000 | 0 | 0 | 0.30341 | 0.30341 | 0.040344 | 0.030341 | 6e-66
[5 empty] | 3105.5783 | [6 empty] | -2.2333 | 0.75837 | -0.75837 | 0.39389 | 0.15515 | 0 | 0.64806 | 0.75837 | -0.75837 | -0.64806 | 0.41998 | 0.41998 | 0.39389 | 0.75837 | 0.57513 |  |  |  | -5740 | 0 | 100000000000 | 0 | 0 | 0.30474 | 0.30474 | 0.041309 | 0.030474 | 6e-66
[5 empty] | 3123.9545 | [6 empty] | -2.2 | 0.76461 | -0.76461 | 0.34468 | 0.11881 | 0 | 0.68251 | 0.76461 | -0.76461 | -0.68251 | 0.46583 | 0.46583 | 0.34468 | 0.76461 | 0.58463 |  |  |  | -5738 | 0 | 100000000000 | 0 | 0 | 0.30606 | 0.30606 | 0.042293 | 0.030606 | 6e-66
[5 empty] | 3142.3307 | [6 empty] | -2.1667 | 0.77081 | -0.77081 | 0.29246 | 0.085532 | 0 | 0.71317 | 0.77081 | -0.77081 | -0.71317 | 0.50861 | 0.50861 | 0.29246 | 0.77081 | 0.59415 |  |  |  | -5736 | 0 | 100000000000 | 0 | 0 | 0.30739 | 0.30739 | 0.043297 | 0.030739 | 6e-66
[5 empty] | 3160.7069 | [6 empty] | -2.1333 | 0.77696 | -0.77696 | 0.23752 | 0.056417 | 0 | 0.73976 | 0.77696 | -0.77696 | -0.73976 | 0.54725 | 0.54725 | 0.23752 | 0.77696 | 0.60367 |  |  |  | -5734 | 0 | 100000000000 | 0 | 0 | 0.30871 | 0.30871 | 0.044321 | 0.030871 | 6e-66
[5 empty] | 3179.0831 | [6 empty] | -2.1 | 0.78306 | -0.78306 | 0.1802 | 0.03247 | 0 | 0.76205 | 0.78306 | -0.78306 | -0.76205 | 0.58072 | 0.58072 | 0.1802 | 0.78306 | 0.61319 |  |  |  | -5732 | 0 | 100000000000 | 0 | 0 | 0.31004 | 0.31004 | 0.045366 | 0.031004 | 6e-66
[5 empty] | 3197.4594 | [6 empty] | -2.0667 | 0.78912 | -0.78912 | 0.12082 | 0.014597 | 0 | 0.77981 | 0.78912 | -0.78912 | -0.77981 | 0.60811 | 0.60811 | 0.12082 | 0.78912 | 0.62271 |  |  |  | -5730 | 0 | 100000000000 | 0 | 0 | 0.31136 | 0.31136 | 0.046431 | 0.031136 | 6e-66
[5 empty] | 3215.8356 | [6 empty] | -2.0333 | 0.79512 | -0.79512 | 0.059757 | 0.0035709 | 0 | 0.79287 | 0.79512 | -0.79512 | -0.79287 | 0.62864 | 0.62864 | 0.059757 | 0.79512 | 0.63222 |  |  |  | -5728 | 0 | 100000000000 | 0 | 0 | 0.31269 | 0.31269 | 0.047516 | 0.031269 | 6e-66
[5 empty] | 3234.2118 | [6 empty] | -2 | 0.80107 | -0.80107 | -0.0026112 | 6.8183e-06 | 0 | 0.80107 | 0.80107 | -0.80107 | -0.80107 | 0.64171 | 0.64171 | -0.0026112 | 0.80107 | 0.64171 |  |  |  | -5726 | 0 | 100000000000 | 0 | 0 | 0.31401 | 0.31401 | 0.048623 | 0.031401 | 6e-66
[5 empty] | 3252.588 | [6 empty] | -1.9667 | 0.80696 | -0.80696 | -0.065892 | 0.0043418 | 0 | 0.80427 | 0.80696 | -0.80696 | -0.80427 | 0.64685 | 0.64685 | -0.065892 | 0.80696 | 0.65119 |  |  |  | -5724 | 0 | 100000000000 | 0 | 0 | 0.31534 | 0.31534 | 0.049751 | 0.031534 | 6e-66
[5 empty] | 3270.9642 | [6 empty] | -1.9333 | 0.8128 | -0.8128 | -0.12968 | 0.016817 | 0 | 0.80239 | 0.8128 | -0.8128 | -0.80239 | 0.64383 | 0.64383 | -0.12968 | 0.8128 | 0.66065 |  |  |  | -5722 | 0 | 100000000000 | 0 | 0 | 0.31666 | 0.31666 | 0.050902 | 0.031666 | 6e-66
[5 empty] | 3289.3404 | [6 empty] | -1.9 | 0.81858 | -0.81858 | -0.19356 | 0.037465 | 0 | 0.79537 | 0.81858 | -0.81858 | -0.79537 | 0.63261 | 0.63261 | -0.19356 | 0.81858 | 0.67008 |  |  |  | -5720 | 0 | 100000000000 | 0 | 0 | 0.31799 | 0.31799 | 0.052074 | 0.031799 | 6e-66
[5 empty] | 3307.7166 | [6 empty] | -1.8667 | 0.8243 | -0.8243 | -0.25711 | 0.066104 | 0 | 0.78318 | 0.8243 | -0.8243 | -0.78318 | 0.61337 | 0.61337 | -0.25711 | 0.8243 | 0.67947 |  |  |  | -5718 | 0 | 100000000000 | 0 | 0 | 0.31931 | 0.31931 | 0.053268 | 0.031931 | 6e-66
[5 empty] | 3326.0928 | [6 empty] | -1.8333 | 0.82996 | -0.82996 | -0.3199 | 0.10234 | 0 | 0.76583 | 0.82996 | -0.82996 | -0.76583 | 0.58649 | 0.58649 | -0.3199 | 0.82996 | 0.68883 |  |  |  | -5716 | 0 | 100000000000 | 0 | 0 | 0.32064 | 0.32064 | 0.054485 | 0.032064 | 6e-66
[5 empty] | 3344.469 | [6 empty] | -1.8 | 0.83555 | -0.83555 | -0.38151 | 0.14555 | 0 | 0.74337 | 0.83555 | -0.83555 | -0.74337 | 0.55259 | 0.55259 | -0.38151 | 0.83555 | 0.69815 |  |  |  | -5714 | 0 | 100000000000 | 0 | 0 | 0.32196 | 0.32196 | 0.055725 | 0.032196 | 6e-66
[5 empty] | 3362.8452 | [6 empty] | -1.7667 | 0.84108 | -0.84108 | -0.44152 | 0.19494 | 0 | 0.71587 | 0.84108 | -0.84108 | -0.71587 | 0.51247 | 0.51247 | -0.44152 | 0.84108 | 0.70741 |  |  |  | -5712 | 0 | 100000000000 | 0 | 0 | 0.32328 | 0.32328 | 0.056988 | 0.032328 | 6e-66
[5 empty] | 3381.2214 | [6 empty] | -1.7333 | 0.84654 | -0.84654 | -0.49951 | 0.24951 | 0 | 0.68345 | 0.84654 | -0.84654 | -0.68345 | 0.46711 | 0.46711 | -0.49951 | 0.84654 | 0.71662 |  |  |  | -5710 | 0 | 100000000000 | 0 | 0 | 0.32461 | 0.32461 | 0.058275 | 0.032461 | 6e-66
[5 empty] | 3399.5976 | [6 empty] | -1.7 | 0.85193 | -0.85193 | -0.55507 | 0.30811 | 0 | 0.64627 | 0.85193 | -0.85193 | -0.64627 | 0.41767 | 0.41767 | -0.55507 | 0.85193 | 0.72578 |  |  |  | -5708 | 0 | 100000000000 | 0 | 0 | 0.32593 | 0.32593 | 0.059586 | 0.032593 | 6e-66
[5 empty] | 3417.9738 | [6 empty] | -1.6667 | 0.85724 | -0.85724 | -0.60781 | 0.36943 | 0 | 0.60451 | 0.85724 | -0.85724 | -0.60451 | 0.36544 | 0.36544 | -0.60781 | 0.85724 | 0.73487 |  |  |  | -5706 | 0 | 100000000000 | 0 | 0 | 0.32726 | 0.32726 | 0.060921 | 0.032726 | 6e-66
[5 empty] | 3436.35 | [6 empty] | -1.6333 | 0.86249 | -0.86249 | -0.65733 | 0.43208 | 0 | 0.55839 | 0.86249 | -0.86249 | -0.55839 | 0.3118 | 0.3118 | -0.65733 | 0.86249 | 0.74389 |  |  |  | -5704 | 0 | 100000000000 | 0 | 0 | 0.32858 | 0.32858 | 0.06228 | 0.032858 | 6e-66
[5 empty] | 3454.7262 | [6 empty] | -1.6 | 0.86766 | -0.86766 | -0.70328 | 0.4946 | 0 | 0.50816 | 0.86766 | -0.86766 | -0.50816 | 0.25823 | 0.25823 | -0.70328 | 0.86766 | 0.75283 |  |  |  | -5702 | 0 | 100000000000 | 0 | 0 | 0.32991 | 0.32991 | 0.063664 | 0.032991 | 6e-66
[5 empty] | 3473.1024 | [6 empty] | -1.5667 | 0.87275 | -0.87275 | -0.74531 | 0.55548 | 0 | 0.45411 | 0.87275 | -0.87275 | -0.45411 | 0.20622 | 0.20622 | -0.74531 | 0.87275 | 0.7617 |  |  |  | -5700 | 0 | 100000000000 | 0 | 0 | 0.33123 | 0.33123 | 0.065073 | 0.033123 | 6e-66
[5 empty] | 3491.4786 | [6 empty] | -1.5333 | 0.87777 | -0.87777 | -0.78309 | 0.61323 | 0 | 0.39654 | 0.87777 | -0.87777 | -0.39654 | 0.15725 | 0.15725 | -0.78309 | 0.87777 | 0.77048 |  |  |  | -5698 | 0 | 100000000000 | 0 | 0 | 0.33256 | 0.33256 | 0.066507 | 0.033256 | 6e-66
[5 empty] | 3509.8548 | [6 empty] | -1.5 | 0.8827 | -0.8827 | -0.81633 | 0.6664 | 0 | 0.3358 | 0.8827 | -0.8827 | -0.3358 | 0.11276 | 0.11276 | -0.81633 | 0.8827 | 0.77916 |  |  |  | -5696 | 0 | 100000000000 | 0 | 0 | 0.33388 | 0.33388 | 0.067968 | 0.033388 | 6e-66
[5 empty] | 3528.231 | [6 empty] | -1.4667 | 0.88756 | -0.88756 | -0.84477 | 0.71364 | 0 | 0.27225 | 0.88756 | -0.88756 | -0.27225 | 0.074121 | 0.074121 | -0.84477 | 0.88756 | 0.78776 |  |  |  | -5694 | 0 | 100000000000 | 0 | 0 | 0.33521 | 0.33521 | 0.069454 | 0.033521 | 6e-66
[5 empty] | 3546.6072 | [6 empty] | -1.4333 | 0.89233 | -0.89233 | -0.86816 | 0.7537 | 0 | 0.20628 | 0.89233 | -0.89233 | -0.20628 | 0.042552 | 0.042552 | -0.86816 | 0.89233 | 0.79625 |  |  |  | -5692 | 0 | 100000000000 | 0 | 0 | 0.33653 | 0.33653 | 0.070966 | 0.033653 | 6e-66
[5 empty] | 3564.9834 | [6 empty] | -1.4 | 0.89701 | -0.89701 | -0.88629 | 0.7855 | 0 | 0.1383 | 0.89701 | -0.89701 | -0.1383 | 0.019127 | 0.019127 | -0.88629 | 0.89701 | 0.80463 |  |  |  | -5690 | 0 | 100000000000 | 0 | 0 | 0.33786 | 0.33786 | 0.072505 | 0.033786 | 6e-66
[5 empty] | 3583.3596 | [6 empty] | -1.3667 | 0.90161 | -0.90161 | -0.89899 | 0.80818 | 0 | 0.068737 | 0.90161 | -0.90161 | -0.068737 | 0.0047248 | 0.0047248 | -0.89899 | 0.90161 | 0.8129 |  |  |  | -5688 | 0 | 100000000000 | 0 | 0 | 0.33918 | 0.33918 | 0.074071 | 0.033918 | 6e-66
[5 empty] | 3601.7358 | [6 empty] | -1.3333 | 0.90612 | -0.90612 | -0.90612 | 0.82105 | 0 | -0.0019691 | 0.90612 | -0.90612 | 0.0019691 | 3.8773e-06 | 3.8773e-06 | -0.90612 | 0.90612 | 0.82106 |  |  |  | -5686 | 0 | 100000000000 | 0 | 0 | 0.34051 | 0.34051 | 0.075664 | 0.034051 | 6e-66
[5 empty] | 3620.112 | [6 empty] | -1.3 | 0.91054 | -0.91054 | -0.90758 | 0.82371 | 0 | -0.073364 | 0.91054 | -0.91054 | 0.073364 | 0.0053822 | 0.0053822 | -0.90758 | 0.91054 | 0.82909 |  |  |  | -5684 | 0 | 100000000000 | 0 | 0 | 0.34183 | 0.34183 | 0.077285 | 0.034183 | 6e-66
[5 empty] | 3638.4882 | [6 empty] | -1.2667 | 0.91487 | -0.91487 | -0.90331 | 0.81597 | 0 | -0.14498 | 0.91487 | -0.91487 | 0.14498 | 0.02102 | 0.02102 | -0.90331 | 0.91487 | 0.83699 |  |  |  | -5682 | 0 | 100000000000 | 0 | 0 | 0.34316 | 0.34316 | 0.078934 | 0.034316 | 6e-66
[5 empty] | 3656.8644 | [6 empty] | -1.2333 | 0.91911 | -0.91911 | -0.89328 | 0.79795 | 0 | -0.21636 | 0.91911 | -0.91911 | 0.21636 | 0.046811 | 0.046811 | -0.89328 | 0.91911 | 0.84477 |  |  |  | -5680 | 0 | 100000000000 | 0 | 0 | 0.34448 | 0.34448 | 0.08061 | 0.034448 | 6e-66
[5 empty] | 3675.2406 | [6 empty] | -1.2 | 0.92325 | -0.92325 | -0.87751 | 0.77002 | 0 | -0.28702 | 0.92325 | -0.92325 | 0.28702 | 0.082379 | 0.082379 | -0.87751 | 0.92325 | 0.8524 |  |  |  | -5678 | 0 | 100000000000 | 0 | 0 | 0.34581 | 0.34581 | 0.082315 | 0.034581 | 6e-66
[5 empty] | 3693.6168 | [6 empty] | -1.1667 | 0.9273 | -0.9273 | -0.85604 | 0.7328 | 0 | -0.35649 | 0.9273 | -0.9273 | 0.35649 | 0.12709 | 0.12709 | -0.85604 | 0.9273 | 0.85989 |  |  |  | -5676 | 0 | 100000000000 | 0 | 0 | 0.34713 | 0.34713 | 0.084049 | 0.034713 | 6e-66
[5 empty] | 3711.993 | [6 empty] | -1.1333 | 0.93125 | -0.93125 | -0.82897 | 0.68719 | 0 | -0.42431 | 0.93125 | -0.93125 | 0.42431 | 0.18004 | 0.18004 | -0.82897 | 0.93125 | 0.86723 |  |  |  | -5674 | 0 | 100000000000 | 0 | 0 | 0.34846 | 0.34846 | 0.085812 | 0.034846 | 6e-66
[5 empty] | 3730.3692 | [6 empty] | -1.1 | 0.9351 | -0.9351 | -0.79643 | 0.6343 | 0 | -0.49002 | 0.9351 | -0.9351 | 0.49002 | 0.24012 | 0.24012 | -0.79643 | 0.9351 | 0.87442 |  |  |  | -5672 | 0 | 100000000000 | 0 | 0 | 0.34978 | 0.34978 | 0.087604 | 0.034978 | 6e-66
[5 empty] | 3748.7454 | [6 empty] | -1.0667 | 0.93886 | -0.93886 | -0.75859 | 0.57546 | 0 | -0.55317 | 0.93886 | -0.93886 | 0.55317 | 0.30599 | 0.30599 | -0.75859 | 0.93886 | 0.88145 |  |  |  | -5670 | 0 | 100000000000 | 0 | 0 | 0.35111 | 0.35111 | 0.089426 | 0.035111 | 6e-66
[5 empty] | 3767.1216 | [6 empty] | -1.0333 | 0.94251 | -0.94251 | -0.71566 | 0.51217 | 0 | -0.61332 | 0.94251 | -0.94251 | 0.61332 | 0.37616 | 0.37616 | -0.71566 | 0.94251 | 0.88832 |  |  |  | -5668 | 0 | 100000000000 | 0 | 0 | 0.35243 | 0.35243 | 0.091277 | 0.035243 | 6e-66
[5 empty] | 3785.4979 | [6 empty] | -1 | 0.94606 | -0.94606 | -0.66787 | 0.44605 | 0 | -0.67005 | 0.94606 | -0.94606 | 0.67005 | 0.44897 | 0.44897 | -0.66787 | 0.94606 | 0.89503 |  |  |  | -5666 | 0 | 100000000000 | 0 | 0 | 0.35376 | 0.35376 | 0.093159 | 0.035376 | 6e-66
[5 empty] | 3803.8741 | [6 empty] | -0.96667 | 0.9495 | -0.9495 | -0.61551 | 0.37886 | 0 | -0.72298 | 0.9495 | -0.9495 | 0.72298 | 0.5227 | 0.5227 | -0.61551 | 0.9495 | 0.90156 |  |  |  | -5664 | 0 | 100000000000 | 0 | 0 | 0.35508 | 0.35508 | 0.095071 | 0.035508 | 6e-66
[5 empty] | 3822.2503 | [6 empty] | -0.93333 | 0.95284 | -0.95284 | -0.55889 | 0.31236 | 0 | -0.77172 | 0.95284 | -0.95284 | 0.77172 | 0.59555 | 0.59555 | -0.55889 | 0.95284 | 0.90791 |  |  |  | -5662 | 0 | 100000000000 | 0 | 0 | 0.35641 | 0.35641 | 0.097014 | 0.035641 | 6e-66
[5 empty] | 3840.6265 | [6 empty] | -0.9 | 0.95608 | -0.95608 | -0.49835 | 0.24836 | 0 | -0.81592 | 0.95608 | -0.95608 | 0.81592 | 0.66573 | 0.66573 | -0.49835 | 0.95608 | 0.91408 |  |  |  | -5660 | 0 | 100000000000 | 0 | 0 | 0.35773 | 0.35773 | 0.098989 | 0.035773 | 6e-66
[5 empty] | 3859.0027 | [6 empty] | -0.86667 | 0.95921 | -0.95921 | -0.43426 | 0.18858 | 0 | -0.85527 | 0.95921 | -0.95921 | 0.85527 | 0.73149 | 0.73149 | -0.43426 | 0.95921 | 0.92007 |  |  |  | -5658 | 0 | 100000000000 | 0 | 0 | 0.35906 | 0.35906 | 0.10099 | 0.035906 | 6e-66
[5 empty] | 3877.3789 | [6 empty] | -0.83333 | 0.96222 | -0.96222 | -0.36702 | 0.1347 | 0 | -0.88948 | 0.96222 | -0.96222 | 0.88948 | 0.79117 | 0.79117 | -0.36702 | 0.96222 | 0.92587 |  |  |  | -5656 | 0 | 100000000000 | 0 | 0 | 0.36038 | 0.36038 | 0.10303 | 0.036038 | 6e-66
[5 empty] | 3895.7551 | [6 empty] | -0.8 | 0.96513 | -0.96513 | -0.29705 | 0.088236 | 0 | -0.91828 | 0.96513 | -0.96513 | 0.91828 | 0.84325 | 0.84325 | -0.29705 | 0.96513 | 0.93148 |  |  |  | -5654 | 0 | 100000000000 | 0 | 0 | 0.36171 | 0.36171 | 0.1051 | 0.036171 | 6e-66
[5 empty] | 3914.1313 | [6 empty] | -0.76667 | 0.96793 | -0.96793 | -0.22478 | 0.050527 | 0 | -0.94147 | 0.96793 | -0.96793 | 0.94147 | 0.88637 | 0.88637 | -0.22478 | 0.96793 | 0.93689 |  |  |  | -5652 | 0 | 100000000000 | 0 | 0 | 0.36303 | 0.36303 | 0.1072 | 0.036303 | 6e-66
[5 empty] | 3932.5075 | [6 empty] | -0.73333 | 0.97062 | -0.97062 | -0.15069 | 0.022708 | 0 | -0.95885 | 0.97062 | -0.97062 | 0.95885 | 0.91939 | 0.91939 | -0.15069 | 0.97062 | 0.9421 |  |  |  | -5650 | 0 | 100000000000 | 0 | 0 | 0.36436 | 0.36436 | 0.10934 | 0.036436 | 6e-66
[5 empty] | 3950.8837 | [6 empty] | -0.7 | 0.97319 | -0.97319 | -0.075249 | 0.0056624 | 0 | -0.97028 | 0.97319 | -0.97319 | 0.97028 | 0.94145 | 0.94145 | -0.075249 | 0.97319 | 0.94711 |  |  |  | -5648 | 0 | 100000000000 | 0 | 0 | 0.36568 | 0.36568 | 0.1115 | 0.036568 | 6e-66
[5 empty] | 3969.2599 | [6 empty] | -0.66667 | 0.97566 | -0.97566 | 0.0010601 | 1.1238e-06 | 0 | -0.97566 | 0.97566 | -0.97566 | 0.97566 | 0.9519 | 0.9519 | 0.0010601 | 0.97566 | 0.9519 |  |  |  | -5646 | 0 | 100000000000 | 0 | 0 | 0.36701 | 0.36701 | 0.1137 | 0.036701 | 6e-66
[5 empty] | 3987.6361 | [6 empty] | -0.63333 | 0.978 | -0.978 | 0.07774 | 0.0060434 | 0 | -0.97491 | 0.978 | -0.978 | 0.97491 | 0.95045 | 0.95045 | 0.07774 | 0.978 | 0.95649 |  |  |  | -5644 | 0 | 100000000000 | 0 | 0 | 0.36833 | 0.36833 | 0.11593 | 0.036833 | 6e-66
[5 empty] | 4006.0123 | [6 empty] | -0.6 | 0.98024 | -0.98024 | 0.15429 | 0.023805 | 0 | -0.96802 | 0.98024 | -0.98024 | 0.96802 | 0.93706 | 0.93706 | 0.15429 | 0.98024 | 0.96086 |  |  |  | -5642 | 0 | 100000000000 | 0 | 0 | 0.36966 | 0.36966 | 0.1182 | 0.036966 | 6e-66
[5 empty] | 4024.3885 | [6 empty] | -0.56667 | 0.98235 | -0.98235 | 0.23021 | 0.052995 | 0 | -0.955 | 0.98235 | -0.98235 | 0.955 | 0.91202 | 0.91202 | 0.23021 | 0.98235 | 0.96501 |  |  |  | -5640 | 0 | 100000000000 | 0 | 0 | 0.37098 | 0.37098 | 0.1205 | 0.037098 | 6e-66
[5 empty] | 4042.7647 | [6 empty] | -0.53333 | 0.98435 | -0.98435 | 0.30499 | 0.093022 | 0 | -0.93591 | 0.98435 | -0.98435 | 0.93591 | 0.87592 | 0.87592 | 0.30499 | 0.98435 | 0.96895 |  |  |  | -5638 | 0 | 100000000000 | 0 | 0 | 0.37231 | 0.37231 | 0.12283 | 0.037231 | 6e-66
[5 empty] | 4061.1409 | [6 empty] | -0.5 | 0.98623 | -0.98623 | 0.37816 | 0.143 | 0 | -0.91085 | 0.98623 | -0.98623 | 0.91085 | 0.82965 | 0.82965 | 0.37816 | 0.98623 | 0.97265 |  |  |  | -5636 | 0 | 100000000000 | 0 | 0 | 0.37363 | 0.37363 | 0.1252 | 0.037363 | 6e-66
[5 empty] | 4079.5171 | [6 empty] | -0.46667 | 0.988 | -0.988 | 0.44921 | 0.20179 | 0 | -0.87997 | 0.988 | -0.988 | 0.87997 | 0.77435 | 0.77435 | 0.44921 | 0.988 | 0.97614 |  |  |  | -5634 | 0 | 100000000000 | 0 | 0 | 0.37496 | 0.37496 | 0.12761 | 0.037496 | 6e-66
[5 empty] | 4097.8933 | [6 empty] | -0.43333 | 0.98964 | -0.98964 | 0.51768 | 0.26799 | 0 | -0.84344 | 0.98964 | -0.98964 | 0.84344 | 0.7114 | 0.7114 | 0.51768 | 0.98964 | 0.97939 |  |  |  | -5632 | 0 | 100000000000 | 0 | 0 | 0.37628 | 0.37628 | 0.13004 | 0.037628 | 6e-66
[5 empty] | 4116.2695 | [6 empty] | -0.4 | 0.99117 | -0.99117 | 0.58312 | 0.34002 | 0 | -0.80149 | 0.99117 | -0.99117 | 0.80149 | 0.64239 | 0.64239 | 0.58312 | 0.99117 | 0.98241 |  |  |  | -5630 | 0 | 100000000000 | 0 | 0 | 0.37761 | 0.37761 | 0.13252 | 0.037761 | 6e-66
[5 empty] | 4134.6457 | [6 empty] | -0.36667 | 0.99257 | -0.99257 | 0.64508 | 0.41612 | 0 | -0.75437 | 0.99257 | -0.99257 | 0.75437 | 0.56908 | 0.56908 | 0.64508 | 0.99257 | 0.9852 |  |  |  | -5628 | 0 | 100000000000 | 0 | 0 | 0.37893 | 0.37893 | 0.13502 | 0.037893 | 6e-66
[5 empty] | 4153.0219 | [6 empty] | -0.33333 | 0.99386 | -0.99386 | 0.70315 | 0.49441 | 0 | -0.70238 | 0.99386 | -0.99386 | 0.70238 | 0.49334 | 0.49334 | 0.70315 | 0.99386 | 0.98775 |  |  |  | -5626 | 0 | 100000000000 | 0 | 0 | 0.38026 | 0.38026 | 0.13757 | 0.038026 | 6e-66
[5 empty] | 4171.3981 | [6 empty] | -0.3 | 0.99502 | -0.99502 | 0.75694 | 0.57295 | 0 | -0.64584 | 0.99502 | -0.99502 | 0.64584 | 0.41712 | 0.41712 | 0.75694 | 0.99502 | 0.99007 |  |  |  | -5624 | 0 | 100000000000 | 0 | 0 | 0.38158 | 0.38158 | 0.14014 | 0.038158 | 6e-66
[5 empty] | 4189.7743 | [6 empty] | -0.26667 | 0.99606 | -0.99606 | 0.80609 | 0.64978 | 0 | -0.58512 | 0.99606 | -0.99606 | 0.58512 | 0.34237 | 0.34237 | 0.80609 | 0.99606 | 0.99214 |  |  |  | -5622 | 0 | 100000000000 | 0 | 0 | 0.38291 | 0.38291 | 0.14276 | 0.038291 | 6e-66
[5 empty] | 4208.1505 | [6 empty] | -0.23333 | 0.99699 | -0.99699 | 0.85027 | 0.72296 | 0 | -0.5206 | 0.99699 | -0.99699 | 0.5206 | 0.27102 | 0.27102 | 0.85027 | 0.99699 | 0.99398 |  |  |  | -5620 | 0 | 100000000000 | 0 | 0 | 0.38423 | 0.38423 | 0.14541 | 0.038423 | 6e-66
[5 empty] | 4226.5267 | [6 empty] | -0.2 | 0.99778 | -0.99778 | 0.88918 | 0.79064 | 0 | -0.45269 | 0.99778 | -0.99778 | 0.45269 | 0.20493 | 0.20493 | 0.88918 | 0.99778 | 0.99557 |  |  |  | -5618 | 0 | 100000000000 | 0 | 0 | 0.38556 | 0.38556 | 0.1481 | 0.038556 | 6e-66
[5 empty] | 4244.9029 | [6 empty] | -0.16667 | 0.99846 | -0.99846 | 0.92256 | 0.85112 | 0 | -0.38184 | 0.99846 | -0.99846 | 0.38184 | 0.1458 | 0.1458 | 0.92256 | 0.99846 | 0.99692 |  |  |  | -5616 | 0 | 100000000000 | 0 | 0 | 0.38688 | 0.38688 | 0.15082 | 0.038688 | 6e-66
[5 empty] | 4263.2791 | [6 empty] | -0.13333 | 0.99901 | -0.99901 | 0.95019 | 0.90285 | 0 | -0.30851 | 0.99901 | -0.99901 | 0.30851 | 0.095176 | 0.095176 | 0.95019 | 0.99901 | 0.99803 |  |  |  | -5614 | 0 | 100000000000 | 0 | 0 | 0.38821 | 0.38821 | 0.15358 | 0.038821 | 6e-66
[5 empty] | 4281.6553 | [6 empty] | -0.1 | 0.99945 | -0.99945 | 0.97187 | 0.94453 | 0 | -0.23316 | 0.99945 | -0.99945 | 0.23316 | 0.054362 | 0.054362 | 0.97187 | 0.99945 | 0.99889 |  |  |  | -5612 | 0 | 100000000000 | 0 | 0 | 0.38953 | 0.38953 | 0.15638 | 0.038953 | 6e-66
[5 empty] | 4300.0315 | [6 empty] | -0.066667 | 0.99975 | -0.99975 | 0.98746 | 0.97508 | 0 | -0.15629 | 0.99975 | -0.99975 | 0.15629 | 0.024426 | 0.024426 | 0.98746 | 0.99975 | 0.99951 |  |  |  | -5610 | 0 | 100000000000 | 0 | 0 | 0.39086 | 0.39086 | 0.15921 | 0.039086 | 6e-66
[5 empty] | 4318.4077 | [6 empty] | -0.033333 | 0.99994 | -0.99994 | 0.99686 | 0.99373 | 0 | -0.0784 | 0.99994 | -0.99994 | 0.0784 | 0.0061466 | 0.0061466 | 0.99686 | 0.99994 | 0.99988 |  |  |  | -5608 | 0 | 100000000000 | 0 | 0 | 0.39218 | 0.39218 | 0.16208 | 0.039218 | 6e-66
[5 empty] | 4336.7839 | [6 empty] | -2.5521e-14 | 1 | -1 | 1 | 1 | -2.5521e-14 | -6.0091e-14 | 1 | -1 | 6.0235e-14 | 3.6283e-27 | 3.6283e-27 | 1 | 1 | 1 |  |  |  | -5606 | 0 | 100000000000 | 0 | 0 | 0.39351 | 0.39351 | 0.16499 | 0.039351 | 6e-66
[5 empty] | 4355.1602 | [6 empty] | 0.033333 | 0.99994 | -0.99994 | 0.99686 | 0.99373 | 0 | 0.0784 | 0.99994 | -0.99994 | -0.0784 | 0.0061466 | 0.0061466 | 0.99686 | 0.99994 | 0.99988 |  |  |  | -5604 | 0 | 100000000000 | 0 | 0 | 0.39483 | 0.39483 | 0.16794 | 0.039483 | 6e-66
[5 empty] | 4373.5364 | [6 empty] | 0.066667 | 0.99975 | -0.99975 | 0.98746 | 0.97508 | 0 | 0.15629 | 0.99975 | -0.99975 | -0.15629 | 0.024426 | 0.024426 | 0.98746 | 0.99975 | 0.99951 |  |  |  | -5602 | 0 | 100000000000 | 0 | 0 | 0.39616 | 0.39616 | 0.17092 | 0.039616 | 6e-66
[5 empty] | 4391.9126 | [6 empty] | 0.1 | 0.99945 | -0.99945 | 0.97187 | 0.94453 | 0 | 0.23316 | 0.99945 | -0.99945 | -0.23316 | 0.054362 | 0.054362 | 0.97187 | 0.99945 | 0.99889 |  |  |  | -5600 | 0 | 100000000000 | 0 | 0 | 0.39748 | 0.39748 | 0.17394 | 0.039748 | 6e-66
[5 empty] | 4410.2888 | [6 empty] | 0.13333 | 0.99901 | -0.99901 | 0.95019 | 0.90285 | 0 | 0.30851 | 0.99901 | -0.99901 | -0.30851 | 0.095176 | 0.095176 | 0.95019 | 0.99901 | 0.99803 |  |  |  | -5598 | 0 | 100000000000 | 0 | 0 | 0.39881 | 0.39881 | 0.177 | 0.039881 | 6e-66
[5 empty] | 4428.665 | [6 empty] | 0.16667 | 0.99846 | -0.99846 | 0.92256 | 0.85112 | 0 | 0.38184 | 0.99846 | -0.99846 | -0.38184 | 0.1458 | 0.1458 | 0.92256 | 0.99846 | 0.99692 |  |  |  | -5596 | 0 | 100000000000 | 0 | 0 | 0.40013 | 0.40013 | 0.1801 | 0.040013 | 6e-66
[5 empty] | 4447.0412 | [6 empty] | 0.2 | 0.99778 | -0.99778 | 0.88918 | 0.79064 | 0 | 0.45269 | 0.99778 | -0.99778 | -0.45269 | 0.20493 | 0.20493 | 0.88918 | 0.99778 | 0.99557 |  |  |  | -5594 | 0 | 100000000000 | 0 | 0 | 0.40146 | 0.40146 | 0.18324 | 0.040146 | 6e-66
[5 empty] | 4465.4174 | [6 empty] | 0.23333 | 0.99699 | -0.99699 | 0.85027 | 0.72296 | 0 | 0.5206 | 0.99699 | -0.99699 | -0.5206 | 0.27102 | 0.27102 | 0.85027 | 0.99699 | 0.99398 |  |  |  | -5592 | 0 | 100000000000 | 0 | 0 | 0.40278 | 0.40278 | 0.18641 | 0.040278 | 6e-66
[5 empty] | 4483.7936 | [6 empty] | 0.26667 | 0.99606 | -0.99606 | 0.80609 | 0.64978 | 0 | 0.58512 | 0.99606 | -0.99606 | -0.58512 | 0.34237 | 0.34237 | 0.80609 | 0.99606 | 0.99214 |  |  |  | -5590 | 0 | 100000000000 | 0 | 0 | 0.40411 | 0.40411 | 0.18962 | 0.040411 | 6e-66
[5 empty] | 4502.1698 | [6 empty] | 0.3 | 0.99502 | -0.99502 | 0.75694 | 0.57295 | 0 | 0.64584 | 0.99502 | -0.99502 | -0.64584 | 0.41712 | 0.41712 | 0.75694 | 0.99502 | 0.99007 |  |  |  | -5588 | 0 | 100000000000 | 0 | 0 | 0.40543 | 0.40543 | 0.19288 | 0.040543 | 6e-66
[5 empty] | 4520.546 | [6 empty] | 0.33333 | 0.99386 | -0.99386 | 0.70315 | 0.49441 | 0 | 0.70238 | 0.99386 | -0.99386 | -0.70238 | 0.49334 | 0.49334 | 0.70315 | 0.99386 | 0.98775 |  |  |  | -5586 | 0 | 100000000000 | 0 | 0 | 0.40676 | 0.40676 | 0.19617 | 0.040676 | 6e-66
[5 empty] | 4538.9222 | [6 empty] | 0.36667 | 0.99257 | -0.99257 | 0.64508 | 0.41612 | 0 | 0.75437 | 0.99257 | -0.99257 | -0.75437 | 0.56908 | 0.56908 | 0.64508 | 0.99257 | 0.9852 |  |  |  | -5584 | 0 | 100000000000 | 0 | 0 | 0.40808 | 0.40808 | 0.19949 | 0.040808 | 6e-66
[5 empty] | 4557.2984 | [6 empty] | 0.4 | 0.99117 | -0.99117 | 0.58312 | 0.34002 | 0 | 0.80149 | 0.99117 | -0.99117 | -0.80149 | 0.64239 | 0.64239 | 0.58312 | 0.99117 | 0.98241 |  |  |  | -5582 | 0 | 100000000000 | 0 | 0 | 0.40941 | 0.40941 | 0.20286 | 0.040941 | 6e-66
[5 empty] | 4575.6746 | [6 empty] | 0.43333 | 0.98964 | -0.98964 | 0.51768 | 0.26799 | 0 | 0.84344 | 0.98964 | -0.98964 | -0.84344 | 0.7114 | 0.7114 | 0.51768 | 0.98964 | 0.97939 |  |  |  | -5580 | 0 | 100000000000 | 0 | 0 | 0.41073 | 0.41073 | 0.20627 | 0.041073 | 6e-66
[5 empty] | 4594.0508 | [6 empty] | 0.46667 | 0.988 | -0.988 | 0.44921 | 0.20179 | 0 | 0.87997 | 0.988 | -0.988 | -0.87997 | 0.77435 | 0.77435 | 0.44921 | 0.988 | 0.97614 |  |  |  | -5578 | 0 | 100000000000 | 0 | 0 | 0.41206 | 0.41206 | 0.20971 | 0.041206 | 6e-66
[5 empty] | 4612.427 | [6 empty] | 0.5 | 0.98623 | -0.98623 | 0.37816 | 0.143 | 0 | 0.91085 | 0.98623 | -0.98623 | -0.91085 | 0.82965 | 0.82965 | 0.37816 | 0.98623 | 0.97265 |  |  |  | -5576 | 0 | 100000000000 | 0 | 0 | 0.41338 | 0.41338 | 0.2132 | 0.041338 | 6e-66
[5 empty] | 4630.8032 | [6 empty] | 0.53333 | 0.98435 | -0.98435 | 0.30499 | 0.093022 | 0 | 0.93591 | 0.98435 | -0.98435 | -0.93591 | 0.87592 | 0.87592 | 0.30499 | 0.98435 | 0.96895 |  |  |  | -5574 | 0 | 100000000000 | 0 | 0 | 0.41471 | 0.41471 | 0.21672 | 0.041471 | 6e-66
[5 empty] | 4649.1794 | [6 empty] | 0.56667 | 0.98235 | -0.98235 | 0.23021 | 0.052995 | 0 | 0.955 | 0.98235 | -0.98235 | -0.955 | 0.91202 | 0.91202 | 0.23021 | 0.98235 | 0.96501 |  |  |  | -5572 | 0 | 100000000000 | 0 | 0 | 0.41603 | 0.41603 | 0.22028 | 0.041603 | 6e-66
[5 empty] | 4667.5556 | [6 empty] | 0.6 | 0.98024 | -0.98024 | 0.15429 | 0.023805 | 0 | 0.96802 | 0.98024 | -0.98024 | -0.96802 | 0.93706 | 0.93706 | 0.15429 | 0.98024 | 0.96086 |  |  |  | -5570 | 0 | 100000000000 | 0 | 0 | 0.41736 | 0.41736 | 0.22388 | 0.041736 | 6e-66
[5 empty] | 4685.9318 | [6 empty] | 0.63333 | 0.978 | -0.978 | 0.07774 | 0.0060434 | 0 | 0.97491 | 0.978 | -0.978 | -0.97491 | 0.95045 | 0.95045 | 0.07774 | 0.978 | 0.95649 |  |  |  | -5568 | 0 | 100000000000 | 0 | 0 | 0.41868 | 0.41868 | 0.22752 | 0.041868 | 6e-66
[5 empty] | 4704.308 | [6 empty] | 0.66667 | 0.97566 | -0.97566 | 0.0010601 | 1.1238e-06 | 0 | 0.97566 | 0.97566 | -0.97566 | -0.97566 | 0.9519 | 0.9519 | 0.0010601 | 0.97566 | 0.9519 |  |  |  | -5566 | 0 | 100000000000 | 0 | 0 | 0.42001 | 0.42001 | 0.2312 | 0.042001 | 6e-66
[5 empty] | 4722.6842 | [6 empty] | 0.7 | 0.97319 | -0.97319 | -0.075249 | 0.0056624 | 0 | 0.97028 | 0.97319 | -0.97319 | -0.97028 | 0.94145 | 0.94145 | -0.075249 | 0.97319 | 0.94711 |  |  |  | -5564 | 0 | 100000000000 | 0 | 0 | 0.42133 | 0.42133 | 0.23492 | 0.042133 | 6e-66
[5 empty] | 4741.0604 | [6 empty] | 0.73333 | 0.97062 | -0.97062 | -0.15069 | 0.022708 | 0 | 0.95885 | 0.97062 | -0.97062 | -0.95885 | 0.91939 | 0.91939 | -0.15069 | 0.97062 | 0.9421 |  |  |  | -5562 | 0 | 100000000000 | 0 | 0 | 0.42266 | 0.42266 | 0.23867 | 0.042266 | 6e-66
[5 empty] | 4759.4366 | [6 empty] | 0.76667 | 0.96793 | -0.96793 | -0.22478 | 0.050527 | 0 | 0.94147 | 0.96793 | -0.96793 | -0.94147 | 0.88637 | 0.88637 | -0.22478 | 0.96793 | 0.93689 |  |  |  | -5560 | 0 | 100000000000 | 0 | 0 | 0.42398 | 0.42398 | 0.24247 | 0.042398 | 6e-66
[5 empty] | 4777.8128 | [6 empty] | 0.8 | 0.96513 | -0.96513 | -0.29705 | 0.088236 | 0 | 0.91828 | 0.96513 | -0.96513 | -0.91828 | 0.84325 | 0.84325 | -0.29705 | 0.96513 | 0.93148 |  |  |  | -5558 | 0 | 100000000000 | 0 | 0 | 0.42531 | 0.42531 | 0.2463 | 0.042531 | 6e-66
[5 empty] | 4796.189 | [6 empty] | 0.83333 | 0.96222 | -0.96222 | -0.36702 | 0.1347 | 0 | 0.88948 | 0.96222 | -0.96222 | -0.88948 | 0.79117 | 0.79117 | -0.36702 | 0.96222 | 0.92587 |  |  |  | -5556 | 0 | 100000000000 | 0 | 0 | 0.42663 | 0.42663 | 0.25018 | 0.042663 | 6e-66
[5 empty] | 4814.5652 | [6 empty] | 0.86667 | 0.95921 | -0.95921 | -0.43426 | 0.18858 | 0 | 0.85527 | 0.95921 | -0.95921 | -0.85527 | 0.73149 | 0.73149 | -0.43426 | 0.95921 | 0.92007 |  |  |  | -5554 | 0 | 100000000000 | 0 | 0 | 0.42795 | 0.42795 | 0.25409 | 0.042795 | 6e-66
[5 empty] | 4832.9414 | [6 empty] | 0.9 | 0.95608 | -0.95608 | -0.49835 | 0.24836 | 0 | 0.81592 | 0.95608 | -0.95608 | -0.81592 | 0.66573 | 0.66573 | -0.49835 | 0.95608 | 0.91408 |  |  |  | -5552 | 0 | 100000000000 | 0 | 0 | 0.42928 | 0.42928 | 0.25804 | 0.042928 | 6e-66
[5 empty] | 4851.3176 | [6 empty] | 0.93333 | 0.95284 | -0.95284 | -0.55889 | 0.31236 | 0 | 0.77172 | 0.95284 | -0.95284 | -0.77172 | 0.59555 | 0.59555 | -0.55889 | 0.95284 | 0.90791 |  |  |  | -5550 | 0 | 100000000000 | 0 | 0 | 0.4306 | 0.4306 | 0.26203 | 0.04306 | 6e-66
[5 empty] | 4869.6938 | [6 empty] | 0.96667 | 0.9495 | -0.9495 | -0.61551 | 0.37886 | 0 | 0.72298 | 0.9495 | -0.9495 | -0.72298 | 0.5227 | 0.5227 | -0.61551 | 0.9495 | 0.90156 |  |  |  | -5548 | 0 | 100000000000 | 0 | 0 | 0.43193 | 0.43193 | 0.26605 | 0.043193 | 6e-66
[5 empty] | 4888.07 | [6 empty] | 1 | 0.94606 | -0.94606 | -0.66787 | 0.44605 | 0 | 0.67005 | 0.94606 | -0.94606 | -0.67005 | 0.44897 | 0.44897 | -0.66787 | 0.94606 | 0.89503 |  |  |  | -5546 | 0 | 100000000000 | 0 | 0 | 0.43325 | 0.43325 | 0.27012 | 0.043325 | 6e-66
[5 empty] | 4906.4462 | [6 empty] | 1.0333 | 0.94251 | -0.94251 | -0.71566 | 0.51217 | 0 | 0.61332 | 0.94251 | -0.94251 | -0.61332 | 0.37616 | 0.37616 | -0.71566 | 0.94251 | 0.88832 |  |  |  | -5544 | 0 | 100000000000 | 0 | 0 | 0.43458 | 0.43458 | 0.27422 | 0.043458 | 6e-66
[5 empty] | 4924.8224 | [6 empty] | 1.0667 | 0.93886 | -0.93886 | -0.75859 | 0.57546 | 0 | 0.55317 | 0.93886 | -0.93886 | -0.55317 | 0.30599 | 0.30599 | -0.75859 | 0.93886 | 0.88145 |  |  |  | -5542 | 0 | 100000000000 | 0 | 0 | 0.4359 | 0.4359 | 0.27837 | 0.04359 | 6e-66
[5 empty] | 4943.1987 | [6 empty] | 1.1 | 0.9351 | -0.9351 | -0.79643 | 0.6343 | 0 | 0.49002 | 0.9351 | -0.9351 | -0.49002 | 0.24012 | 0.24012 | -0.79643 | 0.9351 | 0.87442 |  |  |  | -5540 | 0 | 100000000000 | 0 | 0 | 0.43723 | 0.43723 | 0.28255 | 0.043723 | 6e-66
[5 empty] | 4961.5749 | [6 empty] | 1.1333 | 0.93125 | -0.93125 | -0.82897 | 0.68719 | 0 | 0.42431 | 0.93125 | -0.93125 | -0.42431 | 0.18004 | 0.18004 | -0.82897 | 0.93125 | 0.86723 |  |  |  | -5538 | 0 | 100000000000 | 0 | 0 | 0.43855 | 0.43855 | 0.28676 | 0.043855 | 6e-66
[5 empty] | 4979.9511 | [6 empty] | 1.1667 | 0.9273 | -0.9273 | -0.85604 | 0.7328 | 0 | 0.35649 | 0.9273 | -0.9273 | -0.35649 | 0.12709 | 0.12709 | -0.85604 | 0.9273 | 0.85989 |  |  |  | -5536 | 0 | 100000000000 | 0 | 0 | 0.43988 | 0.43988 | 0.29102 | 0.043988 | 6e-66
[5 empty] | 4998.3273 | [6 empty] | 1.2 | 0.92325 | -0.92325 | -0.87751 | 0.77002 | 0 | 0.28702 | 0.92325 | -0.92325 | -0.28702 | 0.082379 | 0.082379 | -0.87751 | 0.92325 | 0.8524 |  |  |  | -5534 | 0 | 100000000000 | 0 | 0 | 0.4412 | 0.4412 | 0.29531 | 0.04412 | 6e-66
[5 empty] | 5016.7035 | [6 empty] | 1.2333 | 0.91911 | -0.91911 | -0.89328 | 0.79795 | 0 | 0.21636 | 0.91911 | -0.91911 | -0.21636 | 0.046811 | 0.046811 | -0.89328 | 0.91911 | 0.84477 |  |  |  | -5532 | 0 | 100000000000 | 0 | 0 | 0.44253 | 0.44253 | 0.29964 | 0.044253 | 6e-66
[5 empty] | 5035.0797 | [6 empty] | 1.2667 | 0.91487 | -0.91487 | -0.90331 | 0.81597 | 0 | 0.14498 | 0.91487 | -0.91487 | -0.14498 | 0.02102 | 0.02102 | -0.90331 | 0.91487 | 0.83699 |  |  |  | -5530 | 0 | 100000000000 | 0 | 0 | 0.44385 | 0.44385 | 0.30401 | 0.044385 | 6e-66
[5 empty] | 5053.4559 | [6 empty] | 1.3 | 0.91054 | -0.91054 | -0.90758 | 0.82371 | 0 | 0.073364 | 0.91054 | -0.91054 | -0.073364 | 0.0053822 | 0.0053822 | -0.90758 | 0.91054 | 0.82909 |  |  |  | -5528 | 0 | 100000000000 | 0 | 0 | 0.44518 | 0.44518 | 0.30841 | 0.044518 | 6e-66
[5 empty] | 5071.8321 | [6 empty] | 1.3333 | 0.90612 | -0.90612 | -0.90612 | 0.82105 | 0 | 0.0019691 | 0.90612 | -0.90612 | -0.0019691 | 3.8773e-06 | 3.8773e-06 | -0.90612 | 0.90612 | 0.82106 |  |  |  | -5526 | 0 | 100000000000 | 0 | 0 | 0.4465 | 0.4465 | 0.31285 | 0.04465 | 6e-66
[5 empty] | 5090.2083 | [6 empty] | 1.3667 | 0.90161 | -0.90161 | -0.89899 | 0.80818 | 0 | -0.068737 | 0.90161 | -0.90161 | 0.068737 | 0.0047248 | 0.0047248 | -0.89899 | 0.90161 | 0.8129 |  |  |  | -5524 | 0 | 100000000000 | 0 | 0 | 0.44783 | 0.44783 | 0.31732 | 0.044783 | 6e-66
[5 empty] | 5108.5845 | [6 empty] | 1.4 | 0.89701 | -0.89701 | -0.88629 | 0.7855 | 0 | -0.1383 | 0.89701 | -0.89701 | 0.1383 | 0.019127 | 0.019127 | -0.88629 | 0.89701 | 0.80463 |  |  |  | -5522 | 0 | 100000000000 | 0 | 0 | 0.44915 | 0.44915 | 0.32184 | 0.044915 | 6e-66
[5 empty] | 5126.9607 | [6 empty] | 1.4333 | 0.89233 | -0.89233 | -0.86816 | 0.7537 | 0 | -0.20628 | 0.89233 | -0.89233 | 0.20628 | 0.042552 | 0.042552 | -0.86816 | 0.89233 | 0.79625 |  |  |  | -5520 | 0 | 100000000000 | 0 | 0 | 0.45048 | 0.45048 | 0.32638 | 0.045048 | 6e-66
[5 empty] | 5145.3369 | [6 empty] | 1.4667 | 0.88756 | -0.88756 | -0.84477 | 0.71364 | 0 | -0.27225 | 0.88756 | -0.88756 | 0.27225 | 0.074121 | 0.074121 | -0.84477 | 0.88756 | 0.78776 |  |  |  | -5518 | 0 | 100000000000 | 0 | 0 | 0.4518 | 0.4518 | 0.33097 | 0.04518 | 6e-66
[5 empty] | 5163.7131 | [6 empty] | 1.5 | 0.8827 | -0.8827 | -0.81633 | 0.6664 | 0 | -0.3358 | 0.8827 | -0.8827 | 0.3358 | 0.11276 | 0.11276 | -0.81633 | 0.8827 | 0.77916 |  |  |  | -5516 | 0 | 100000000000 | 0 | 0 | 0.45313 | 0.45313 | 0.33558 | 0.045313 | 6e-66
[5 empty] | 5182.0893 | [6 empty] | 1.5333 | 0.87777 | -0.87777 | -0.78309 | 0.61323 | 0 | -0.39654 | 0.87777 | -0.87777 | 0.39654 | 0.15725 | 0.15725 | -0.78309 | 0.87777 | 0.77048 |  |  |  | -5514 | 0 | 100000000000 | 0 | 0 | 0.45445 | 0.45445 | 0.34024 | 0.045445 | 6e-66
[5 empty] | 5200.4655 | [6 empty] | 1.5667 | 0.87275 | -0.87275 | -0.74531 | 0.55548 | 0 | -0.45411 | 0.87275 | -0.87275 | 0.45411 | 0.20622 | 0.20622 | -0.74531 | 0.87275 | 0.7617 |  |  |  | -5512 | 0 | 100000000000 | 0 | 0 | 0.45578 | 0.45578 | 0.34492 | 0.045578 | 6e-66
[5 empty] | 5218.8417 | [6 empty] | 1.6 | 0.86766 | -0.86766 | -0.70328 | 0.4946 | 0 | -0.50816 | 0.86766 | -0.86766 | 0.50816 | 0.25823 | 0.25823 | -0.70328 | 0.86766 | 0.75283 |  |  |  | -5510 | 0 | 100000000000 | 0 | 0 | 0.4571 | 0.4571 | 0.34964 | 0.04571 | 6e-66
[5 empty] | 5237.2179 | [6 empty] | 1.6333 | 0.86249 | -0.86249 | -0.65733 | 0.43208 | 0 | -0.55839 | 0.86249 | -0.86249 | 0.55839 | 0.3118 | 0.3118 | -0.65733 | 0.86249 | 0.74389 |  |  |  | -5508 | 0 | 100000000000 | 0 | 0 | 0.45843 | 0.45843 | 0.3544 | 0.045843 | 6e-66
[5 empty] | 5255.5941 | [6 empty] | 1.6667 | 0.85724 | -0.85724 | -0.60781 | 0.36943 | 0 | -0.60451 | 0.85724 | -0.85724 | 0.60451 | 0.36544 | 0.36544 | -0.60781 | 0.85724 | 0.73487 |  |  |  | -5506 | 0 | 100000000000 | 0 | 0 | 0.45975 | 0.45975 | 0.35918 | 0.045975 | 6e-66
[5 empty] | 5273.9703 | [6 empty] | 1.7 | 0.85193 | -0.85193 | -0.55507 | 0.30811 | 0 | -0.64627 | 0.85193 | -0.85193 | 0.64627 | 0.41767 | 0.41767 | -0.55507 | 0.85193 | 0.72578 |  |  |  | -5504 | 0 | 100000000000 | 0 | 0 | 0.46108 | 0.46108 | 0.36401 | 0.046108 | 6e-66
[5 empty] | 5292.3465 | [6 empty] | 1.7333 | 0.84654 | -0.84654 | -0.49951 | 0.24951 | 0 | -0.68345 | 0.84654 | -0.84654 | 0.68345 | 0.46711 | 0.46711 | -0.49951 | 0.84654 | 0.71662 |  |  |  | -5502 | 0 | 100000000000 | 0 | 0 | 0.4624 | 0.4624 | 0.36886 | 0.04624 | 6e-66
[5 empty] | 5310.7227 | [6 empty] | 1.7667 | 0.84108 | -0.84108 | -0.44152 | 0.19494 | 0 | -0.71587 | 0.84108 | -0.84108 | 0.71587 | 0.51247 | 0.51247 | -0.44152 | 0.84108 | 0.70741 |  |  |  | -5500 | 0 | 100000000000 | 0 | 0 | 0.46373 | 0.46373 | 0.37374 | 0.046373 | 6e-66
[5 empty] | 5329.0989 | [6 empty] | 1.8 | 0.83555 | -0.83555 | -0.38151 | 0.14555 | 0 | -0.74337 | 0.83555 | -0.83555 | 0.74337 | 0.55259 | 0.55259 | -0.38151 | 0.83555 | 0.69815 |  |  |  | -5498 | 0 | 100000000000 | 0 | 0 | 0.46505 | 0.46505 | 0.37866 | 0.046505 | 6e-66
[5 empty] | 5347.4751 | [6 empty] | 1.8333 | 0.82996 | -0.82996 | -0.3199 | 0.10234 | 0 | -0.76583 | 0.82996 | -0.82996 | 0.76583 | 0.58649 | 0.58649 | -0.3199 | 0.82996 | 0.68883 |  |  |  | -5496 | 0 | 100000000000 | 0 | 0 | 0.46638 | 0.46638 | 0.38361 | 0.046638 | 6e-66
[5 empty] | 5365.8513 | [6 empty] | 1.8667 | 0.8243 | -0.8243 | -0.25711 | 0.066104 | 0 | -0.78318 | 0.8243 | -0.8243 | 0.78318 | 0.61337 | 0.61337 | -0.25711 | 0.8243 | 0.67947 |  |  |  | -5494 | 0 | 100000000000 | 0 | 0 | 0.4677 | 0.4677 | 0.38859 | 0.04677 | 6e-66
[5 empty] | 5384.2275 | [6 empty] | 1.9 | 0.81858 | -0.81858 | -0.19356 | 0.037465 | 0 | -0.79537 | 0.81858 | -0.81858 | 0.79537 | 0.63261 | 0.63261 | -0.19356 | 0.81858 | 0.67008 |  |  |  | -5492 | 0 | 100000000000 | 0 | 0 | 0.46903 | 0.46903 | 0.39359 | 0.046903 | 6e-66
[5 empty] | 5402.6037 | [6 empty] | 1.9333 | 0.8128 | -0.8128 | -0.12968 | 0.016817 | 0 | -0.80239 | 0.8128 | -0.8128 | 0.80239 | 0.64383 | 0.64383 | -0.12968 | 0.8128 | 0.66065 |  |  |  | -5490 | 0 | 100000000000 | 0 | 0 | 0.47035 | 0.47035 | 0.39863 | 0.047035 | 6e-66
[5 empty] | 5420.9799 | [6 empty] | 1.9667 | 0.80696 | -0.80696 | -0.065892 | 0.0043418 | 0 | -0.80427 | 0.80696 | -0.80696 | 0.80427 | 0.64685 | 0.64685 | -0.065892 | 0.80696 | 0.65119 |  |  |  | -5488 | 0 | 100000000000 | 0 | 0 | 0.47168 | 0.47168 | 0.4037 | 0.047168 | 6e-66
[5 empty] | 5439.3561 | [6 empty] | 2 | 0.80107 | -0.80107 | -0.0026112 | 6.8183e-06 | 0 | -0.80107 | 0.80107 | -0.80107 | 0.80107 | 0.64171 | 0.64171 | -0.0026112 | 0.80107 | 0.64171 |  |  |  | -5486 | 0 | 100000000000 | 0 | 0 | 0.473 | 0.473 | 0.4088 | 0.0473 | 6e-66
[5 empty] | 5457.7323 | [6 empty] | 2.0333 | 0.79512 | -0.79512 | 0.059757 | 0.0035709 | 0 | -0.79287 | 0.79512 | -0.79512 | 0.79287 | 0.62864 | 0.62864 | 0.059757 | 0.79512 | 0.63222 |  |  |  | -5484 | 0 | 100000000000 | 0 | 0 | 0.47433 | 0.47433 | 0.41392 | 0.047433 | 6e-66
[5 empty] | 5476.1085 | [6 empty] | 2.0667 | 0.78912 | -0.78912 | 0.12082 | 0.014597 | 0 | -0.77981 | 0.78912 | -0.78912 | 0.77981 | 0.60811 | 0.60811 | 0.12082 | 0.78912 | 0.62271 |  |  |  | -5482 | 0 | 100000000000 | 0 | 0 | 0.47565 | 0.47565 | 0.41907 | 0.047565 | 6e-66
[5 empty] | 5494.4847 | [6 empty] | 2.1 | 0.78306 | -0.78306 | 0.1802 | 0.03247 | 0 | -0.76205 | 0.78306 | -0.78306 | 0.76205 | 0.58072 | 0.58072 | 0.1802 | 0.78306 | 0.61319 |  |  |  | -5480 | 0 | 100000000000 | 0 | 0 | 0.47698 | 0.47698 | 0.42425 | 0.047698 | 6e-66
[5 empty] | 5512.861 | [6 empty] | 2.1333 | 0.77696 | -0.77696 | 0.23752 | 0.056417 | 0 | -0.73976 | 0.77696 | -0.77696 | 0.73976 | 0.54725 | 0.54725 | 0.23752 | 0.77696 | 0.60367 |  |  |  | -5478 | 0 | 100000000000 | 0 | 0 | 0.4783 | 0.4783 | 0.42946 | 0.04783 | 6e-66
[5 empty] | 5531.2372 | [6 empty] | 2.1667 | 0.77081 | -0.77081 | 0.29246 | 0.085532 | 0 | -0.71317 | 0.77081 | -0.77081 | 0.71317 | 0.50861 | 0.50861 | 0.29246 | 0.77081 | 0.59415 |  |  |  | -5476 | 0 | 100000000000 | 0 | 0 | 0.47963 | 0.47963 | 0.43469 | 0.047963 | 6e-66
[5 empty] | 5549.6134 | [6 empty] | 2.2 | 0.76461 | -0.76461 | 0.34468 | 0.11881 | 0 | -0.68251 | 0.76461 | -0.76461 | 0.68251 | 0.46583 | 0.46583 | 0.34468 | 0.76461 | 0.58463 |  |  |  | -5474 | 0 | 100000000000 | 0 | 0 | 0.48095 | 0.48095 | 0.43995 | 0.048095 | 6e-66
[5 empty] | 5567.9896 | [6 empty] | 2.2333 | 0.75837 | -0.75837 | 0.39389 | 0.15515 | 0 | -0.64806 | 0.75837 | -0.75837 | 0.64806 | 0.41998 | 0.41998 | 0.39389 | 0.75837 | 0.57513 |  |  |  | -5472 | 0 | 100000000000 | 0 | 0 | 0.48228 | 0.48228 | 0.44523 | 0.048228 | 6e-66
[5 empty] | 5586.3658 | [6 empty] | 2.2667 | 0.75209 | -0.75209 | 0.43982 | 0.19344 | 0 | -0.61008 | 0.75209 | -0.75209 | 0.61008 | 0.3722 | 0.3722 | 0.43982 | 0.75209 | 0.56564 |  |  |  | -5470 | 0 | 100000000000 | 0 | 0 | 0.4836 | 0.4836 | 0.45053 | 0.04836 | 6e-66
[5 empty] | 5604.742 | [6 empty] | 2.3 | 0.74577 | -0.74577 | 0.48221 | 0.23253 | 0 | -0.5689 | 0.74577 | -0.74577 | 0.5689 | 0.32365 | 0.32365 | 0.48221 | 0.74577 | 0.55617 |  |  |  | -5468 | 0 | 100000000000 | 0 | 0 | 0.48493 | 0.48493 | 0.45586 | 0.048493 | 6e-66
[5 empty] | 5623.1182 | [6 empty] | 2.3333 | 0.73941 | -0.73941 | 0.52085 | 0.27128 | 0 | -0.52483 | 0.73941 | -0.73941 | 0.52483 | 0.27544 | 0.27544 | 0.52085 | 0.73941 | 0.54673 |  |  |  | -5466 | 0 | 100000000000 | 0 | 0 | 0.48625 | 0.48625 | 0.46121 | 0.048625 | 6e-66
[5 empty] | 5641.4944 | [6 empty] | 2.3667 | 0.73301 | -0.73301 | 0.55555 | 0.30863 | 0 | -0.4782 | 0.73301 | -0.73301 | 0.4782 | 0.22868 | 0.22868 | 0.55555 | 0.73301 | 0.53731 |  |  |  | -5464 | 0 | 100000000000 | 0 | 0 | 0.48758 | 0.48758 | 0.46659 | 0.048758 | 6e-66
[5 empty] | 5659.8706 | [6 empty] | 2.4 | 0.72658 | -0.72658 | 0.58614 | 0.34356 | 0 | -0.42937 | 0.72658 | -0.72658 | 0.42937 | 0.18436 | 0.18436 | 0.58614 | 0.72658 | 0.52792 |  |  |  | -5462 | 0 | 100000000000 | 0 | 0 | 0.4889 | 0.4889 | 0.47198 | 0.04889 | 6e-66
[5 empty] | 5678.2468 | [6 empty] | 2.4333 | 0.72012 | -0.72012 | 0.61251 | 0.37516 | 0 | -0.37869 | 0.72012 | -0.72012 | 0.37869 | 0.14341 | 0.14341 | 0.61251 | 0.72012 | 0.51857 |  |  |  | -5460 | 0 | 100000000000 | 0 | 0 | 0.49023 | 0.49023 | 0.4774 | 0.049023 | 6e-66
[5 empty] | 5696.623 | [6 empty] | 2.4667 | 0.71363 | -0.71363 | 0.63454 | 0.40264 | 0 | -0.32653 | 0.71363 | -0.71363 | 0.32653 | 0.10662 | 0.10662 | 0.63454 | 0.71363 | 0.50927 |  |  |  | -5458 | 0 | 100000000000 | 0 | 0 | 0.49155 | 0.49155 | 0.48284 | 0.049155 | 6e-66
[5 empty] | 5714.9992 | [6 empty] | 2.5 | 0.70711 | -0.70711 | 0.65217 | 0.42533 | 0 | -0.27326 | 0.70711 | -0.70711 | 0.27326 | 0.07467 | 0.07467 | 0.65217 | 0.70711 | 0.5 |  |  |  | -5456 | 0 | 100000000000 | 0 | 0 | 0.49288 | 0.49288 | 0.48829 | 0.049288 | 6e-66
[5 empty] | 5733.3754 | [6 empty] | 2.5333 | 0.70056 | -0.70056 | 0.66537 | 0.44272 | 0 | -0.21923 | 0.70056 | -0.70056 | 0.21923 | 0.048063 | 0.048063 | 0.66537 | 0.70056 | 0.49078 |  |  |  | -5454 | 0 | 100000000000 | 0 | 0 | 0.4942 | 0.4942 | 0.49376 | 0.04942 | 6e-66
[5 empty] | 5751.7516 | [6 empty] | 2.5667 | 0.69399 | -0.69399 | 0.67413 | 0.45445 | 0 | -0.16483 | 0.69399 | -0.69399 | 0.16483 | 0.027169 | 0.027169 | 0.67413 | 0.69399 | 0.48162 |  |  |  | -5452 | 0 | 100000000000 | 0 | 0 | 0.49553 | 0.49553 | 0.49926 | 0.049553 | 6e-66
[5 empty] | 5770.1278 | [6 empty] | 2.6 | 0.68739 | -0.68739 | 0.67846 | 0.46031 | 0 | -0.11041 | 0.68739 | -0.68739 | 0.11041 | 0.01219 | 0.01219 | 0.67846 | 0.68739 | 0.4725 |  |  |  | -5450 | 0 | 100000000000 | 0 | 0 | 0.49685 | 0.49685 | 0.50476 | 0.049685 | 6e-66
[5 empty] | 5788.504 | [6 empty] | 2.6333 | 0.68077 | -0.68077 | 0.67844 | 0.46028 | 0 | -0.056325 | 0.68077 | -0.68077 | 0.056325 | 0.0031725 | 0.0031725 | 0.67844 | 0.68077 | 0.46345 |  |  |  | -5448 | 0 | 100000000000 | 0 | 0 | 0.49818 | 0.49818 | 0.51029 | 0.049818 | 6e-66
[5 empty] | 5806.8802 | [6 empty] | 2.6667 | 0.67414 | -0.67414 | 0.67413 | 0.45445 | 0 | -0.0029299 | 0.67414 | -0.67414 | 0.0029299 | 8.5844e-06 | 8.5844e-06 | 0.67413 | 0.67414 | 0.45446 |  |  |  | -5446 | 0 | 100000000000 | 0 | 0 | 0.4995 | 0.4995 | 0.51583 | 0.04995 | 6e-66
[5 empty] | 5825.2564 | [6 empty] | 2.7 | 0.66748 | -0.66748 | 0.66565 | 0.44309 | 0 | 0.049441 | 0.66748 | -0.66748 | -0.049441 | 0.0024444 | 0.0024444 | 0.66565 | 0.66748 | 0.44553 |  |  |  | -5444 | 0 | 100000000000 | 0 | 0 | 0.50083 | 0.50083 | 0.52138 | 0.050083 | 6e-66
[5 empty] | 5843.6326 | [6 empty] | 2.7333 | 0.66081 | -0.66081 | 0.65313 | 0.42658 | 0 | 0.10047 | 0.66081 | -0.66081 | -0.10047 | 0.010093 | 0.010093 | 0.65313 | 0.66081 | 0.43667 |  |  |  | -5442 | 0 | 100000000000 | 0 | 0 | 0.50215 | 0.50215 | 0.52695 | 0.050215 | 6e-66
[5 empty] | 5862.0088 | [6 empty] | 2.7667 | 0.65413 | -0.65413 | 0.63674 | 0.40543 | 0 | 0.14983 | 0.65413 | -0.65413 | -0.14983 | 0.02245 | 0.02245 | 0.63674 | 0.65413 | 0.42788 |  |  |  | -5440 | 0 | 100000000000 | 0 | 0 | 0.50348 | 0.50348 | 0.53253 | 0.050348 | 6e-66
[5 empty] | 5880.385 | [6 empty] | 2.8 | 0.64743 | -0.64743 | 0.61665 | 0.38026 | 0 | 0.19726 | 0.64743 | -0.64743 | -0.19726 | 0.03891 | 0.03891 | 0.61665 | 0.64743 | 0.41917 |  |  |  | -5438 | 0 | 100000000000 | 0 | 0 | 0.5048 | 0.5048 | 0.53813 | 0.05048 | 6e-66
[5 empty] | 5898.7612 | [6 empty] | 2.8333 | 0.64073 | -0.64073 | 0.59308 | 0.35174 | 0 | 0.24246 | 0.64073 | -0.64073 | -0.24246 | 0.058786 | 0.058786 | 0.59308 | 0.64073 | 0.41053 |  |  |  | -5436 | 0 | 100000000000 | 0 | 0 | 0.50613 | 0.50613 | 0.54373 | 0.050613 | 6e-66
[5 empty] | 5917.1374 | [6 empty] | 2.8667 | 0.63401 | -0.63401 | 0.56625 | 0.32063 | 0 | 0.28519 | 0.63401 | -0.63401 | -0.28519 | 0.081335 | 0.081335 | 0.56625 | 0.63401 | 0.40197 |  |  |  | -5434 | 0 | 100000000000 | 0 | 0 | 0.50745 | 0.50745 | 0.54935 | 0.050745 | 6e-66
[5 empty] | 5935.5136 | [6 empty] | 2.9 | 0.62729 | -0.62729 | 0.53639 | 0.28772 | 0 | 0.32523 | 0.62729 | -0.62729 | -0.32523 | 0.10577 | 0.10577 | 0.53639 | 0.62729 | 0.39349 |  |  |  | -5432 | 0 | 100000000000 | 0 | 0 | 0.50878 | 0.50878 | 0.55497 | 0.050878 | 6e-66
[5 empty] | 5953.8898 | [6 empty] | 2.9333 | 0.62056 | -0.62056 | 0.50378 | 0.2538 | 0 | 0.36235 | 0.62056 | -0.62056 | -0.36235 | 0.1313 | 0.1313 | 0.50378 | 0.62056 | 0.3851 |  |  |  | -5430 | 0 | 100000000000 | 0 | 0 | 0.5101 | 0.5101 | 0.5606 | 0.05101 | 6e-66
[5 empty] | 5972.266 | [6 empty] | 2.9667 | 0.61383 | -0.61383 | 0.46868 | 0.21966 | 0 | 0.39639 | 0.61383 | -0.61383 | -0.39639 | 0.15712 | 0.15712 | 0.46868 | 0.61383 | 0.37679 |  |  |  | -5428 | 0 | 100000000000 | 0 | 0 | 0.51143 | 0.51143 | 0.56624 | 0.051143 | 6e-66
[5 empty] | 5990.6422 | [6 empty] | 3 | 0.6071 | -0.6071 | 0.43138 | 0.18609 | 0 | 0.42718 | 0.6071 | -0.6071 | -0.42718 | 0.18248 | 0.18248 | 0.43138 | 0.6071 | 0.36857 |  |  |  | -5426 | 0 | 100000000000 | 0 | 0 | 0.51275 | 0.51275 | 0.57189 | 0.051275 | 6e-66
[5 empty] | 6009.0184 | [6 empty] | 3.0333 | 0.60036 | -0.60036 | 0.39216 | 0.15379 | 0 | 0.45459 | 0.60036 | -0.60036 | -0.45459 | 0.20665 | 0.20665 | 0.39216 | 0.60036 | 0.36044 |  |  |  | -5424 | 0 | 100000000000 | 0 | 0 | 0.51408 | 0.51408 | 0.57755 | 0.051408 | 6e-66
[5 empty] | 6027.3946 | [6 empty] | 3.0667 | 0.59363 | -0.59363 | 0.35133 | 0.12343 | 0 | 0.47851 | 0.59363 | -0.59363 | -0.47851 | 0.22897 | 0.22897 | 0.35133 | 0.59363 | 0.3524 |  |  |  | -5422 | 0 | 100000000000 | 0 | 0 | 0.5154 | 0.5154 | 0.5832 | 0.05154 | 6e-66
[5 empty] | 6045.7708 | [6 empty] | 3.1 | 0.58691 | -0.58691 | 0.30918 | 0.095593 | 0 | 0.49886 | 0.58691 | -0.58691 | -0.49886 | 0.24886 | 0.24886 | 0.30918 | 0.58691 | 0.34446 |  |  |  | -5420 | 0 | 100000000000 | 0 | 0 | 0.51673 | 0.51673 | 0.58887 | 0.051673 | 6e-66
[5 empty] | 6064.147 | [6 empty] | 3.1333 | 0.58018 | -0.58018 | 0.26603 | 0.070774 | 0 | 0.51559 | 0.58018 | -0.58018 | -0.51559 | 0.26584 | 0.26584 | 0.26603 | 0.58018 | 0.33661 |  |  |  | -5418 | 0 | 100000000000 | 0 | 0 | 0.51805 | 0.51805 | 0.59453 | 0.051805 | 6e-66
[5 empty] | 6082.5232 | [6 empty] | 3.1667 | 0.57347 | -0.57347 | 0.22219 | 0.049367 | 0 | 0.52867 | 0.57347 | -0.57347 | -0.52867 | 0.2795 | 0.2795 | 0.22219 | 0.57347 | 0.32886 |  |  |  | -5416 | 0 | 100000000000 | 0 | 0 | 0.51938 | 0.51938 | 0.6002 | 0.051938 | 6e-66
[5 empty] | 6100.8995 | [6 empty] | 3.2 | 0.56676 | -0.56676 | 0.17795 | 0.031665 | 0 | 0.5381 | 0.56676 | -0.56676 | -0.5381 | 0.28955 | 0.28955 | 0.17795 | 0.56676 | 0.32121 |  |  |  | -5414 | 0 | 100000000000 | 0 | 0 | 0.5207 | 0.5207 | 0.60587 | 0.05207 | 6e-66
[5 empty] | 6119.2757 | [6 empty] | 3.2333 | 0.56006 | -0.56006 | 0.13361 | 0.017852 | 0 | 0.54389 | 0.56006 | -0.56006 | -0.54389 | 0.29581 | 0.29581 | 0.13361 | 0.56006 | 0.31366 |  |  |  | -5412 | 0 | 100000000000 | 0 | 0 | 0.52203 | 0.52203 | 0.61154 | 0.052203 | 6e-66
[5 empty] | 6137.6519 | [6 empty] | 3.2667 | 0.55337 | -0.55337 | 0.089474 | 0.0080057 | 0 | 0.54609 | 0.55337 | -0.55337 | -0.54609 | 0.29821 | 0.29821 | 0.089474 | 0.55337 | 0.30622 |  |  |  | -5410 | 0 | 100000000000 | 0 | 0 | 0.52335 | 0.52335 | 0.6172 | 0.052335 | 6e-66
[5 empty] | 6156.0281 | [6 empty] | 3.3 | 0.54669 | -0.54669 | 0.045824 | 0.0020998 | 0 | 0.54477 | 0.54669 | -0.54669 | -0.54477 | 0.29677 | 0.29677 | 0.045824 | 0.54669 | 0.29887 |  |  |  | -5408 | 0 | 100000000000 | 0 | 0 | 0.52468 | 0.52468 | 0.62287 | 0.052468 | 6e-66
[5 empty] | 6174.4043 | [6 empty] | 3.3333 | 0.54003 | -0.54003 | 0.0029338 | 8.6073e-06 | 0 | 0.54002 | 0.54003 | -0.54003 | -0.54002 | 0.29162 | 0.29162 | 0.0029338 | 0.54003 | 0.29163 |  |  |  | -5406 | 0 | 100000000000 | 0 | 0 | 0.526 | 0.526 | 0.62853 | 0.0526 | 6e-66
[5 empty] | 6192.7805 | [6 empty] | 3.3667 | 0.53338 | -0.53338 | -0.03893 | 0.0015156 | 0 | 0.53196 | 0.53338 | -0.53338 | -0.53196 | 0.28298 | 0.28298 | -0.03893 | 0.53338 | 0.2845 |  |  |  | -5404 | 0 | 100000000000 | 0 | 0 | 0.52733 | 0.52733 | 0.63419 | 0.052733 | 6e-66
[5 empty] | 6211.1567 | [6 empty] | 3.4 | 0.52675 | -0.52675 | -0.079518 | 0.0063231 | 0 | 0.52072 | 0.52675 | -0.52675 | -0.52072 | 0.27115 | 0.27115 | -0.079518 | 0.52675 | 0.27747 |  |  |  | -5402 | 0 | 100000000000 | 0 | 0 | 0.52865 | 0.52865 | 0.63985 | 0.052865 | 6e-66
[5 empty] | 6229.5329 | [6 empty] | 3.4333 | 0.52014 | -0.52014 | -0.11859 | 0.014064 | 0 | 0.50644 | 0.52014 | -0.52014 | -0.50644 | 0.25648 | 0.25648 | -0.11859 | 0.52014 | 0.27055 |  |  |  | -5400 | 0 | 100000000000 | 0 | 0 | 0.52998 | 0.52998 | 0.6455 | 0.052998 | 6e-66
[5 empty] | 6247.9091 | [6 empty] | 3.4667 | 0.51355 | -0.51355 | -0.15593 | 0.024315 | 0 | 0.4893 | 0.51355 | -0.51355 | -0.4893 | 0.23942 | 0.23942 | -0.15593 | 0.51355 | 0.26373 |  |  |  | -5398 | 0 | 100000000000 | 0 | 0 | 0.5313 | 0.5313 | 0.65114 | 0.05313 | 6e-66
[5 empty] | 6266.2853 | [6 empty] | 3.5 | 0.50698 | -0.50698 | -0.19134 | 0.03661 | 0 | 0.46949 | 0.50698 | -0.50698 | -0.46949 | 0.22042 | 0.22042 | -0.19134 | 0.50698 | 0.25703 |  |  |  | -5396 | 0 | 100000000000 | 0 | 0 | 0.53263 | 0.53263 | 0.65677 | 0.053263 | 6e-66
[5 empty] | 6284.6615 | [6 empty] | 3.5333 | 0.50043 | -0.50043 | -0.22462 | 0.050454 | 0 | 0.44719 | 0.50043 | -0.50043 | -0.44719 | 0.19998 | 0.19998 | -0.22462 | 0.50043 | 0.25043 |  |  |  | -5394 | 0 | 100000000000 | 0 | 0 | 0.53395 | 0.53395 | 0.66239 | 0.053395 | 6e-66
[5 empty] | 6303.0377 | [6 empty] | 3.5667 | 0.49391 | -0.49391 | -0.25561 | 0.065338 | 0 | 0.42262 | 0.49391 | -0.49391 | -0.42262 | 0.17861 | 0.17861 | -0.25561 | 0.49391 | 0.24394 |  |  |  | -5392 | 0 | 100000000000 | 0 | 0 | 0.53527 | 0.53527 | 0.66801 | 0.053527 | 6e-66
[5 empty] | 6321.4139 | [6 empty] | 3.6 | 0.48741 | -0.48741 | -0.28417 | 0.080754 | 0 | 0.39599 | 0.48741 | -0.48741 | -0.39599 | 0.15681 | 0.15681 | -0.28417 | 0.48741 | 0.23757 |  |  |  | -5390 | 0 | 100000000000 | 0 | 0 | 0.5366 | 0.5366 | 0.67361 | 0.05366 | 6e-66
[5 empty] | 6339.7901 | [6 empty] | 3.6333 | 0.48093 | -0.48093 | -0.31017 | 0.096206 | 0 | 0.36755 | 0.48093 | -0.48093 | -0.36755 | 0.13509 | 0.13509 | -0.31017 | 0.48093 | 0.2313 |  |  |  | -5388 | 0 | 100000000000 | 0 | 0 | 0.53792 | 0.53792 | 0.6792 | 0.053792 | 6e-66
[5 empty] | 6358.1663 | [6 empty] | 3.6667 | 0.47449 | -0.47449 | -0.3335 | 0.11122 | 0 | 0.33751 | 0.47449 | -0.47449 | -0.33751 | 0.11391 | 0.11391 | -0.3335 | 0.47449 | 0.22514 |  |  |  | -5386 | 0 | 100000000000 | 0 | 0 | 0.53925 | 0.53925 | 0.68478 | 0.053925 | 6e-66
[5 empty] | 6376.5425 | [6 empty] | 3.7 | 0.46807 | -0.46807 | -0.35408 | 0.12538 | 0 | 0.30613 | 0.46807 | -0.46807 | -0.30613 | 0.093715 | 0.093715 | -0.35408 | 0.46807 | 0.21909 |  |  |  | -5384 | 0 | 100000000000 | 0 | 0 | 0.54057 | 0.54057 | 0.69034 | 0.054057 | 6e-66
[5 empty] | 6394.9187 | [6 empty] | 3.7333 | 0.46168 | -0.46168 | -0.37185 | 0.13827 | 0 | 0.27364 | 0.46168 | -0.46168 | -0.27364 | 0.074878 | 0.074878 | -0.37185 | 0.46168 | 0.21315 |  |  |  | -5382 | 0 | 100000000000 | 0 | 0 | 0.5419 | 0.5419 | 0.69589 | 0.05419 | 6e-66
[5 empty] | 6413.2949 | [6 empty] | 3.7667 | 0.45533 | -0.45533 | -0.38676 | 0.14959 | 0 | 0.24029 | 0.45533 | -0.45533 | -0.24029 | 0.057738 | 0.057738 | -0.38676 | 0.45533 | 0.20732 |  |  |  | -5380 | 0 | 100000000000 | 0 | 0 | 0.54322 | 0.54322 | 0.70142 | 0.054322 | 6e-66
[5 empty] | 6431.6711 | [6 empty] | 3.8 | 0.449 | -0.449 | -0.3988 | 0.15904 | 0 | 0.20632 | 0.449 | -0.449 | -0.20632 | 0.042567 | 0.042567 | -0.3988 | 0.449 | 0.2016 |  |  |  | -5378 | 0 | 100000000000 | 0 | 0 | 0.54455 | 0.54455 | 0.70693 | 0.054455 | 6e-66
[5 empty] | 6450.0473 | [6 empty] | 3.8333 | 0.44271 | -0.44271 | -0.40795 | 0.16642 | 0 | 0.17197 | 0.44271 | -0.44271 | -0.17197 | 0.029574 | 0.029574 | -0.40795 | 0.44271 | 0.196 |  |  |  | -5376 | 0 | 100000000000 | 0 | 0 | 0.54587 | 0.54587 | 0.71242 | 0.054587 | 6e-66
[5 empty] | 6468.4235 | [6 empty] | 3.8667 | 0.43646 | -0.43646 | -0.41424 | 0.17159 | 0 | 0.13749 | 0.43646 | -0.43646 | -0.13749 | 0.018902 | 0.018902 | -0.41424 | 0.43646 | 0.19049 |  |  |  | -5374 | 0 | 100000000000 | 0 | 0 | 0.5472 | 0.5472 | 0.71789 | 0.05472 | 6e-66
[5 empty] | 6486.7997 | [6 empty] | 3.9 | 0.43024 | -0.43024 | -0.4177 | 0.17447 | 0 | 0.10309 | 0.43024 | -0.43024 | -0.10309 | 0.010628 | 0.010628 | -0.4177 | 0.43024 | 0.1851 |  |  |  | -5372 | 0 | 100000000000 | 0 | 0 | 0.54852 | 0.54852 | 0.72335 | 0.054852 | 6e-66
[5 empty] | 6505.1759 | [6 empty] | 3.9333 | 0.42405 | -0.42405 | -0.4184 | 0.17506 | 0 | 0.06902 | 0.42405 | -0.42405 | -0.06902 | 0.0047637 | 0.0047637 | -0.4184 | 0.42405 | 0.17982 |  |  |  | -5370 | 0 | 100000000000 | 0 | 0 | 0.54985 | 0.54985 | 0.72878 | 0.054985 | 6e-66
[5 empty] | 6523.5521 | [6 empty] | 3.9667 | 0.4179 | -0.4179 | -0.4164 | 0.17339 | 0 | 0.035481 | 0.4179 | -0.4179 | -0.035481 | 0.0012589 | 0.0012589 | -0.4164 | 0.4179 | 0.17464 |  |  |  | -5368 | 0 | 100000000000 | 0 | 0 | 0.55117 | 0.55117 | 0.73418 | 0.055117 | 6e-66
[5 empty] | 6541.9283 | [6 empty] | 4 | 0.4118 | -0.4118 | -0.41179 | 0.16957 | 0 | 0.0026846 | 0.4118 | -0.4118 | -0.0026846 | 7.207e-06 | 7.207e-06 | -0.41179 | 0.4118 | 0.16958 |  |  |  | -5366 | 0 | 100000000000 | 0 | 0 | 0.5525 | 0.5525 | 0.73956 | 0.05525 | 6e-66
[5 empty] | 6560.3045 | [6 empty] | 4.0333 | 0.40573 | -0.40573 | -0.40468 | 0.16376 | 0 | -0.029173 | 0.40573 | -0.40573 | 0.029173 | 0.00085109 | 0.00085109 | -0.40468 | 0.40573 | 0.16461 |  |  |  | -5364 | 0 | 100000000000 | 0 | 0 | 0.55382 | 0.55382 | 0.74492 | 0.055382 | 6e-66
[5 empty] | 6578.6807 | [6 empty] | 4.0667 | 0.3997 | -0.3997 | -0.39518 | 0.15617 | 0 | -0.059908 | 0.3997 | -0.3997 | 0.059908 | 0.003589 | 0.003589 | -0.39518 | 0.3997 | 0.15976 |  |  |  | -5362 | 0 | 100000000000 | 0 | 0 | 0.55515 | 0.55515 | 0.75025 | 0.055515 | 6e-66
[5 empty] | 6597.0569 | [6 empty] | 4.1 | 0.39371 | -0.39371 | -0.38344 | 0.14702 | 0 | -0.089349 | 0.39371 | -0.39371 | 0.089349 | 0.0079833 | 0.0079833 | -0.38344 | 0.39371 | 0.15501 |  |  |  | -5360 | 0 | 100000000000 | 0 | 0 | 0.55647 | 0.55647 | 0.75555 | 0.055647 | 6e-66
[5 empty] | 6615.4331 | [6 empty] | 4.1333 | 0.38776 | -0.38776 | -0.36958 | 0.13659 | 0 | -0.11734 | 0.38776 | -0.38776 | 0.11734 | 0.013768 | 0.013768 | -0.36958 | 0.38776 | 0.15036 |  |  |  | -5358 | 0 | 100000000000 | 0 | 0 | 0.5578 | 0.5578 | 0.76082 | 0.05578 | 6e-66
[5 empty] | 6633.8093 | [6 empty] | 4.1667 | 0.38186 | -0.38186 | -0.35378 | 0.12516 | 0 | -0.14373 | 0.38186 | -0.38186 | 0.14373 | 0.020659 | 0.020659 | -0.35378 | 0.38186 | 0.14582 |  |  |  | -5356 | 0 | 100000000000 | 0 | 0 | 0.55912 | 0.55912 | 0.76607 | 0.055912 | 6e-66
[5 empty] | 6652.1855 | [6 empty] | 4.2 | 0.376 | -0.376 | -0.33618 | 0.11302 | 0 | -0.1684 | 0.376 | -0.376 | 0.1684 | 0.028359 | 0.028359 | -0.33618 | 0.376 | 0.14138 |  |  |  | -5354 | 0 | 100000000000 | 0 | 0 | 0.56045 | 0.56045 | 0.77128 | 0.056045 | 6e-66
[5 empty] | 6670.5617 | [6 empty] | 4.2333 | 0.37018 | -0.37018 | -0.31696 | 0.10046 | 0 | -0.19124 | 0.37018 | -0.37018 | 0.19124 | 0.036572 | 0.036572 | -0.31696 | 0.37018 | 0.13704 |  |  |  | -5352 | 0 | 100000000000 | 0 | 0 | 0.56177 | 0.56177 | 0.77646 | 0.056177 | 6e-66
[5 empty] | 6688.938 | [6 empty] | 4.2667 | 0.36441 | -0.36441 | -0.2963 | 0.087793 | 0 | -0.21214 | 0.36441 | -0.36441 | 0.21214 | 0.045004 | 0.045004 | -0.2963 | 0.36441 | 0.1328 |  |  |  | -5350 | 0 | 100000000000 | 0 | 0 | 0.5631 | 0.5631 | 0.7816 | 0.05631 | 6e-66
[5 empty] | 6707.3142 | [6 empty] | 4.3 | 0.35869 | -0.35869 | -0.27437 | 0.075281 | 0 | -0.23103 | 0.35869 | -0.35869 | 0.23103 | 0.053376 | 0.053376 | -0.27437 | 0.35869 | 0.12866 |  |  |  | -5348 | 0 | 100000000000 | 0 | 0 | 0.56442 | 0.56442 | 0.78671 | 0.056442 | 6e-66
[5 empty] | 6725.6904 | [6 empty] | 4.3333 | 0.35301 | -0.35301 | -0.25137 | 0.063188 | 0 | -0.24785 | 0.35301 | -0.35301 | 0.24785 | 0.061428 | 0.061428 | -0.25137 | 0.35301 | 0.12462 |  |  |  | -5346 | 0 | 100000000000 | 0 | 0 | 0.56575 | 0.56575 | 0.79179 | 0.056575 | 6e-66
[5 empty] | 6744.0666 | [6 empty] | 4.3667 | 0.34738 | -0.34738 | -0.22748 | 0.051746 | 0 | -0.26254 | 0.34738 | -0.34738 | 0.26254 | 0.068925 | 0.068925 | -0.22748 | 0.34738 | 0.12067 |  |  |  | -5344 | 0 | 100000000000 | 0 | 0 | 0.56707 | 0.56707 | 0.79683 | 0.056707 | 6e-66
[5 empty] | 6762.4428 | [6 empty] | 4.4 | 0.34179 | -0.34179 | -0.20288 | 0.04116 | 0 | -0.27507 | 0.34179 | -0.34179 | 0.27507 | 0.075663 | 0.075663 | -0.20288 | 0.34179 | 0.11682 |  |  |  | -5342 | 0 | 100000000000 | 0 | 0 | 0.5684 | 0.5684 | 0.80183 | 0.05684 | 6e-66
[5 empty] | 6780.819 | [6 empty] | 4.4333 | 0.33626 | -0.33626 | -0.17776 | 0.031599 | 0 | -0.28543 | 0.33626 | -0.33626 | 0.28543 | 0.081471 | 0.081471 | -0.17776 | 0.33626 | 0.11307 |  |  |  | -5340 | 0 | 100000000000 | 0 | 0 | 0.56972 | 0.56972 | 0.80679 | 0.056972 | 6e-66
[5 empty] | 6799.1952 | [6 empty] | 4.4667 | 0.33077 | -0.33077 | -0.15231 | 0.023198 | 0 | -0.29362 | 0.33077 | -0.33077 | 0.29362 | 0.086212 | 0.086212 | -0.15231 | 0.33077 | 0.10941 |  |  |  | -5338 | 0 | 100000000000 | 0 | 0 | 0.57105 | 0.57105 | 0.81171 | 0.057105 | 6e-66
[5 empty] | 6817.5714 | [6 empty] | 4.5 | 0.32534 | -0.32534 | -0.1267 | 0.016053 | 0 | -0.29965 | 0.32534 | -0.32534 | 0.29965 | 0.08979 | 0.08979 | -0.1267 | 0.32534 | 0.10584 |  |  |  | -5336 | 0 | 100000000000 | 0 | 0 | 0.57237 | 0.57237 | 0.81659 | 0.057237 | 6e-66
[5 empty] | 6835.9476 | [6 empty] | 4.5333 | 0.31995 | -0.31995 | -0.10112 | 0.010224 | 0 | -0.30355 | 0.31995 | -0.31995 | 0.30355 | 0.092143 | 0.092143 | -0.10112 | 0.31995 | 0.10237 |  |  |  | -5334 | 0 | 100000000000 | 0 | 0 | 0.5737 | 0.5737 | 0.82143 | 0.05737 | 6e-66
[5 empty] | 6854.3238 | [6 empty] | 4.5667 | 0.31461 | -0.31461 | -0.07572 | 0.0057334 | 0 | -0.30536 | 0.31461 | -0.31461 | 0.30536 | 0.093247 | 0.093247 | -0.07572 | 0.31461 | 0.098981 |  |  |  | -5332 | 0 | 100000000000 | 0 | 0 | 0.57502 | 0.57502 | 0.82622 | 0.057502 | 6e-66
[5 empty] | 6872.7 | [6 empty] | 4.6 | 0.30933 | -0.30933 | -0.050678 | 0.0025683 | 0 | -0.30515 | 0.30933 | -0.30933 | 0.30515 | 0.093114 | 0.093114 | -0.050678 | 0.30933 | 0.095683 |  |  |  | -5330 | 0 | 100000000000 | 0 | 0 | 0.57635 | 0.57635 | 0.83097 | 0.057635 | 6e-66
[5 empty] | 6891.0762 | [6 empty] | 4.6333 | 0.30409 | -0.30409 | -0.026147 | 0.00068368 | 0 | -0.30297 | 0.30409 | -0.30409 | 0.30297 | 0.091788 | 0.091788 | -0.026147 | 0.30409 | 0.092472 |  |  |  | -5328 | 0 | 100000000000 | 0 | 0 | 0.57767 | 0.57767 | 0.83567 | 0.057767 | 6e-66
[5 empty] | 6909.4524 | [6 empty] | 4.6667 | 0.29891 | -0.29891 | -0.0022734 | 5.1685e-06 | 0 | -0.2989 | 0.29891 | -0.29891 | 0.2989 | 0.089341 | 0.089341 | -0.0022734 | 0.29891 | 0.089347 |  |  |  | -5326 | 0 | 100000000000 | 0 | 0 | 0.579 | 0.579 | 0.84033 | 0.0579 | 6e-66
[5 empty] | 6927.8286 | [6 empty] | 4.7 | 0.29378 | -0.29378 | 0.020805 | 0.00043287 | 0 | -0.29304 | 0.29378 | -0.29378 | 0.29304 | 0.085873 | 0.085873 | 0.020805 | 0.29378 | 0.086306 |  |  |  | -5324 | 0 | 100000000000 | 0 | 0 | 0.58032 | 0.58032 | 0.84494 | 0.058032 | 6e-66
[5 empty] | 6946.2048 | [6 empty] | 4.7333 | 0.2887 | -0.2887 | 0.042962 | 0.0018457 | 0 | -0.28549 | 0.2887 | -0.2887 | 0.28549 | 0.081502 | 0.081502 | 0.042962 | 0.2887 | 0.083348 |  |  |  | -5322 | 0 | 100000000000 | 0 | 0 | 0.58165 | 0.58165 | 0.8495 | 0.058165 | 6e-66
[5 empty] | 6964.581 | [6 empty] | 4.7667 | 0.28368 | -0.28368 | 0.064078 | 0.004106 | 0 | -0.27634 | 0.28368 | -0.28368 | 0.27634 | 0.076366 | 0.076366 | 0.064078 | 0.28368 | 0.080472 |  |  |  | -5320 | 0 | 100000000000 | 0 | 0 | 0.58297 | 0.58297 | 0.85401 | 0.058297 | 6e-66
[5 empty] | 6982.9572 | [6 empty] | 4.8 | 0.2787 | -0.2787 | 0.084048 | 0.007064 | 0 | -0.26573 | 0.2787 | -0.2787 | 0.26573 | 0.070611 | 0.070611 | 0.084048 | 0.2787 | 0.077675 |  |  |  | -5318 | 0 | 100000000000 | 0 | 0 | 0.5843 | 0.5843 | 0.85846 | 0.05843 | 6e-66
[5 empty] | 7001.3334 | [6 empty] | 4.8333 | 0.27378 | -0.27378 | 0.10278 | 0.010563 | 0 | -0.25376 | 0.27378 | -0.27378 | 0.25376 | 0.064395 | 0.064395 | 0.10278 | 0.27378 | 0.074958 |  |  |  | -5316 | 0 | 100000000000 | 0 | 0 | 0.58562 | 0.58562 | 0.86287 | 0.058562 | 6e-66
[5 empty] | 7019.7096 | [6 empty] | 4.8667 | 0.26892 | -0.26892 | 0.12018 | 0.014444 | 0 | -0.24057 | 0.26892 | -0.26892 | 0.24057 | 0.057874 | 0.057874 | 0.12018 | 0.26892 | 0.072318 |  |  |  | -5314 | 0 | 100000000000 | 0 | 0 | 0.58695 | 0.58695 | 0.86722 | 0.058695 | 6e-66
[5 empty] | 7038.0858 | [6 empty] | 4.9 | 0.26411 | -0.26411 | 0.13619 | 0.018549 | 0 | -0.22628 | 0.26411 | -0.26411 | 0.22628 | 0.051204 | 0.051204 | 0.13619 | 0.26411 | 0.069753 |  |  |  | -5312 | 0 | 100000000000 | 0 | 0 | 0.58827 | 0.58827 | 0.87152 | 0.058827 | 6e-66
[5 empty] | 7056.462 | [6 empty] | 4.9333 | 0.25935 | -0.25935 | 0.15075 | 0.022726 | 0 | -0.21104 | 0.25935 | -0.25935 | 0.21104 | 0.044537 | 0.044537 | 0.15075 | 0.25935 | 0.067263 |  |  |  | -5310 | 0 | 100000000000 | 0 | 0 | 0.5896 | 0.5896 | 0.87577 | 0.05896 | 6e-66
[5 empty] | 7074.8382 | [6 empty] | 4.9667 | 0.25465 | -0.25465 | 0.16381 | 0.026833 | 0 | -0.19497 | 0.25465 | -0.25465 | 0.19497 | 0.038013 | 0.038013 | 0.16381 | 0.25465 | 0.064846 |  |  |  | -5308 | 0 | 100000000000 | 0 | 0 | 0.59092 | 0.59092 | 0.87996 | 0.059092 | 6e-66
[5 empty] | 7093.2144 | [6 empty] | 5 | 0.25 | -0.25 | 0.17533 | 0.030741 | 0 | -0.17821 | 0.25 | -0.25 | 0.17821 | 0.031759 | 0.031759 | 0.17533 | 0.25 | 0.0625 |  |  |  | -5306 | 0 | 100000000000 | 0 | 0 | 0.59225 | 0.59225 | 0.88409 | 0.059225 | 6e-66
[5 empty] | 7111.5906 | [6 empty] | 5.0333 | 0.24541 | -0.24541 | 0.18529 | 0.034334 | 0 | -0.1609 | 0.24541 | -0.24541 | 0.1609 | 0.02589 | 0.02589 | 0.18529 | 0.24541 | 0.060224 |  |  |  | -5304 | 0 | 100000000000 | 0 | 0 | 0.59357 | 0.59357 | 0.88816 | 0.059357 | 6e-66
[5 empty] | 7129.9668 | [6 empty] | 5.0667 | 0.24087 | -0.24087 | 0.19369 | 0.037516 | 0 | -0.14318 | 0.24087 | -0.24087 | 0.14318 | 0.020501 | 0.020501 | 0.19369 | 0.24087 | 0.058017 |  |  |  | -5302 | 0 | 100000000000 | 0 | 0 | 0.5949 | 0.5949 | 0.89217 | 0.05949 | 6e-66
[5 empty] | 7148.343 | [6 empty] | 5.1 | 0.23638 | -0.23638 | 0.20052 | 0.040207 | 0 | -0.12518 | 0.23638 | -0.23638 | 0.12518 | 0.01567 | 0.01567 | 0.20052 | 0.23638 | 0.055877 |  |  |  | -5300 | 0 | 100000000000 | 0 | 0 | 0.59622 | 0.59622 | 0.89612 | 0.059622 | 6e-66
[5 empty] | 7166.7192 | [6 empty] | 5.1333 | 0.23195 | -0.23195 | 0.20578 | 0.042347 | 0 | -0.10703 | 0.23195 | -0.23195 | 0.10703 | 0.011455 | 0.011455 | 0.20578 | 0.23195 | 0.053803 |  |  |  | -5298 | 0 | 100000000000 | 0 | 0 | 0.59755 | 0.59755 | 0.90002 | 0.059755 | 6e-66
[5 empty] | 7185.0954 | [6 empty] | 5.1667 | 0.22758 | -0.22758 | 0.20952 | 0.043897 | 0 | -0.088858 | 0.22758 | -0.22758 | 0.088858 | 0.0078958 | 0.0078958 | 0.20952 | 0.22758 | 0.051793 |  |  |  | -5296 | 0 | 100000000000 | 0 | 0 | 0.59887 | 0.59887 | 0.90385 | 0.059887 | 6e-66
[5 empty] | 7203.4716 | [6 empty] | 5.2 | 0.22326 | -0.22326 | 0.21174 | 0.044834 | 0 | -0.070788 | 0.22326 | -0.22326 | 0.070788 | 0.005011 | 0.005011 | 0.21174 | 0.22326 | 0.049845 |  |  |  | -5294 | 0 | 100000000000 | 0 | 0 | 0.6002 | 0.6002 | 0.90761 | 0.06002 | 6e-66
[5 empty] | 7221.8478 | [6 empty] | 5.2333 | 0.219 | -0.219 | 0.2125 | 0.045157 | 0 | -0.052938 | 0.219 | -0.219 | 0.052938 | 0.0028024 | 0.0028024 | 0.2125 | 0.219 | 0.047959 |  |  |  | -5292 | 0 | 100000000000 | 0 | 0 | 0.60152 | 0.60152 | 0.91132 | 0.060152 | 6e-66
[5 empty] | 7240.224 | [6 empty] | 5.2667 | 0.21479 | -0.21479 | 0.21185 | 0.044879 | 0 | -0.03542 | 0.21479 | -0.21479 | 0.03542 | 0.0012546 | 0.0012546 | 0.21185 | 0.21479 | 0.046133 |  |  |  | -5290 | 0 | 100000000000 | 0 | 0 | 0.60285 | 0.60285 | 0.91495 | 0.060285 | 6e-66
[5 empty] | 7258.6003 | [6 empty] | 5.3 | 0.21063 | -0.21063 | 0.20983 | 0.04403 | 0 | -0.018339 | 0.21063 | -0.21063 | 0.018339 | 0.00033633 | 0.00033633 | 0.20983 | 0.21063 | 0.044366 |  |  |  | -5288 | 0 | 100000000000 | 0 | 0 | 0.60417 | 0.60417 | 0.91853 | 0.060417 | 6e-66
[5 empty] | 7276.9765 | [6 empty] | 5.3333 | 0.20653 | -0.20653 | 0.20653 | 0.042653 | 0 | -0.0017952 | 0.20653 | -0.20653 | 0.0017952 | 3.2229e-06 | 3.2229e-06 | 0.20653 | 0.20653 | 0.042656 |  |  |  | -5286 | 0 | 100000000000 | 0 | 0 | 0.6055 | 0.6055 | 0.92203 | 0.06055 | 6e-66
[5 empty] | 7295.3527 | [6 empty] | 5.3667 | 0.20249 | -0.20249 | 0.202 | 0.040802 | 0 | 0.014121 | 0.20249 | -0.20249 | -0.014121 | 0.0001994 | 0.0001994 | 0.202 | 0.20249 | 0.041002 |  |  |  | -5284 | 0 | 100000000000 | 0 | 0 | 0.60682 | 0.60682 | 0.92547 | 0.060682 | 6e-66
[5 empty] | 7313.7289 | [6 empty] | 5.4 | 0.1985 | -0.1985 | 0.19632 | 0.038542 | 0 | 0.029325 | 0.1985 | -0.1985 | -0.029325 | 0.00085998 | 0.00085998 | 0.19632 | 0.1985 | 0.039402 |  |  |  | -5282 | 0 | 100000000000 | 0 | 0 | 0.60815 | 0.60815 | 0.92884 | 0.060815 | 6e-66
[5 empty] | 7332.1051 | [6 empty] | 5.4333 | 0.19456 | -0.19456 | 0.18958 | 0.035941 | 0 | 0.043743 | 0.19456 | -0.19456 | -0.043743 | 0.0019134 | 0.0019134 | 0.18958 | 0.19456 | 0.037855 |  |  |  | -5280 | 0 | 100000000000 | 0 | 0 | 0.60947 | 0.60947 | 0.93214 | 0.060947 | 6e-66
[5 empty] | 7350.4813 | [6 empty] | 5.4667 | 0.19068 | -0.19068 | 0.18187 | 0.033076 | 0 | 0.057306 | 0.19068 | -0.19068 | -0.057306 | 0.003284 | 0.003284 | 0.18187 | 0.19068 | 0.03636 |  |  |  | -5278 | 0 | 100000000000 | 0 | 0 | 0.6108 | 0.6108 | 0.93537 | 0.06108 | 6e-66
[5 empty] | 7368.8575 | [6 empty] | 5.5 | 0.18686 | -0.18686 | 0.17327 | 0.030021 | 0 | 0.069956 | 0.18686 | -0.18686 | -0.069956 | 0.0048939 | 0.0048939 | 0.17327 | 0.18686 | 0.034915 |  |  |  | -5276 | 0 | 100000000000 | 0 | 0 | 0.61212 | 0.61212 | 0.93853 | 0.061212 | 6e-66
[5 empty] | 7387.2337 | [6 empty] | 5.5333 | 0.18308 | -0.18308 | 0.16387 | 0.026854 | 0 | 0.081644 | 0.18308 | -0.18308 | -0.081644 | 0.0066657 | 0.0066657 | 0.16387 | 0.18308 | 0.03352 |  |  |  | -5274 | 0 | 100000000000 | 0 | 0 | 0.61345 | 0.61345 | 0.94162 | 0.061345 | 6e-66
[5 empty] | 7405.6099 | [6 empty] | 5.5667 | 0.17937 | -0.17937 | 0.15378 | 0.023648 | 0 | 0.092327 | 0.17937 | -0.17937 | -0.092327 | 0.0085243 | 0.0085243 | 0.15378 | 0.17937 | 0.032172 |  |  |  | -5272 | 0 | 100000000000 | 0 | 0 | 0.61477 | 0.61477 | 0.94464 | 0.061477 | 6e-66
[5 empty] | 7423.9861 | [6 empty] | 5.6 | 0.1757 | -0.1757 | 0.14308 | 0.020473 | 0 | 0.10197 | 0.1757 | -0.1757 | -0.10197 | 0.010399 | 0.010399 | 0.14308 | 0.1757 | 0.030871 |  |  |  | -5270 | 0 | 100000000000 | 0 | 0 | 0.6161 | 0.6161 | 0.94758 | 0.06161 | 6e-66
[5 empty] | 7442.3623 | [6 empty] | 5.6333 | 0.17209 | -0.17209 | 0.13188 | 0.017392 | 0 | 0.11056 | 0.17209 | -0.17209 | -0.11056 | 0.012223 | 0.012223 | 0.13188 | 0.17209 | 0.029615 |  |  |  | -5268 | 0 | 100000000000 | 0 | 0 | 0.61742 | 0.61742 | 0.95045 | 0.061742 | 6e-66
[5 empty] | 7460.7385 | [6 empty] | 5.6667 | 0.16853 | -0.16853 | 0.12027 | 0.014464 | 0 | 0.11807 | 0.16853 | -0.16853 | -0.11807 | 0.01394 | 0.01394 | 0.12027 | 0.16853 | 0.028404 |  |  |  | -5266 | 0 | 100000000000 | 0 | 0 | 0.61875 | 0.61875 | 0.95325 | 0.061875 | 6e-66
[5 empty] | 7479.1147 | [6 empty] | 5.7 | 0.16503 | -0.16503 | 0.10834 | 0.011737 | 0 | 0.12449 | 0.16503 | -0.16503 | -0.12449 | 0.015497 | 0.015497 | 0.10834 | 0.16503 | 0.027235 |  |  |  | -5264 | 0 | 100000000000 | 0 | 0 | 0.62007 | 0.62007 | 0.95596 | 0.062007 | 6e-66
[5 empty] | 7497.4909 | [6 empty] | 5.7333 | 0.16158 | -0.16158 | 0.096191 | 0.0092527 | 0 | 0.12983 | 0.16158 | -0.16158 | -0.12983 | 0.016855 | 0.016855 | 0.096191 | 0.16158 | 0.026108 |  |  |  | -5262 | 0 | 100000000000 | 0 | 0 | 0.6214 | 0.6214 | 0.95861 | 0.06214 | 6e-66
[5 empty] | 7515.8671 | [6 empty] | 5.7667 | 0.15818 | -0.15818 | 0.083913 | 0.0070414 | 0 | 0.13409 | 0.15818 | -0.15818 | -0.13409 | 0.01798 | 0.01798 | 0.083913 | 0.15818 | 0.025021 |  |  |  | -5260 | 0 | 100000000000 | 0 | 0 | 0.62272 | 0.62272 | 0.96117 | 0.062272 | 6e-66
[5 empty] | 7534.2433 | [6 empty] | 5.8 | 0.15483 | -0.15483 | 0.071594 | 0.0051258 | 0 | 0.13729 | 0.15483 | -0.15483 | -0.13729 | 0.018848 | 0.018848 | 0.071594 | 0.15483 | 0.023974 |  |  |  | -5258 | 0 | 100000000000 | 0 | 0 | 0.62405 | 0.62405 | 0.96366 | 0.062405 | 6e-66
[5 empty] | 7552.6195 | [6 empty] | 5.8333 | 0.15154 | -0.15154 | 0.059321 | 0.0035189 | 0 | 0.13945 | 0.15154 | -0.15154 | -0.13945 | 0.019446 | 0.019446 | 0.059321 | 0.15154 | 0.022965 |  |  |  | -5256 | 0 | 100000000000 | 0 | 0 | 0.62537 | 0.62537 | 0.96608 | 0.062537 | 6e-66
[5 empty] | 7570.9957 | [6 empty] | 5.8667 | 0.1483 | -0.1483 | 0.047173 | 0.0022253 | 0 | 0.1406 | 0.1483 | -0.1483 | -0.1406 | 0.019767 | 0.019767 | 0.047173 | 0.1483 | 0.021993 |  |  |  | -5254 | 0 | 100000000000 | 0 | 0 | 0.6267 | 0.6267 | 0.96841 | 0.06267 | 6e-66
[5 empty] | 7589.3719 | [6 empty] | 5.9 | 0.14511 | -0.14511 | 0.03523 | 0.0012412 | 0 | 0.14077 | 0.14511 | -0.14511 | -0.14077 | 0.019815 | 0.019815 | 0.03523 | 0.14511 | 0.021056 |  |  |  | -5252 | 0 | 100000000000 | 0 | 0 | 0.62802 | 0.62802 | 0.97066 | 0.062802 | 6e-66
[5 empty] | 7607.7481 | [6 empty] | 5.9333 | 0.14197 | -0.14197 | 0.023564 | 0.00055525 | 0 | 0.14 | 0.14197 | -0.14197 | -0.14 | 0.0196 | 0.0196 | 0.023564 | 0.14197 | 0.020155 |  |  |  | -5250 | 0 | 100000000000 | 0 | 0 | 0.62935 | 0.62935 | 0.97284 | 0.062935 | 6e-66
[5 empty] | 7626.1243 | [6 empty] | 5.9667 | 0.13888 | -0.13888 | 0.012242 | 0.00014987 | 0 | 0.13834 | 0.13888 | -0.13888 | -0.13834 | 0.019138 | 0.019138 | 0.012242 | 0.13888 | 0.019288 |  |  |  | -5248 | 0 | 100000000000 | 0 | 0 | 0.63067 | 0.63067 | 0.97493 | 0.063067 | 6e-66
[5 empty] | 7644.5005 | [6 empty] | 6 | 0.13584 | -0.13584 | 0.0013284 | 1.7646e-06 | 0 | 0.13584 | 0.13584 | -0.13584 | -0.13584 | 0.018451 | 0.018451 | 0.0013284 | 0.13584 | 0.018453 |  |  |  | -5246 | 0 | 100000000000 | 0 | 0 | 0.632 | 0.632 | 0.97694 | 0.0632 | 6e-66
[5 empty] | 7662.8767 | [6 empty] | 6.0333 | 0.13285 | -0.13285 | -0.0091207 | 8.3188e-05 | 0 | 0.13254 | 0.13285 | -0.13285 | -0.13254 | 0.017567 | 0.017567 | -0.0091207 | 0.13285 | 0.01765 |  |  |  | -5244 | 0 | 100000000000 | 0 | 0 | 0.63332 | 0.63332 | 0.97887 | 0.063332 | 6e-66
[5 empty] | 7681.2529 | [6 empty] | 6.0667 | 0.12992 | -0.12992 | -0.019054 | 0.00036304 | 0 | 0.12851 | 0.12992 | -0.12992 | -0.12851 | 0.016515 | 0.016515 | -0.019054 | 0.12992 | 0.016878 |  |  |  | -5242 | 0 | 100000000000 | 0 | 0 | 0.63465 | 0.63465 | 0.98072 | 0.063465 | 6e-66
[5 empty] | 7699.6291 | [6 empty] | 6.1 | 0.12703 | -0.12703 | -0.028424 | 0.00080794 | 0 | 0.12381 | 0.12703 | -0.12703 | -0.12381 | 0.015328 | 0.015328 | -0.028424 | 0.12703 | 0.016136 |  |  |  | -5240 | 0 | 100000000000 | 0 | 0 | 0.63597 | 0.63597 | 0.98249 | 0.063597 | 6e-66
[5 empty] | 7718.0053 | [6 empty] | 6.1333 | 0.12419 | -0.12419 | -0.037193 | 0.0013833 | 0 | 0.11849 | 0.12419 | -0.12419 | -0.11849 | 0.014039 | 0.014039 | -0.037193 | 0.12419 | 0.015422 |  |  |  | -5238 | 0 | 100000000000 | 0 | 0 | 0.6373 | 0.6373 | 0.98418 | 0.06373 | 6e-66
[5 empty] | 7736.3815 | [6 empty] | 6.1667 | 0.12139 | -0.12139 | -0.045326 | 0.0020545 | 0 | 0.11262 | 0.12139 | -0.12139 | -0.11262 | 0.012682 | 0.012682 | -0.045326 | 0.12139 | 0.014737 |  |  |  | -5236 | 0 | 100000000000 | 0 | 0 | 0.63862 | 0.63862 | 0.98578 | 0.063862 | 6e-66
[5 empty] | 7754.7577 | [6 empty] | 6.2 | 0.11865 | -0.11865 | -0.052796 | 0.0027874 | 0 | 0.10626 | 0.11865 | -0.11865 | -0.10626 | 0.011291 | 0.011291 | -0.052796 | 0.11865 | 0.014078 |  |  |  | -5234 | 0 | 100000000000 | 0 | 0 | 0.63995 | 0.63995 | 0.98729 | 0.063995 | 6e-66
[5 empty] | 7773.1339 | [6 empty] | 6.2333 | 0.11596 | -0.11596 | -0.059579 | 0.0035497 | 0 | 0.099479 | 0.11596 | -0.11596 | -0.099479 | 0.009896 | 0.009896 | -0.059579 | 0.11596 | 0.013446 |  |  |  | -5232 | 0 | 100000000000 | 0 | 0 | 0.64127 | 0.64127 | 0.98873 | 0.064127 | 6e-66
[5 empty] | 7791.5101 | [6 empty] | 6.2667 | 0.11331 | -0.11331 | -0.065661 | 0.0043113 | 0 | 0.092343 | 0.11331 | -0.11331 | -0.092343 | 0.0085272 | 0.0085272 | -0.065661 | 0.11331 | 0.012839 |  |  |  | -5230 | 0 | 100000000000 | 0 | 0 | 0.64259 | 0.64259 | 0.99008 | 0.064259 | 6e-66
[5 empty] | 7809.8863 | [6 empty] | 6.3 | 0.11071 | -0.11071 | -0.071029 | 0.0050452 | 0 | 0.084915 | 0.11071 | -0.11071 | -0.084915 | 0.0072106 | 0.0072106 | -0.071029 | 0.11071 | 0.012256 |  |  |  | -5228 | 0 | 100000000000 | 0 | 0 | 0.64392 | 0.64392 | 0.99134 | 0.064392 | 6e-66
[5 empty] | 7828.2625 | [6 empty] | 6.3333 | 0.10815 | -0.10815 | -0.07568 | 0.0057275 | 0 | 0.077259 | 0.10815 | -0.10815 | -0.077259 | 0.005969 | 0.005969 | -0.07568 | 0.10815 | 0.011697 |  |  |  | -5226 | 0 | 100000000000 | 0 | 0 | 0.64524 | 0.64524 | 0.99252 | 0.064524 | 6e-66
[5 empty] | 7846.6388 | [6 empty] | 6.3667 | 0.10564 | -0.10564 | -0.079614 | 0.0063384 | 0 | 0.069438 | 0.10564 | -0.10564 | -0.069438 | 0.0048217 | 0.0048217 | -0.079614 | 0.10564 | 0.01116 |  |  |  | -5224 | 0 | 100000000000 | 0 | 0 | 0.64657 | 0.64657 | 0.99361 | 0.064657 | 6e-66
[5 empty] | 7865.015 | [6 empty] | 6.4 | 0.10318 | -0.10318 | -0.082835 | 0.0068617 | 0 | 0.061514 | 0.10318 | -0.10318 | -0.061514 | 0.0037839 | 0.0037839 | -0.082835 | 0.10318 | 0.010646 |  |  |  | -5222 | 0 | 100000000000 | 0 | 0 | 0.64789 | 0.64789 | 0.99462 | 0.064789 | 6e-66
[5 empty] | 7883.3912 | [6 empty] | 6.4333 | 0.10076 | -0.10076 | -0.085354 | 0.0072854 | 0 | 0.053544 | 0.10076 | -0.10076 | -0.053544 | 0.002867 | 0.002867 | -0.085354 | 0.10076 | 0.010152 |  |  |  | -5220 | 0 | 100000000000 | 0 | 0 | 0.64922 | 0.64922 | 0.99555 | 0.064922 | 6e-66
[5 empty] | 7901.7674 | [6 empty] | 6.4667 | 0.098385 | -0.098385 | -0.087186 | 0.0076014 | 0 | 0.045587 | 0.098385 | -0.098385 | -0.045587 | 0.0020782 | 0.0020782 | -0.087186 | 0.098385 | 0.0096795 |  |  |  | -5218 | 0 | 100000000000 | 0 | 0 | 0.65054 | 0.65054 | 0.99638 | 0.065054 | 6e-66
[5 empty] | 7920.1436 | [6 empty] | 6.5 | 0.096055 | -0.096055 | -0.088349 | 0.0078055 | 0 | 0.037697 | 0.096055 | -0.096055 | -0.037697 | 0.001421 | 0.001421 | -0.088349 | 0.096055 | 0.0092265 |  |  |  | -5216 | 0 | 100000000000 | 0 | 0 | 0.65187 | 0.65187 | 0.99713 | 0.065187 | 6e-66
[5 empty] | 7938.5198 | [6 empty] | 6.5333 | 0.093768 | -0.093768 | -0.088865 | 0.0078971 | 0 | 0.029924 | 0.093768 | -0.093768 | -0.029924 | 0.00089544 | 0.00089544 | -0.088865 | 0.093768 | 0.0087925 |  |  |  | -5214 | 0 | 100000000000 | 0 | 0 | 0.65319 | 0.65319 | 0.99779 | 0.065319 | 6e-66
[5 empty] | 7956.896 | [6 empty] | 6.5667 | 0.091525 | -0.091525 | -0.088762 | 0.0078788 | 0 | 0.022317 | 0.091525 | -0.091525 | -0.022317 | 0.00049806 | 0.00049806 | -0.088762 | 0.091525 | 0.0083768 |  |  |  | -5212 | 0 | 100000000000 | 0 | 0 | 0.65452 | 0.65452 | 0.99837 | 0.065452 | 6e-66
[5 empty] | 7975.2722 | [6 empty] | 6.6 | 0.089325 | -0.089325 | -0.088069 | 0.0077562 | 0 | 0.014922 | 0.089325 | -0.089325 | -0.014922 | 0.00022265 | 0.00022265 | -0.088069 | 0.089325 | 0.0079789 |  |  |  | -5210 | 0 | 100000000000 | 0 | 0 | 0.65584 | 0.65584 | 0.99886 | 0.065584 | 6e-66
[5 empty] | 7993.6484 | [6 empty] | 6.6333 | 0.087166 | -0.087166 | -0.086818 | 0.0075374 | 0 | 0.007778 | 0.087166 | -0.087166 | -0.007778 | 6.0498e-05 | 6.0498e-05 | -0.086818 | 0.087166 | 0.0075979 |  |  |  | -5208 | 0 | 100000000000 | 0 | 0 | 0.65717 | 0.65717 | 0.99926 | 0.065717 | 6e-66
[5 empty] | 8012.0246 | [6 empty] | 6.6667 | 0.085049 | -0.085049 | -0.085044 | 0.0072325 | 0 | 0.00092408 | 0.085049 | -0.085049 | -0.00092408 | 8.5393e-07 | 8.5393e-07 | -0.085044 | 0.085049 | 0.0072334 |  |  |  | -5206 | 0 | 100000000000 | 0 | 0 | 0.65849 | 0.65849 | 0.99958 | 0.065849 | 6e-66
[5 empty] | 8030.4008 | [6 empty] | 6.7 | 0.082974 | -0.082974 | -0.082784 | 0.0068532 | 0 | -0.0056064 | 0.082974 | -0.082974 | 0.0056064 | 3.1432e-05 | 3.1432e-05 | -0.082784 | 0.082974 | 0.0068847 |  |  |  | -5204 | 0 | 100000000000 | 0 | 0 | 0.65982 | 0.65982 | 0.99981 | 0.065982 | 6e-66
[5 empty] | 8048.777 | [6 empty] | 6.7333 | 0.080939 | -0.080939 | -0.080077 | 0.0064123 | 0 | -0.011784 | 0.080939 | -0.080939 | 0.011784 | 0.00013885 | 0.00013885 | -0.080077 | 0.080939 | 0.0065511 |  |  |  | -5202 | 0 | 100000000000 | 0 | 0 | 0.66114 | 0.66114 | 0.99995 | 0.066114 | 6e-66
[5 empty] | 8067.1532 | [6 empty] | 6.7667 | 0.078944 | -0.078944 | -0.076962 | 0.0059231 | 0 | -0.017581 | 0.078944 | -0.078944 | 0.017581 | 0.00030911 | 0.00030911 | -0.076962 | 0.078944 | 0.0062322 |  |  |  | -5200 | 0 | 100000000000 | 0 | 0 | 0.66247 | 0.66247 | 1 | 0.066247 | 6e-66
[5 empty] | 8085.5294 | [6 empty] | 6.8 | 0.076989 | -0.076989 | -0.07348 | 0.0053993 | 0 | -0.022978 | 0.076989 | -0.076989 | 0.022978 | 0.00052799 | 0.00052799 | -0.07348 | 0.076989 | 0.0059273 |  |  |  | -5198 | 0 | 100000000000 | 0 | 0 | 0.66379 | 0.66379 | 0.99997 | 0.066379 | 6e-66
[5 empty] | 8103.9056 | [6 empty] | 6.8333 | 0.075073 | -0.075073 | -0.069674 | 0.0048545 | 0 | -0.027955 | 0.075073 | -0.075073 | 0.027955 | 0.00078149 | 0.00078149 | -0.069674 | 0.075073 | 0.005636 |  |  |  | -5196 | 0 | 100000000000 | 0 | 0 | 0.66512 | 0.66512 | 0.99984 | 0.066512 | 6e-66
[5 empty] | 8122.2818 | [6 empty] | 6.8667 | 0.073196 | -0.073196 | -0.065586 | 0.0043015 | 0 | -0.032498 | 0.073196 | -0.073196 | 0.032498 | 0.0010561 | 0.0010561 | -0.065586 | 0.073196 | 0.0053577 |  |  |  | -5194 | 0 | 100000000000 | 0 | 0 | 0.66644 | 0.66644 | 0.99964 | 0.066644 | 6e-66
[5 empty] | 8140.658 | [6 empty] | 6.9 | 0.071357 | -0.071357 | -0.061257 | 0.0037525 | 0 | -0.036597 | 0.071357 | -0.071357 | 0.036597 | 0.0013394 | 0.0013394 | -0.061257 | 0.071357 | 0.0050918 |  |  |  | -5192 | 0 | 100000000000 | 0 | 0 | 0.66777 | 0.66777 | 0.99934 | 0.066777 | 6e-66
[5 empty] | 8159.0342 | [6 empty] | 6.9333 | 0.069556 | -0.069556 | -0.05673 | 0.0032183 | 0 | -0.040245 | 0.069556 | -0.069556 | 0.040245 | 0.0016197 | 0.0016197 | -0.05673 | 0.069556 | 0.004838 |  |  |  | -5190 | 0 | 100000000000 | 0 | 0 | 0.66909 | 0.66909 | 0.99896 | 0.066909 | 6e-66
[5 empty] | 8177.4104 | [6 empty] | 6.9667 | 0.067791 | -0.067791 | -0.052045 | 0.0027087 | 0 | -0.043439 | 0.067791 | -0.067791 | 0.043439 | 0.0018869 | 0.0018869 | -0.052045 | 0.067791 | 0.0045957 |  |  |  | -5188 | 0 | 100000000000 | 0 | 0 | 0.67042 | 0.67042 | 0.99849 | 0.067042 | 6e-66
[5 empty] | 8195.7866 | [6 empty] | 7 | 0.066064 | -0.066064 | -0.047244 | 0.002232 | 0 | -0.046178 | 0.066064 | -0.066064 | 0.046178 | 0.0021324 | 0.0021324 | -0.047244 | 0.066064 | 0.0043644 |  |  |  | -5186 | 0 | 100000000000 | 0 | 0 | 0.67174 | 0.67174 | 0.99793 | 0.067174 | 6e-66
[5 empty] | 8214.1628 | [6 empty] | 7.0333 | 0.064372 | -0.064372 | -0.042365 | 0.0017948 | 0 | -0.048466 | 0.064372 | -0.064372 | 0.048466 | 0.002349 | 0.002349 | -0.042365 | 0.064372 | 0.0041438 |  |  |  | -5184 | 0 | 100000000000 | 0 | 0 | 0.67307 | 0.67307 | 0.99728 | 0.067307 | 6e-66
[5 empty] | 8232.539 | [6 empty] | 7.0667 | 0.062716 | -0.062716 | -0.037445 | 0.0014022 | 0 | -0.05031 | 0.062716 | -0.062716 | 0.05031 | 0.0025311 | 0.0025311 | -0.037445 | 0.062716 | 0.0039333 |  |  |  | -5182 | 0 | 100000000000 | 0 | 0 | 0.67439 | 0.67439 | 0.99655 | 0.067439 | 6e-66
[5 empty] | 8250.9152 | [6 empty] | 7.1 | 0.061095 | -0.061095 | -0.032523 | 0.0010577 | 0 | -0.051719 | 0.061095 | -0.061095 | 0.051719 | 0.0026749 | 0.0026749 | -0.032523 | 0.061095 | 0.0037326 |  |  |  | -5180 | 0 | 100000000000 | 0 | 0 | 0.67572 | 0.67572 | 0.99574 | 0.067572 | 6e-66
[5 empty] | 8269.2914 | [6 empty] | 7.1333 | 0.059509 | -0.059509 | -0.027631 | 0.00076347 | 0 | -0.052705 | 0.059509 | -0.059509 | 0.052705 | 0.0027778 | 0.0027778 | -0.027631 | 0.059509 | 0.0035413 |  |  |  | -5178 | 0 | 100000000000 | 0 | 0 | 0.67704 | 0.67704 | 0.99483 | 0.067704 | 6e-66
[5 empty] | 8287.6676 | [6 empty] | 7.1667 | 0.057956 | -0.057956 | -0.022803 | 0.00051997 | 0 | -0.053282 | 0.057956 | -0.057956 | 0.053282 | 0.002839 | 0.002839 | -0.022803 | 0.057956 | 0.0033589 |  |  |  | -5176 | 0 | 100000000000 | 0 | 0 | 0.67837 | 0.67837 | 0.99384 | 0.067837 | 6e-66
[5 empty] | 8306.0438 | [6 empty] | 7.2 | 0.056438 | -0.056438 | -0.018069 | 0.00032648 | 0 | -0.053467 | 0.056438 | -0.056438 | 0.053467 | 0.0028587 | 0.0028587 | -0.018069 | 0.056438 | 0.0031852 |  |  |  | -5174 | 0 | 100000000000 | 0 | 0 | 0.67969 | 0.67969 | 0.99277 | 0.067969 | 6e-66
[5 empty] | 8324.42 | [6 empty] | 7.2333 | 0.054952 | -0.054952 | -0.013457 | 0.0001811 | 0 | -0.053279 | 0.054952 | -0.054952 | 0.053279 | 0.0028386 | 0.0028386 | -0.013457 | 0.054952 | 0.0030197 |  |  |  | -5172 | 0 | 100000000000 | 0 | 0 | 0.68102 | 0.68102 | 0.99161 | 0.068102 | 6e-66
[5 empty] | 8342.7962 | [6 empty] | 7.2667 | 0.053499 | -0.053499 | -0.0089942 | 8.0896e-05 | 0 | -0.052737 | 0.053499 | -0.053499 | 0.052737 | 0.0027812 | 0.0027812 | -0.0089942 | 0.053499 | 0.0028621 |  |  |  | -5170 | 0 | 100000000000 | 0 | 0 | 0.68234 | 0.68234 | 0.99036 | 0.068234 | 6e-66
[5 empty] | 8361.1724 | [6 empty] | 7.3 | 0.052077 | -0.052077 | -0.0047033 | 2.2121e-05 | 0 | -0.051865 | 0.052077 | -0.052077 | 0.051865 | 0.0026899 | 0.0026899 | -0.0047033 | 0.052077 | 0.0027121 |  |  |  | -5168 | 0 | 100000000000 | 0 | 0 | 0.68367 | 0.68367 | 0.98903 | 0.068367 | 6e-66
[5 empty] | 8379.5486 | [6 empty] | 7.3333 | 0.050688 | -0.050688 | -0.0006058 | 3.67e-07 | 0 | -0.050684 | 0.050688 | -0.050688 | 0.050684 | 0.0025689 | 0.0025689 | -0.0006058 | 0.050688 | 0.0025692 |  |  |  | -5166 | 0 | 100000000000 | 0 | 0 | 0.68499 | 0.68499 | 0.98762 | 0.068499 | 6e-66
[5 empty] | 8397.9248 | [6 empty] | 7.3667 | 0.049329 | -0.049329 | 0.0032796 | 1.0756e-05 | 0 | -0.04922 | 0.049329 | -0.049329 | 0.04922 | 0.0024226 | 0.0024226 | 0.0032796 | 0.049329 | 0.0024333 |  |  |  | -5164 | 0 | 100000000000 | 0 | 0 | 0.68632 | 0.68632 | 0.98612 | 0.068632 | 6e-66
[5 empty] | 8416.3011 | [6 empty] | 7.4 | 0.048001 | -0.048001 | 0.0069366 | 4.8117e-05 | 0 | -0.047497 | 0.048001 | -0.048001 | 0.047497 | 0.002256 | 0.002256 | 0.0069366 | 0.048001 | 0.0023041 |  |  |  | -5162 | 0 | 100000000000 | 0 | 0 | 0.68764 | 0.68764 | 0.98454 | 0.068764 | 6e-66
[5 empty] | 8434.6773 | [6 empty] | 7.4333 | 0.046703 | -0.046703 | 0.010352 | 0.00010715 | 0 | -0.045541 | 0.046703 | -0.046703 | 0.045541 | 0.002074 | 0.002074 | 0.010352 | 0.046703 | 0.0021811 |  |  |  | -5160 | 0 | 100000000000 | 0 | 0 | 0.68897 | 0.68897 | 0.98287 | 0.068897 | 6e-66
[5 empty] | 8453.0535 | [6 empty] | 7.4667 | 0.045434 | -0.045434 | 0.013513 | 0.0001826 | 0 | -0.043378 | 0.045434 | -0.045434 | 0.043378 | 0.0018816 | 0.0018816 | 0.013513 | 0.045434 | 0.0020642 |  |  |  | -5158 | 0 | 100000000000 | 0 | 0 | 0.69029 | 0.69029 | 0.98112 | 0.069029 | 6e-66
[5 empty] | 8471.4297 | [6 empty] | 7.5 | 0.044194 | -0.044194 | 0.016412 | 0.00026935 | 0 | -0.041034 | 0.044194 | -0.044194 | 0.041034 | 0.0016838 | 0.0016838 | 0.016412 | 0.044194 | 0.0019531 |  |  |  | -5156 | 0 | 100000000000 | 0 | 0 | 0.69162 | 0.69162 | 0.97929 | 0.069162 | 6e-66
[5 empty] | 8489.8059 | [6 empty] | 7.5333 | 0.042983 | -0.042983 | 0.019042 | 0.00036261 | 0 | -0.038535 | 0.042983 | -0.042983 | 0.038535 | 0.0014849 | 0.0014849 | 0.019042 | 0.042983 | 0.0018475 |  |  |  | -5154 | 0 | 100000000000 | 0 | 0 | 0.69294 | 0.69294 | 0.97738 | 0.069294 | 6e-66
[5 empty] | 8508.1821 | [6 empty] | 7.5667 | 0.0418 | -0.0418 | 0.021399 | 0.00045793 | 0 | -0.035907 | 0.0418 | -0.0418 | 0.035907 | 0.0012893 | 0.0012893 | 0.021399 | 0.0418 | 0.0017472 |  |  |  | -5152 | 0 | 100000000000 | 0 | 0 | 0.69427 | 0.69427 | 0.97538 | 0.069427 | 6e-66
[5 empty] | 8526.5583 | [6 empty] | 7.6 | 0.040644 | -0.040644 | 0.023481 | 0.00055136 | 0 | -0.033175 | 0.040644 | -0.040644 | 0.033175 | 0.0011006 | 0.0011006 | 0.023481 | 0.040644 | 0.001652 |  |  |  | -5150 | 0 | 100000000000 | 0 | 0 | 0.69559 | 0.69559 | 0.9733 | 0.069559 | 6e-66
[5 empty] | 8544.9345 | [6 empty] | 7.6333 | 0.039516 | -0.039516 | 0.025288 | 0.00063947 | 0 | -0.030365 | 0.039516 | -0.039516 | 0.030365 | 0.00092204 | 0.00092204 | 0.025288 | 0.039516 | 0.0015615 |  |  |  | -5148 | 0 | 100000000000 | 0 | 0 | 0.69692 | 0.69692 | 0.97115 | 0.069692 | 6e-66
[5 empty] | 8563.3107 | [6 empty] | 7.6667 | 0.038414 | -0.038414 | 0.026821 | 0.00071938 | 0 | -0.0275 | 0.038414 | -0.038414 | 0.0275 | 0.00075626 | 0.00075626 | 0.026821 | 0.038414 | 0.0014756 |  |  |  | -5146 | 0 | 100000000000 | 0 | 0 | 0.69824 | 0.69824 | 0.96891 | 0.069824 | 6e-66
[5 empty] | 8581.6869 | [6 empty] | 7.7 | 0.037338 | -0.037338 | 0.028086 | 0.00078881 | 0 | -0.024604 | 0.037338 | -0.037338 | 0.024604 | 0.00060534 | 0.00060534 | 0.028086 | 0.037338 | 0.0013941 |  |  |  | -5144 | 0 | 100000000000 | 0 | 0 | 0.69957 | 0.69957 | 0.9666 | 0.069957 | 6e-66
[5 empty] | 8600.0631 | [6 empty] | 7.7333 | 0.036288 | -0.036288 | 0.029087 | 0.00084603 | 0 | -0.021698 | 0.036288 | -0.036288 | 0.021698 | 0.0004708 | 0.0004708 | 0.029087 | 0.036288 | 0.0013168 |  |  |  | -5142 | 0 | 100000000000 | 0 | 0 | 0.70089 | 0.70089 | 0.9642 | 0.070089 | 6e-66
[5 empty] | 8618.4393 | [6 empty] | 7.7667 | 0.035263 | -0.035263 | 0.029831 | 0.0008899 | 0 | -0.018804 | 0.035263 | -0.035263 | 0.018804 | 0.0003536 | 0.0003536 | 0.029831 | 0.035263 | 0.0012435 |  |  |  | -5140 | 0 | 100000000000 | 0 | 0 | 0.70222 | 0.70222 | 0.96173 | 0.070222 | 6e-66
[5 empty] | 8636.8155 | [6 empty] | 7.8 | 0.034263 | -0.034263 | 0.030328 | 0.00091981 | 0 | -0.015942 | 0.034263 | -0.034263 | 0.015942 | 0.00025415 | 0.00025415 | 0.030328 | 0.034263 | 0.001174 |  |  |  | -5138 | 0 | 100000000000 | 0 | 0 | 0.70354 | 0.70354 | 0.95918 | 0.070354 | 6e-66
[5 empty] | 8655.1917 | [6 empty] | 7.8333 | 0.033287 | -0.033287 | 0.030588 | 0.00093564 | 0 | -0.01313 | 0.033287 | -0.033287 | 0.01313 | 0.0001724 | 0.0001724 | 0.030588 | 0.033287 | 0.001108 |  |  |  | -5136 | 0 | 100000000000 | 0 | 0 | 0.70487 | 0.70487 | 0.95655 | 0.070487 | 6e-66
[5 empty] | 8673.5679 | [6 empty] | 7.8667 | 0.032335 | -0.032335 | 0.030622 | 0.0009377 | 0 | -0.010386 | 0.032335 | -0.032335 | 0.010386 | 0.00010786 | 0.00010786 | 0.030622 | 0.032335 | 0.0010456 |  |  |  | -5134 | 0 | 100000000000 | 0 | 0 | 0.70619 | 0.70619 | 0.95385 | 0.070619 | 6e-66
[5 empty] | 8691.9441 | [6 empty] | 7.9 | 0.031406 | -0.031406 | 0.030442 | 0.00092669 | 0 | -0.0077242 | 0.031406 | -0.031406 | 0.0077242 | 5.9664e-05 | 5.9664e-05 | 0.030442 | 0.031406 | 0.00098636 |  |  |  | -5132 | 0 | 100000000000 | 0 | 0 | 0.70752 | 0.70752 | 0.95107 | 0.070752 | 6e-66
[5 empty] | 8710.3203 | [6 empty] | 7.9333 | 0.030501 | -0.030501 | 0.030061 | 0.00090365 | 0 | -0.0051604 | 0.030501 | -0.030501 | 0.0051604 | 2.663e-05 | 2.663e-05 | 0.030061 | 0.030501 | 0.00093028 |  |  |  | -5130 | 0 | 100000000000 | 0 | 0 | 0.70884 | 0.70884 | 0.94822 | 0.070884 | 6e-66
[5 empty] | 8728.6965 | [6 empty] | 7.9667 | 0.029617 | -0.029617 | 0.029493 | 0.00086985 | 0 | -0.0027069 | 0.029617 | -0.029617 | 0.0027069 | 7.3273e-06 | 7.3273e-06 | 0.029493 | 0.029617 | 0.00087718 |  |  |  | -5128 | 0 | 100000000000 | 0 | 0 | 0.71017 | 0.71017 | 0.94529 | 0.071017 | 6e-66
[5 empty] | 8747.0727 | [6 empty] | 8 | 0.028756 | -0.028756 | 0.028753 | 0.00082676 | 0 | -0.00037492 | 0.028756 | -0.028756 | 0.00037492 | 1.4057e-07 | 1.4057e-07 | 0.028753 | 0.028756 | 0.0008269 |  |  |  | -5126 | 0 | 100000000000 | 0 | 0 | 0.71149 | 0.71149 | 0.94229 | 0.071149 | 6e-66
[5 empty] | 8765.4489 | [6 empty] | 8.0333 | 0.027916 | -0.027916 | 0.027856 | 0.00077598 | 0 | 0.0018257 | 0.027916 | -0.027916 | -0.0018257 | 3.3333e-06 | 3.3333e-06 | 0.027856 | 0.027916 | 0.00077931 |  |  |  | -5124 | 0 | 100000000000 | 0 | 0 | 0.71282 | 0.71282 | 0.93922 | 0.071282 | 6e-66
[5 empty] | 8783.8251 | [6 empty] | 8.0667 | 0.027098 | -0.027098 | 0.026817 | 0.00071918 | 0 | 0.0038868 | 0.027098 | -0.027098 | -0.0038868 | 1.5107e-05 | 1.5107e-05 | 0.026817 | 0.027098 | 0.00073428 |  |  |  | -5122 | 0 | 100000000000 | 0 | 0 | 0.71414 | 0.71414 | 0.93608 | 0.071414 | 6e-66
[5 empty] | 8802.2013 | [6 empty] | 8.1 | 0.0263 | -0.0263 | 0.025652 | 0.00065803 | 0 | 0.0058015 | 0.0263 | -0.0263 | -0.0058015 | 3.3657e-05 | 3.3657e-05 | 0.025652 | 0.0263 | 0.00069168 |  |  |  | -5120 | 0 | 100000000000 | 0 | 0 | 0.71547 | 0.71547 | 0.93286 | 0.071547 | 6e-66
[5 empty] | 8820.5775 | [6 empty] | 8.1333 | 0.025522 | -0.025522 | 0.024376 | 0.00059418 | 0 | 0.0075644 | 0.025522 | -0.025522 | -0.0075644 | 5.7221e-05 | 5.7221e-05 | 0.024376 | 0.025522 | 0.0006514 |  |  |  | -5118 | 0 | 100000000000 | 0 | 0 | 0.71679 | 0.71679 | 0.92958 | 0.071679 | 6e-66
[5 empty] | 8838.9537 | [6 empty] | 8.1667 | 0.024765 | -0.024765 | 0.023004 | 0.00052918 | 0 | 0.0091718 | 0.024765 | -0.024765 | -0.0091718 | 8.4121e-05 | 8.4121e-05 | 0.023004 | 0.024765 | 0.0006133 |  |  |  | -5116 | 0 | 100000000000 | 0 | 0 | 0.71812 | 0.71812 | 0.92622 | 0.071812 | 6e-66
[5 empty] | 8857.3299 | [6 empty] | 8.2 | 0.024027 | -0.024027 | 0.021552 | 0.00046449 | 0 | 0.010621 | 0.024027 | -0.024027 | -0.010621 | 0.0001128 | 0.0001128 | 0.021552 | 0.024027 | 0.0005773 |  |  |  | -5114 | 0 | 100000000000 | 0 | 0 | 0.71944 | 0.71944 | 0.9228 | 0.071944 | 6e-66
[5 empty] | 8875.7061 | [6 empty] | 8.2333 | 0.023308 | -0.023308 | 0.020035 | 0.0004014 | 0 | 0.011911 | 0.023308 | -0.023308 | -0.011911 | 0.00014186 | 0.00014186 | 0.020035 | 0.023308 | 0.00054327 |  |  |  | -5112 | 0 | 100000000000 | 0 | 0 | 0.72077 | 0.72077 | 0.91931 | 0.072077 | 6e-66
[5 empty] | 8894.0823 | [6 empty] | 8.2667 | 0.022608 | -0.022608 | 0.018468 | 0.00034105 | 0 | 0.013041 | 0.022608 | -0.022608 | -0.013041 | 0.00017007 | 0.00017007 | 0.018468 | 0.022608 | 0.00051112 |  |  |  | -5110 | 0 | 100000000000 | 0 | 0 | 0.72209 | 0.72209 | 0.91575 | 0.072209 | 6e-66
[5 empty] | 8912.4585 | [6 empty] | 8.3 | 0.021926 | -0.021926 | 0.016864 | 0.00028439 | 0 | 0.014013 | 0.021926 | -0.021926 | -0.014013 | 0.00019637 | 0.00019637 | 0.016864 | 0.021926 | 0.00048076 |  |  |  | -5108 | 0 | 100000000000 | 0 | 0 | 0.72342 | 0.72342 | 0.91212 | 0.072342 | 6e-66
[5 empty] | 8930.8347 | [6 empty] | 8.3333 | 0.021262 | -0.021262 | 0.015238 | 0.00023218 | 0 | 0.014829 | 0.021262 | -0.021262 | -0.014829 | 0.0002199 | 0.0002199 | 0.015238 | 0.021262 | 0.00045209 |  |  |  | -5106 | 0 | 100000000000 | 0 | 0 | 0.72474 | 0.72474 | 0.90844 | 0.072474 | 6e-66
[5 empty] | 8949.2109 | [6 empty] | 8.3667 | 0.020616 | -0.020616 | 0.013602 | 0.000185 | 0 | 0.015493 | 0.020616 | -0.020616 | -0.015493 | 0.00024002 | 0.00024002 | 0.013602 | 0.020616 | 0.00042502 |  |  |  | -5104 | 0 | 100000000000 | 0 | 0 | 0.72607 | 0.72607 | 0.90468 | 0.072607 | 6e-66
[5 empty] | 8967.5871 | [6 empty] | 8.4 | 0.019987 | -0.019987 | 0.011968 | 0.00014324 | 0 | 0.016007 | 0.019987 | -0.019987 | -0.016007 | 0.00025624 | 0.00025624 | 0.011968 | 0.019987 | 0.00039948 |  |  |  | -5102 | 0 | 100000000000 | 0 | 0 | 0.72739 | 0.72739 | 0.90087 | 0.072739 | 6e-66
[5 empty] | 8985.9633 | [6 empty] | 8.4333 | 0.019375 | -0.019375 | 0.010349 | 0.00010711 | 0 | 0.016379 | 0.019375 | -0.019375 | -0.016379 | 0.00026827 | 0.00026827 | 0.010349 | 0.019375 | 0.00037538 |  |  |  | -5100 | 0 | 100000000000 | 0 | 0 | 0.72872 | 0.72872 | 0.89699 | 0.072872 | 6e-66
[5 empty] | 9004.3396 | [6 empty] | 8.4667 | 0.018779 | -0.018779 | 0.0087554 | 7.6658e-05 | 0 | 0.016613 | 0.018779 | -0.018779 | -0.016613 | 0.00027598 | 0.00027598 | 0.0087554 | 0.018779 | 0.00035264 |  |  |  | -5098 | 0 | 100000000000 | 0 | 0 | 0.73004 | 0.73004 | 0.89305 | 0.073004 | 6e-66
[5 empty] | 9022.7158 | [6 empty] | 8.5 | 0.018199 | -0.018199 | 0.0071967 | 5.1792e-05 | 0 | 0.016716 | 0.018199 | -0.018199 | -0.016716 | 0.00027941 | 0.00027941 | 0.0071967 | 0.018199 | 0.0003312 |  |  |  | -5096 | 0 | 100000000000 | 0 | 0 | 0.73137 | 0.73137 | 0.88905 | 0.073137 | 6e-66
[5 empty] | 9041.092 | [6 empty] | 8.5333 | 0.017635 | -0.017635 | 0.0056822 | 3.2288e-05 | 0 | 0.016694 | 0.017635 | -0.017635 | -0.016694 | 0.0002787 | 0.0002787 | 0.0056822 | 0.017635 | 0.00031099 |  |  |  | -5094 | 0 | 100000000000 | 0 | 0 | 0.73269 | 0.73269 | 0.88499 | 0.073269 | 6e-66
[5 empty] | 9059.4682 | [6 empty] | 8.5667 | 0.017086 | -0.017086 | 0.0042203 | 1.7811e-05 | 0 | 0.016557 | 0.017086 | -0.017086 | -0.016557 | 0.00027413 | 0.00027413 | 0.0042203 | 0.017086 | 0.00029194 |  |  |  | -5092 | 0 | 100000000000 | 0 | 0 | 0.73402 | 0.73402 | 0.88087 | 0.073402 | 6e-66
[5 empty] | 9077.8444 | [6 empty] | 8.6 | 0.016553 | -0.016553 | 0.0028183 | 7.9427e-06 | 0 | 0.016311 | 0.016553 | -0.016553 | -0.016311 | 0.00026605 | 0.00026605 | 0.0028183 | 0.016553 | 0.00027399 |  |  |  | -5090 | 0 | 100000000000 | 0 | 0 | 0.73534 | 0.73534 | 0.8767 | 0.073534 | 6e-66
[5 empty] | 9096.2206 | [6 empty] | 8.6333 | 0.016034 | -0.016034 | 0.0014828 | 2.1986e-06 | 0 | 0.015965 | 0.016034 | -0.016034 | -0.015965 | 0.00025488 | 0.00025488 | 0.0014828 | 0.016034 | 0.00025708 |  |  |  | -5088 | 0 | 100000000000 | 0 | 0 | 0.73667 | 0.73667 | 0.87246 | 0.073667 | 6e-66
[5 empty] | 9114.5968 | [6 empty] | 8.6667 | 0.015529 | -0.015529 | 0.00021934 | 4.8111e-08 | 0 | 0.015527 | 0.015529 | -0.015529 | -0.015527 | 0.0002411 | 0.0002411 | 0.00021934 | 0.015529 | 0.00024115 |  |  |  | -5086 | 0 | 100000000000 | 0 | 0 | 0.73799 | 0.73799 | 0.86818 | 0.073799 | 6e-66
[5 empty] | 9132.973 | [6 empty] | 8.7 | 0.015038 | -0.015038 | -0.00096721 | 9.355e-07 | 0 | 0.015007 | 0.015038 | -0.015038 | -0.015007 | 0.00022522 | 0.00022522 | -0.00096721 | 0.015038 | 0.00022616 |  |  |  | -5084 | 0 | 100000000000 | 0 | 0 | 0.73932 | 0.73932 | 0.86384 | 0.073932 | 6e-66
[5 empty] | 9151.3492 | [6 empty] | 8.7333 | 0.014562 | -0.014562 | -0.002073 | 4.2973e-06 | 0 | 0.014413 | 0.014562 | -0.014562 | -0.014413 | 0.00020774 | 0.00020774 | -0.002073 | 0.014562 | 0.00021204 |  |  |  | -5082 | 0 | 100000000000 | 0 | 0 | 0.74064 | 0.74064 | 0.85944 | 0.074064 | 6e-66
[5 empty] | 9169.7254 | [6 empty] | 8.7667 | 0.014098 | -0.014098 | -0.0030949 | 9.5786e-06 | 0 | 0.013754 | 0.014098 | -0.014098 | -0.013754 | 0.00018918 | 0.00018918 | -0.0030949 | 0.014098 | 0.00019876 |  |  |  | -5080 | 0 | 100000000000 | 0 | 0 | 0.74197 | 0.74197 | 0.85499 | 0.074197 | 6e-66
[12 empty] | 8.8 | 0.013648 | -0.013648 | -0.0040308 | 1.6247e-05 | 0 | 0.013039 | 0.013648 | -0.013648 | -0.013039 | 0.00017001 | 0.00017001 | -0.0040308 | 0.013648 | 0.00018626 |  |  |  | -5078 | 0 | 100000000000 | 0 | 0 | 0.74329 | 0.74329 | 0.8505 | 0.074329 | 6e-66
[12 empty] | 8.8333 | 0.01321 | -0.01321 | -0.004879 | 2.3805e-05 | 0 | 0.012276 | 0.01321 | -0.01321 | -0.012276 | 0.0001507 | 0.0001507 | -0.004879 | 0.01321 | 0.0001745 |  |  |  | -5076 | 0 | 100000000000 | 0 | 0 | 0.74462 | 0.74462 | 0.84595 | 0.074462 | 6e-66
[12 empty] | 8.8667 | 0.012785 | -0.012785 | -0.005639 | 3.1798e-05 | 0 | 0.011474 | 0.012785 | -0.012785 | -0.011474 | 0.00013165 | 0.00013165 | -0.005639 | 0.012785 | 0.00016345 |  |  |  | -5074 | 0 | 100000000000 | 0 | 0 | 0.74594 | 0.74594 | 0.84135 | 0.074594 | 6e-66
[12 empty] | 8.9 | 0.012372 | -0.012372 | -0.0063106 | 3.9823e-05 | 0 | 0.010641 | 0.012372 | -0.012372 | -0.010641 | 0.00011324 | 0.00011324 | -0.0063106 | 0.012372 | 0.00015306 |  |  |  | -5072 | 0 | 100000000000 | 0 | 0 | 0.74727 | 0.74727 | 0.8367 | 0.074727 | 6e-66
[12 empty] | 8.9333 | 0.011971 | -0.011971 | -0.0068944 | 4.7533e-05 | 0 | 0.0097859 | 0.011971 | -0.011971 | -0.0097859 | 9.5763e-05 | 9.5763e-05 | -0.0068944 | 0.011971 | 0.0001433 |  |  |  | -5070 | 0 | 100000000000 | 0 | 0 | 0.74859 | 0.74859 | 0.83201 | 0.074859 | 6e-66
[12 empty] | 8.9667 | 0.011581 | -0.011581 | -0.0073918 | 5.4639e-05 | 0 | 0.0089153 | 0.011581 | -0.011581 | -0.0089153 | 7.9482e-05 | 7.9482e-05 | -0.0073918 | 0.011581 | 0.00013412 |  |  |  | -5068 | 0 | 100000000000 | 0 | 0 | 0.74991 | 0.74991 | 0.82727 | 0.074991 | 6e-66
[12 empty] | 9 | 0.011203 | -0.011203 | -0.0078045 | 6.091e-05 | 0 | 0.0080369 | 0.011203 | -0.011203 | -0.0080369 | 6.4592e-05 | 6.4592e-05 | -0.0078045 | 0.011203 | 0.0001255 |  |  |  | -5066 | 0 | 100000000000 | 0 | 0 | 0.75124 | 0.75124 | 0.82249 | 0.075124 | 6e-66
[12 empty] | 9.0333 | 0.010836 | -0.010836 | -0.0081349 | 6.6176e-05 | 0 | 0.0071576 | 0.010836 | -0.010836 | -0.0071576 | 5.1232e-05 | 5.1232e-05 | -0.0081349 | 0.010836 | 0.00011741 |  |  |  | -5064 | 0 | 100000000000 | 0 | 0 | 0.75256 | 0.75256 | 0.81766 | 0.075256 | 6e-66
[12 empty] | 9.0667 | 0.010479 | -0.010479 | -0.0083857 | 7.0321e-05 | 0 | 0.006284 | 0.010479 | -0.010479 | -0.006284 | 3.9489e-05 | 3.9489e-05 | -0.0083857 | 0.010479 | 0.00010981 |  |  |  | -5062 | 0 | 100000000000 | 0 | 0 | 0.75389 | 0.75389 | 0.81279 | 0.075389 | 6e-66
[12 empty] | 9.1 | 0.010133 | -0.010133 | -0.0085603 | 7.3279e-05 | 0 | 0.005422 | 0.010133 | -0.010133 | -0.005422 | 2.9398e-05 | 2.9398e-05 | -0.0085603 | 0.010133 | 0.00010268 |  |  |  | -5060 | 0 | 100000000000 | 0 | 0 | 0.75521 | 0.75521 | 0.80788 | 0.075521 | 6e-66
[12 empty] | 9.1333 | 0.0097971 | -0.0097971 | -0.0086622 | 7.5033e-05 | 0 | 0.0045773 | 0.0097971 | -0.0097971 | -0.0045773 | 2.0951e-05 | 2.0951e-05 | -0.0086622 | 0.0097971 | 9.5984e-05 |  |  |  | -5058 | 0 | 100000000000 | 0 | 0 | 0.75654 | 0.75654 | 0.80292 | 0.075654 | 6e-66
[12 empty] | 9.1667 | 0.0094713 | -0.0094713 | -0.0086952 | 7.5607e-05 | 0 | 0.0037548 | 0.0094713 | -0.0094713 | -0.0037548 | 1.4099e-05 | 1.4099e-05 | -0.0086952 | 0.0094713 | 8.9705e-05 |  |  |  | -5056 | 0 | 100000000000 | 0 | 0 | 0.75786 | 0.75786 | 0.79793 | 0.075786 | 6e-66
[12 empty] | 9.2 | 0.0091552 | -0.0091552 | -0.0086637 | 7.5059e-05 | 0 | 0.0029593 | 0.0091552 | -0.0091552 | -0.0029593 | 8.7576e-06 | 8.7576e-06 | -0.0086637 | 0.0091552 | 8.3817e-05 |  |  |  | -5054 | 0 | 100000000000 | 0 | 0 | 0.75919 | 0.75919 | 0.7929 | 0.075919 | 6e-66
[12 empty] | 9.2333 | 0.0088485 | -0.0088485 | -0.0085719 | 7.3478e-05 | 0 | 0.0021949 | 0.0088485 | -0.0088485 | -0.0021949 | 4.8175e-06 | 4.8175e-06 | -0.0085719 | 0.0088485 | 7.8295e-05 |  |  |  | -5052 | 0 | 100000000000 | 0 | 0 | 0.76051 | 0.76051 | 0.78784 | 0.076051 | 6e-66
[12 empty] | 9.2667 | 0.008551 | -0.008551 | -0.0084246 | 7.0973e-05 | 0 | 0.0014651 | 0.008551 | -0.008551 | -0.0014651 | 2.1464e-06 | 2.1464e-06 | -0.0084246 | 0.008551 | 7.312e-05 |  |  |  | -5050 | 0 | 100000000000 | 0 | 0 | 0.76184 | 0.76184 | 0.78273 | 0.076184 | 6e-66
[12 empty] | 9.3 | 0.0082625 | -0.0082625 | -0.0082263 | 6.7672e-05 | 0 | 0.00077304 | 0.0082625 | -0.0082625 | -0.00077304 | 5.976e-07 | 5.976e-07 | -0.0082263 | 0.0082625 | 6.8269e-05 |  |  |  | -5048 | 0 | 100000000000 | 0 | 0 | 0.76316 | 0.76316 | 0.7776 | 0.076316 | 6e-66
[12 empty] | 9.3333 | 0.0079828 | -0.0079828 | -0.0079819 | 6.371e-05 | 0 | 0.00012143 | 0.0079828 | -0.0079828 | -0.00012143 | 1.4744e-08 | 1.4744e-08 | -0.0079819 | 0.0079828 | 6.3725e-05 |  |  |  | -5046 | 0 | 100000000000 | 0 | 0 | 0.76449 | 0.76449 | 0.77242 | 0.076449 | 6e-66
[12 empty] | 9.3667 | 0.0077116 | -0.0077116 | -0.0076962 | 5.9231e-05 | 0 | -0.00048762 | 0.0077116 | -0.0077116 | 0.00048762 | 2.3777e-07 | 2.3777e-07 | -0.0076962 | 0.0077116 | 5.9469e-05 |  |  |  | -5044 | 0 | 100000000000 | 0 | 0 | 0.76581 | 0.76581 | 0.76722 | 0.076581 | 6e-66
[12 empty] | 9.4 | 0.0074487 | -0.0074487 | -0.007374 | 5.4375e-05 | 0 | -0.0010524 | 0.0074487 | -0.0074487 | 0.0010524 | 1.1075e-06 | 1.1075e-06 | -0.007374 | 0.0074487 | 5.5483e-05 |  |  |  | -5042 | 0 | 100000000000 | 0 | 0 | 0.76714 | 0.76714 | 0.76198 | 0.076714 | 6e-66
[12 empty] | 9.4333 | 0.0071938 | -0.0071938 | -0.0070201 | 4.9281e-05 | 0 | -0.0015716 | 0.0071938 | -0.0071938 | 0.0015716 | 2.47e-06 | 2.47e-06 | -0.0070201 | 0.0071938 | 5.1751e-05 |  |  |  | -5040 | 0 | 100000000000 | 0 | 0 | 0.76846 | 0.76846 | 0.75672 | 0.076846 | 6e-66
[12 empty] | 9.4667 | 0.0069469 | -0.0069469 | -0.0066392 | 4.4079e-05 | 0 | -0.0020445 | 0.0069469 | -0.0069469 | 0.0020445 | 4.18e-06 | 4.18e-06 | -0.0066392 | 0.0069469 | 4.8259e-05 |  |  |  | -5038 | 0 | 100000000000 | 0 | 0 | 0.76979 | 0.76979 | 0.75142 | 0.076979 | 6e-66
[12 empty] | 9.5 | 0.0067075 | -0.0067075 | -0.006236 | 3.8887e-05 | 0 | -0.0024706 | 0.0067075 | -0.0067075 | 0.0024706 | 6.1039e-06 | 6.1039e-06 | -0.006236 | 0.0067075 | 4.4991e-05 |  |  |  | -5036 | 0 | 100000000000 | 0 | 0 | 0.77111 | 0.77111 | 0.7461 | 0.077111 | 6e-66
[12 empty] | 9.5333 | 0.0064757 | -0.0064757 | -0.0058148 | 3.3812e-05 | 0 | -0.0028499 | 0.0064757 | -0.0064757 | 0.0028499 | 8.1219e-06 | 8.1219e-06 | -0.0058148 | 0.0064757 | 4.1934e-05 |  |  |  | -5034 | 0 | 100000000000 | 0 | 0 | 0.77244 | 0.77244 | 0.74075 | 0.077244 | 6e-66
[12 empty] | 9.5667 | 0.006251 | -0.006251 | -0.0053802 | 2.8946e-05 | 0 | -0.0031827 | 0.006251 | -0.006251 | 0.0031827 | 1.0129e-05 | 1.0129e-05 | -0.0053802 | 0.006251 | 3.9075e-05 |  |  |  | -5032 | 0 | 100000000000 | 0 | 0 | 0.77376 | 0.77376 | 0.73537 | 0.077376 | 6e-66
[12 empty] | 9.6 | 0.0060335 | -0.0060335 | -0.0049361 | 2.4365e-05 | 0 | -0.0034696 | 0.0060335 | -0.0060335 | 0.0034696 | 1.2038e-05 | 1.2038e-05 | -0.0049361 | 0.0060335 | 3.6403e-05 |  |  |  | -5030 | 0 | 100000000000 | 0 | 0 | 0.77509 | 0.77509 | 0.72997 | 0.077509 | 6e-66
[12 empty] | 9.6333 | 0.0058227 | -0.0058227 | -0.0044865 | 2.0128e-05 | 0 | -0.0037116 | 0.0058227 | -0.0058227 | 0.0037116 | 1.3776e-05 | 1.3776e-05 | -0.0044865 | 0.0058227 | 3.3904e-05 |  |  |  | -5028 | 0 | 100000000000 | 0 | 0 | 0.77641 | 0.77641 | 0.72455 | 0.077641 | 6e-66
[12 empty] | 9.6667 | 0.0056187 | -0.0056187 | -0.0040351 | 1.6282e-05 | 0 | -0.0039099 | 0.0056187 | -0.0056187 | 0.0039099 | 1.5287e-05 | 1.5287e-05 | -0.0040351 | 0.0056187 | 3.1569e-05 |  |  |  | -5026 | 0 | 100000000000 | 0 | 0 | 0.77774 | 0.77774 | 0.7191 | 0.077774 | 6e-66
[12 empty] | 9.7 | 0.0054211 | -0.0054211 | -0.0035854 | 1.2855e-05 | 0 | -0.0040661 | 0.0054211 | -0.0054211 | 0.0040661 | 1.6533e-05 | 1.6533e-05 | -0.0035854 | 0.0054211 | 2.9388e-05 |  |  |  | -5024 | 0 | 100000000000 | 0 | 0 | 0.77906 | 0.77906 | 0.71363 | 0.077906 | 6e-66
[12 empty] | 9.7333 | 0.0052298 | -0.0052298 | -0.0031407 | 9.8643e-06 | 0 | -0.0041817 | 0.0052298 | -0.0052298 | 0.0041817 | 1.7487e-05 | 1.7487e-05 | -0.0031407 | 0.0052298 | 2.7351e-05 |  |  |  | -5022 | 0 | 100000000000 | 0 | 0 | 0.78039 | 0.78039 | 0.70814 | 0.078039 | 6e-66
[12 empty] | 9.7667 | 0.0050447 | -0.0050447 | -0.002704 | 7.3114e-06 | 0 | -0.0042588 | 0.0050447 | -0.0050447 | 0.0042588 | 1.8137e-05 | 1.8137e-05 | -0.002704 | 0.0050447 | 2.5449e-05 |  |  |  | -5020 | 0 | 100000000000 | 0 | 0 | 0.78171 | 0.78171 | 0.70263 | 0.078171 | 6e-66
[12 empty] | 9.8 | 0.0048655 | -0.0048655 | -0.0022778 | 5.1886e-06 | 0 | -0.0042993 | 0.0048655 | -0.0048655 | 0.0042993 | 1.8484e-05 | 1.8484e-05 | -0.0022778 | 0.0048655 | 2.3673e-05 |  |  |  | -5018 | 0 | 100000000000 | 0 | 0 | 0.78304 | 0.78304 | 0.69711 | 0.078304 | 6e-66
[12 empty] | 9.8333 | 0.0046921 | -0.0046921 | -0.0018648 | 3.4776e-06 | 0 | -0.0043056 | 0.0046921 | -0.0046921 | 0.0043056 | 1.8538e-05 | 1.8538e-05 | -0.0018648 | 0.0046921 | 2.2016e-05 |  |  |  | -5016 | 0 | 100000000000 | 0 | 0 | 0.78436 | 0.78436 | 0.69156 | 0.078436 | 6e-66
[12 empty] | 9.8667 | 0.0045243 | -0.0045243 | -0.0014671 | 2.1524e-06 | 0 | -0.0042798 | 0.0045243 | -0.0045243 | 0.0042798 | 1.8317e-05 | 1.8317e-05 | -0.0014671 | 0.0045243 | 2.0469e-05 |  |  |  | -5014 | 0 | 100000000000 | 0 | 0 | 0.78569 | 0.78569 | 0.68601 | 0.078569 | 6e-66
[12 empty] | 9.9 | 0.004362 | -0.004362 | -0.0010866 | 1.1807e-06 | 0 | -0.0042245 | 0.004362 | -0.004362 | 0.0042245 | 1.7846e-05 | 1.7846e-05 | -0.0010866 | 0.004362 | 1.9027e-05 |  |  |  | -5012 | 0 | 100000000000 | 0 | 0 | 0.78701 | 0.78701 | 0.68043 | 0.078701 | 6e-66
[12 empty] | 9.9333 | 0.004205 | -0.004205 | -0.00072495 | 5.2555e-07 | 0 | -0.004142 | 0.004205 | -0.004205 | 0.004142 | 1.7156e-05 | 1.7156e-05 | -0.00072495 | 0.004205 | 1.7682e-05 |  |  |  | -5010 | 0 | 100000000000 | 0 | 0 | 0.78834 | 0.78834 | 0.67484 | 0.078834 | 6e-66
[12 empty] | 9.9667 | 0.0040531 | -0.0040531 | -0.00038359 | 1.4714e-07 | 0 | -0.0040349 | 0.0040531 | -0.0040531 | 0.0040349 | 1.6281e-05 | 1.6281e-05 | -0.00038359 | 0.0040531 | 1.6428e-05 |  |  |  | -5008 | 0 | 100000000000 | 0 | 0 | 0.78966 | 0.78966 | 0.66924 | 0.078966 | 6e-66
[12 empty] | 10 | 0.0039063 | -0.0039063 | -6.3662e-05 | 4.0528e-09 | 0 | -0.0039057 | 0.0039063 | -0.0039063 | 0.0039057 | 1.5255e-05 | 1.5255e-05 | -6.3662e-05 | 0.0039063 | 1.5259e-05 |  |  |  | -5006 | 0 | 100000000000 | 0 | 0 | 0.79099 | 0.79099 | 0.66363 | 0.079099 | 6e-66
[30 empty] | -5004 | 0 | 100000000000 | 0 | 0 | 0.79231 | 0.79231 | 0.65801 | 0.079231 | 6e-66
[30 empty] | -5002 | 0 | 100000000000 | 0 | 0 | 0.79364 | 0.79364 | 0.65238 | 0.079364 | 6e-66
[30 empty] | -5000 | 0 | 100000000000 | 0 | 0 | 0.79496 | 0.79496 | 0.64674 | 0.079496 | 6e-66
[30 empty] | -4998 | 0 | 100000000000 | 0 | 0 | 0.79629 | 0.79629 | 0.64109 | 0.079629 | 6e-66
[30 empty] | -4996 | 0 | 100000000000 | 0 | 0 | 0.79761 | 0.79761 | 0.63544 | 0.079761 | 6e-66
[30 empty] | -4994 | 0 | 100000000000 | 0 | 0 | 0.79894 | 0.79894 | 0.62978 | 0.079894 | 6e-66
[30 empty] | -4992 | 0 | 100000000000 | 0 | 0 | 0.80026 | 0.80026 | 0.62412 | 0.080026 | 6e-66
[30 empty] | -4990 | 0 | 100000000000 | 0 | 0 | 0.80159 | 0.80159 | 0.61845 | 0.080159 | 6e-66
[30 empty] | -4988 | 0 | 100000000000 | 0 | 0 | 0.80291 | 0.80291 | 0.61279 | 0.080291 | 6e-66
[30 empty] | -4986 | 0 | 100000000000 | 0 | 0 | 0.80424 | 0.80424 | 0.60712 | 0.080424 | 6e-66
[30 empty] | -4984 | 0 | 100000000000 | 0 | 0 | 0.80556 | 0.80556 | 0.60145 | 0.080556 | 6e-66
[30 empty] | -4982 | 0 | 100000000000 | 0 | 0 | 0.80689 | 0.80689 | 0.59578 | 0.080689 | 6e-66
[30 empty] | -4980 | 0 | 100000000000 | 0 | 0 | 0.80821 | 0.80821 | 0.59012 | 0.080821 | 6e-66
[30 empty] | -4978 | 0 | 100000000000 | 0 | 0 | 0.80954 | 0.80954 | 0.58445 | 0.080954 | 6e-66
[30 empty] | -4976 | 0 | 100000000000 | 0 | 0 | 0.81086 | 0.81086 | 0.57879 | 0.081086 | 6e-66
[30 empty] | -4974 | 0 | 100000000000 | 0 | 0 | 0.81219 | 0.81219 | 0.57314 | 0.081219 | 6e-66
[30 empty] | -4972 | 0 | 100000000000 | 0 | 0 | 0.81351 | 0.81351 | 0.56749 | 0.081351 | 6e-66
[30 empty] | -4970 | 0 | 100000000000 | 0 | 0 | 0.81484 | 0.81484 | 0.56185 | 0.081484 | 6e-66
[30 empty] | -4968 | 0 | 100000000000 | 0 | 0 | 0.81616 | 0.81616 | 0.55621 | 0.081616 | 6e-66
[30 empty] | -4966 | 0 | 100000000000 | 0 | 0 | 0.81749 | 0.81749 | 0.55059 | 0.081749 | 6e-66
[30 empty] | -4964 | 0 | 100000000000 | 0 | 0 | 0.81881 | 0.81881 | 0.54497 | 0.081881 | 6e-66
[30 empty] | -4962 | 0 | 100000000000 | 0 | 0 | 0.82014 | 0.82014 | 0.53936 | 0.082014 | 6e-66
[30 empty] | -4960 | 0 | 100000000000 | 0 | 0 | 0.82146 | 0.82146 | 0.53377 | 0.082146 | 6e-66
[30 empty] | -4958 | 0 | 100000000000 | 0 | 0 | 0.82279 | 0.82279 | 0.52818 | 0.082279 | 6e-66
[30 empty] | -4956 | 0 | 100000000000 | 0 | 0 | 0.82411 | 0.82411 | 0.52261 | 0.082411 | 6e-66
[30 empty] | -4954 | 0 | 100000000000 | 0 | 0 | 0.82544 | 0.82544 | 0.51705 | 0.082544 | 6e-66
[30 empty] | -4952 | 0 | 100000000000 | 0 | 0 | 0.82676 | 0.82676 | 0.51151 | 0.082676 | 6e-66
[30 empty] | -4950 | 0 | 100000000000 | 0 | 0 | 0.82809 | 0.82809 | 0.50598 | 0.082809 | 6e-66
[30 empty] | -4948 | 0 | 100000000000 | 0 | 0 | 0.82941 | 0.82941 | 0.50047 | 0.082941 | 6e-66
[30 empty] | -4946 | 0 | 100000000000 | 0 | 0 | 0.83074 | 0.83074 | 0.49497 | 0.083074 | 6e-66
[30 empty] | -4944 | 0 | 100000000000 | 0 | 0 | 0.83206 | 0.83206 | 0.4895 | 0.083206 | 6e-66
[30 empty] | -4942 | 0 | 100000000000 | 0 | 0 | 0.83339 | 0.83339 | 0.48404 | 0.083339 | 6e-66
[30 empty] | -4940 | 0 | 100000000000 | 0 | 0 | 0.83471 | 0.83471 | 0.4786 | 0.083471 | 6e-66
[30 empty] | -4938 | 0 | 100000000000 | 0 | 0 | 0.83604 | 0.83604 | 0.47318 | 0.083604 | 6e-66
[30 empty] | -4936 | 0 | 100000000000 | 0 | 0 | 0.83736 | 0.83736 | 0.46778 | 0.083736 | 6e-66
[30 empty] | -4934 | 0 | 100000000000 | 0 | 0 | 0.83869 | 0.83869 | 0.4624 | 0.083869 | 6e-66
[30 empty] | -4932 | 0 | 100000000000 | 0 | 0 | 0.84001 | 0.84001 | 0.45704 | 0.084001 | 6e-66
[30 empty] | -4930 | 0 | 100000000000 | 0 | 0 | 0.84134 | 0.84134 | 0.45171 | 0.084134 | 6e-66
[30 empty] | -4928 | 0 | 100000000000 | 0 | 0 | 0.84266 | 0.84266 | 0.4464 | 0.084266 | 6e-66
[30 empty] | -4926 | 0 | 100000000000 | 0 | 0 | 0.84399 | 0.84399 | 0.44111 | 0.084399 | 6e-66
[30 empty] | -4924 | 0 | 100000000000 | 0 | 0 | 0.84531 | 0.84531 | 0.43585 | 0.084531 | 6e-66
[30 empty] | -4922 | 0 | 100000000000 | 0 | 0 | 0.84664 | 0.84664 | 0.43061 | 0.084664 | 6e-66
[30 empty] | -4920 | 0 | 100000000000 | 0 | 0 | 0.84796 | 0.84796 | 0.4254 | 0.084796 | 6e-66
[30 empty] | -4918 | 0 | 100000000000 | 0 | 0 | 0.84929 | 0.84929 | 0.42021 | 0.084929 | 6e-66
[30 empty] | -4916 | 0 | 100000000000 | 0 | 0 | 0.85061 | 0.85061 | 0.41506 | 0.085061 | 6e-66
[30 empty] | -4914 | 0 | 100000000000 | 0 | 0 | 0.85194 | 0.85194 | 0.40992 | 0.085194 | 6e-66
[30 empty] | -4912 | 0 | 100000000000 | 0 | 0 | 0.85326 | 0.85326 | 0.40482 | 0.085326 | 6e-66
[30 empty] | -4910 | 0 | 100000000000 | 0 | 0 | 0.85459 | 0.85459 | 0.39975 | 0.085459 | 6e-66
[30 empty] | -4908 | 0 | 100000000000 | 0 | 0 | 0.85591 | 0.85591 | 0.3947 | 0.085591 | 6e-66
[30 empty] | -4906 | 0 | 100000000000 | 0 | 0 | 0.85723 | 0.85723 | 0.38969 | 0.085723 | 6e-66
[30 empty] | -4904 | 0 | 100000000000 | 0 | 0 | 0.85856 | 0.85856 | 0.3847 | 0.085856 | 6e-66
[30 empty] | -4902 | 0 | 100000000000 | 0 | 0 | 0.85988 | 0.85988 | 0.37975 | 0.085988 | 6e-66
[30 empty] | -4900 | 0 | 100000000000 | 0 | 0 | 0.86121 | 0.86121 | 0.37482 | 0.086121 | 6e-66
[30 empty] | -4898 | 0 | 100000000000 | 0 | 0 | 0.86253 | 0.86253 | 0.36993 | 0.086253 | 6e-66
[30 empty] | -4896 | 0 | 100000000000 | 0 | 0 | 0.86386 | 0.86386 | 0.36507 | 0.086386 | 6e-66
[30 empty] | -4894 | 0 | 100000000000 | 0 | 0 | 0.86518 | 0.86518 | 0.36025 | 0.086518 | 6e-66
[30 empty] | -4892 | 0 | 100000000000 | 0 | 0 | 0.86651 | 0.86651 | 0.35545 | 0.086651 | 6e-66
[30 empty] | -4890 | 0 | 100000000000 | 0 | 0 | 0.86783 | 0.86783 | 0.35069 | 0.086783 | 6e-66
[30 empty] | -4888 | 0 | 100000000000 | 0 | 0 | 0.86916 | 0.86916 | 0.34596 | 0.086916 | 6e-66
[30 empty] | -4886 | 0 | 100000000000 | 0 | 0 | 0.87048 | 0.87048 | 0.34127 | 0.087048 | 6e-66
[30 empty] | -4884 | 0 | 100000000000 | 0 | 0 | 0.87181 | 0.87181 | 0.33661 | 0.087181 | 6e-66
[30 empty] | -4882 | 0 | 100000000000 | 0 | 0 | 0.87313 | 0.87313 | 0.33198 | 0.087313 | 6e-66
[30 empty] | -4880 | 0 | 100000000000 | 0 | 0 | 0.87446 | 0.87446 | 0.32739 | 0.087446 | 6e-66
[30 empty] | -4878 | 0 | 100000000000 | 0 | 0 | 0.87578 | 0.87578 | 0.32284 | 0.087578 | 6e-66
[30 empty] | -4876 | 0 | 100000000000 | 0 | 0 | 0.87711 | 0.87711 | 0.31832 | 0.087711 | 6e-66
[30 empty] | -4874 | 0 | 100000000000 | 0 | 0 | 0.87843 | 0.87843 | 0.31383 | 0.087843 | 6e-66
[30 empty] | -4872 | 0 | 100000000000 | 0 | 0 | 0.87976 | 0.87976 | 0.30939 | 0.087976 | 6e-66
[30 empty] | -4870 | 0 | 100000000000 | 0 | 0 | 0.88108 | 0.88108 | 0.30497 | 0.088108 | 6e-66
[30 empty] | -4868 | 0 | 100000000000 | 0 | 0 | 0.88241 | 0.88241 | 0.3006 | 0.088241 | 6e-66
[30 empty] | -4866 | 0 | 100000000000 | 0 | 0 | 0.88373 | 0.88373 | 0.29626 | 0.088373 | 6e-66
[30 empty] | -4864 | 0 | 100000000000 | 0 | 0 | 0.88506 | 0.88506 | 0.29196 | 0.088506 | 6e-66
[30 empty] | -4862 | 0 | 100000000000 | 0 | 0 | 0.88638 | 0.88638 | 0.2877 | 0.088638 | 6e-66
[30 empty] | -4860 | 0 | 100000000000 | 0 | 0 | 0.88771 | 0.88771 | 0.28347 | 0.088771 | 6e-66
[30 empty] | -4858 | 0 | 100000000000 | 0 | 0 | 0.88903 | 0.88903 | 0.27928 | 0.088903 | 6e-66
[30 empty] | -4856 | 0 | 100000000000 | 0 | 0 | 0.89036 | 0.89036 | 0.27513 | 0.089036 | 6e-66
[30 empty] | -4854 | 0 | 100000000000 | 0 | 0 | 0.89168 | 0.89168 | 0.27102 | 0.089168 | 6e-66
[30 empty] | -4852 | 0 | 100000000000 | 0 | 0 | 0.89301 | 0.89301 | 0.26695 | 0.089301 | 6e-66
[30 empty] | -4850 | 0 | 100000000000 | 0 | 0 | 0.89433 | 0.89433 | 0.26291 | 0.089433 | 6e-66
[30 empty] | -4848 | 0 | 100000000000 | 0 | 0 | 0.89566 | 0.89566 | 0.25891 | 0.089566 | 6e-66
[30 empty] | -4846 | 0 | 100000000000 | 0 | 0 | 0.89698 | 0.89698 | 0.25496 | 0.089698 | 6e-66
[30 empty] | -4844 | 0 | 100000000000 | 0 | 0 | 0.89831 | 0.89831 | 0.25104 | 0.089831 | 6e-66
[30 empty] | -4842 | 0 | 100000000000 | 0 | 0 | 0.89963 | 0.89963 | 0.24715 | 0.089963 | 6e-66
[30 empty] | -4840 | 0 | 100000000000 | 0 | 0 | 0.90096 | 0.90096 | 0.24331 | 0.090096 | 6e-66
[30 empty] | -4838 | 0 | 100000000000 | 0 | 0 | 0.90228 | 0.90228 | 0.23951 | 0.090228 | 6e-66
[30 empty] | -4836 | 0 | 100000000000 | 0 | 0 | 0.90361 | 0.90361 | 0.23574 | 0.090361 | 6e-66
[30 empty] | -4834 | 0 | 100000000000 | 0 | 0 | 0.90493 | 0.90493 | 0.23202 | 0.090493 | 6e-66
[30 empty] | -4832 | 0 | 100000000000 | 0 | 0 | 0.90626 | 0.90626 | 0.22833 | 0.090626 | 6e-66
[30 empty] | -4830 | 0 | 100000000000 | 0 | 0 | 0.90758 | 0.90758 | 0.22468 | 0.090758 | 6e-66
[30 empty] | -4828 | 0 | 100000000000 | 0 | 0 | 0.90891 | 0.90891 | 0.22107 | 0.090891 | 6e-66
[30 empty] | -4826 | 0 | 100000000000 | 0 | 0 | 0.91023 | 0.91023 | 0.2175 | 0.091023 | 6e-66
[30 empty] | -4824 | 0 | 100000000000 | 0 | 0 | 0.91156 | 0.91156 | 0.21397 | 0.091156 | 6e-66
[30 empty] | -4822 | 0 | 100000000000 | 0 | 0 | 0.91288 | 0.91288 | 0.21048 | 0.091288 | 6e-66
[30 empty] | -4820 | 0 | 100000000000 | 0 | 0 | 0.91421 | 0.91421 | 0.20702 | 0.091421 | 6e-66
[30 empty] | -4818 | 0 | 100000000000 | 0 | 0 | 0.91553 | 0.91553 | 0.20361 | 0.091553 | 6e-66
[30 empty] | -4816 | 0 | 100000000000 | 0 | 0 | 0.91686 | 0.91686 | 0.20023 | 0.091686 | 6e-66
[30 empty] | -4814 | 0 | 100000000000 | 0 | 0 | 0.91818 | 0.91818 | 0.1969 | 0.091818 | 6e-66
[30 empty] | -4812 | 0 | 100000000000 | 0 | 0 | 0.91951 | 0.91951 | 0.1936 | 0.091951 | 6e-66
[30 empty] | -4810 | 0 | 100000000000 | 0 | 0 | 0.92083 | 0.92083 | 0.19034 | 0.092083 | 6e-66
[30 empty] | -4808 | 0 | 100000000000 | 0 | 0 | 0.92216 | 0.92216 | 0.18712 | 0.092216 | 6e-66
[30 empty] | -4806 | 0 | 100000000000 | 0 | 0 | 0.92348 | 0.92348 | 0.18393 | 0.092348 | 6e-66
[30 empty] | -4804 | 0 | 100000000000 | 0 | 0 | 0.92481 | 0.92481 | 0.18079 | 0.092481 | 6e-66
[30 empty] | -4802 | 0 | 100000000000 | 0 | 0 | 0.92613 | 0.92613 | 0.17768 | 0.092613 | 6e-66
[30 empty] | -4800 | 0 | 100000000000 | 0 | 0 | 0.92746 | 0.92746 | 0.17462 | 0.092746 | 6e-66
[30 empty] | -4798 | 0 | 100000000000 | 0 | 0 | 0.92878 | 0.92878 | 0.17159 | 0.092878 | 6e-66
[30 empty] | -4796 | 0 | 100000000000 | 0 | 0 | 0.93011 | 0.93011 | 0.16859 | 0.093011 | 6e-66
[30 empty] | -4794 | 0 | 100000000000 | 0 | 0 | 0.93143 | 0.93143 | 0.16564 | 0.093143 | 6e-66
[30 empty] | -4792 | 0 | 100000000000 | 0 | 0 | 0.93276 | 0.93276 | 0.16272 | 0.093276 | 6e-66
[30 empty] | -4790 | 0 | 100000000000 | 0 | 0 | 0.93408 | 0.93408 | 0.15984 | 0.093408 | 6e-66
[30 empty] | -4788 | 0 | 100000000000 | 0 | 0 | 0.93541 | 0.93541 | 0.157 | 0.093541 | 6e-66
[30 empty] | -4786 | 0 | 100000000000 | 0 | 0 | 0.93673 | 0.93673 | 0.15419 | 0.093673 | 6e-66
[30 empty] | -4784 | 0 | 100000000000 | 0 | 0 | 0.93806 | 0.93806 | 0.15143 | 0.093806 | 6e-66
[30 empty] | -4782 | 0 | 100000000000 | 0 | 0 | 0.93938 | 0.93938 | 0.14869 | 0.093938 | 6e-66
[30 empty] | -4780 | 0 | 100000000000 | 0 | 0 | 0.94071 | 0.94071 | 0.146 | 0.094071 | 6e-66
[30 empty] | -4778 | 0 | 100000000000 | 0 | 0 | 0.94203 | 0.94203 | 0.14334 | 0.094203 | 6e-66
[30 empty] | -4776 | 0 | 100000000000 | 0 | 0 | 0.94336 | 0.94336 | 0.14072 | 0.094336 | 6e-66
[30 empty] | -4774 | 0 | 100000000000 | 0 | 0 | 0.94468 | 0.94468 | 0.13813 | 0.094468 | 6e-66
[30 empty] | -4772 | 0 | 100000000000 | 0 | 0 | 0.94601 | 0.94601 | 0.13558 | 0.094601 | 6e-66
[30 empty] | -4770 | 0 | 100000000000 | 0 | 0 | 0.94733 | 0.94733 | 0.13307 | 0.094733 | 6e-66
[30 empty] | -4768 | 0 | 100000000000 | 0 | 0 | 0.94866 | 0.94866 | 0.13058 | 0.094866 | 6e-66
[30 empty] | -4766 | 0 | 100000000000 | 0 | 0 | 0.94998 | 0.94998 | 0.12814 | 0.094998 | 6e-66
[30 empty] | -4764 | 0 | 100000000000 | 0 | 0 | 0.95131 | 0.95131 | 0.12573 | 0.095131 | 6e-66
[30 empty] | -4762 | 0 | 100000000000 | 0 | 0 | 0.95263 | 0.95263 | 0.12335 | 0.095263 | 6e-66
[30 empty] | -4760 | 0 | 100000000000 | 0 | 0 | 0.95396 | 0.95396 | 0.12101 | 0.095396 | 6e-66
[30 empty] | -4758 | 0 | 100000000000 | 0 | 0 | 0.95528 | 0.95528 | 0.1187 | 0.095528 | 6e-66
[30 empty] | -4756 | 0 | 100000000000 | 0 | 0 | 0.95661 | 0.95661 | 0.11643 | 0.095661 | 6e-66
[30 empty] | -4754 | 0 | 100000000000 | 0 | 0 | 0.95793 | 0.95793 | 0.11419 | 0.095793 | 6e-66
[30 empty] | -4752 | 0 | 100000000000 | 0 | 0 | 0.95926 | 0.95926 | 0.11198 | 0.095926 | 6e-66
[30 empty] | -4750 | 0 | 100000000000 | 0 | 0 | 0.96058 | 0.96058 | 0.10981 | 0.096058 | 6e-66
[30 empty] | -4748 | 0 | 100000000000 | 0 | 0 | 0.96191 | 0.96191 | 0.10767 | 0.096191 | 6e-66
[30 empty] | -4746 | 0 | 100000000000 | 0 | 0 | 0.96323 | 0.96323 | 0.10556 | 0.096323 | 6e-66
[30 empty] | -4744 | 0 | 100000000000 | 0 | 0 | 0.96455 | 0.96455 | 0.10348 | 0.096455 | 6e-66
[30 empty] | -4742 | 0 | 100000000000 | 0 | 0 | 0.96588 | 0.96588 | 0.10144 | 0.096588 | 6e-66
[30 empty] | -4740 | 0 | 100000000000 | 0 | 0 | 0.9672 | 0.9672 | 0.099428 | 0.09672 | 6e-66
[30 empty] | -4738 | 0 | 100000000000 | 0 | 0 | 0.96853 | 0.96853 | 0.097447 | 0.096853 | 6e-66
[30 empty] | -4736 | 0 | 100000000000 | 0 | 0 | 0.96985 | 0.96985 | 0.095497 | 0.096985 | 6e-66
[30 empty] | -4734 | 0 | 100000000000 | 0 | 0 | 0.97118 | 0.97118 | 0.093578 | 0.097118 | 6e-66
[30 empty] | -4732 | 0 | 100000000000 | 0 | 0 | 0.9725 | 0.9725 | 0.09169 | 0.09725 | 6e-66
[30 empty] | -4730 | 0 | 100000000000 | 0 | 0 | 0.97383 | 0.97383 | 0.089831 | 0.097383 | 6e-66
[30 empty] | -4728 | 0 | 100000000000 | 0 | 0 | 0.97515 | 0.97515 | 0.088003 | 0.097515 | 6e-66
[30 empty] | -4726 | 0 | 100000000000 | 0 | 0 | 0.97648 | 0.97648 | 0.086205 | 0.097648 | 6e-66
[30 empty] | -4724 | 0 | 100000000000 | 0 | 0 | 0.9778 | 0.9778 | 0.084435 | 0.09778 | 6e-66
[30 empty] | -4722 | 0 | 100000000000 | 0 | 0 | 0.97913 | 0.97913 | 0.082695 | 0.097913 | 6e-66
[30 empty] | -4720 | 0 | 100000000000 | 0 | 0 | 0.98045 | 0.98045 | 0.080984 | 0.098045 | 6e-66
[30 empty] | -4718 | 0 | 100000000000 | 0 | 0 | 0.98178 | 0.98178 | 0.079301 | 0.098178 | 6e-66
[30 empty] | -4716 | 0 | 100000000000 | 0 | 0 | 0.9831 | 0.9831 | 0.077646 | 0.09831 | 6e-66
[30 empty] | -4714 | 0 | 100000000000 | 0 | 0 | 0.98443 | 0.98443 | 0.076019 | 0.098443 | 6e-66
[30 empty] | -4712 | 0 | 100000000000 | 0 | 0 | 0.98575 | 0.98575 | 0.07442 | 0.098575 | 6e-66
[30 empty] | -4710 | 0 | 100000000000 | 0 | 0 | 0.98708 | 0.98708 | 0.072848 | 0.098708 | 6e-66
[30 empty] | -4708 | 0 | 100000000000 | 0 | 0 | 0.9884 | 0.9884 | 0.071303 | 0.09884 | 6e-66
[30 empty] | -4706 | 0 | 100000000000 | 0 | 0 | 0.98973 | 0.98973 | 0.069785 | 0.098973 | 6e-66
[30 empty] | -4704 | 0 | 100000000000 | 0 | 0 | 0.99105 | 0.99105 | 0.068293 | 0.099105 | 6e-66
[30 empty] | -4702 | 0 | 100000000000 | 0 | 0 | 0.99238 | 0.99238 | 0.066827 | 0.099238 | 6e-66
[30 empty] | -4700 | 0 | 100000000000 | 0 | 0 | 0.9937 | 0.9937 | 0.065387 | 0.09937 | 6e-66
[30 empty] | -4698 | 0 | 100000000000 | 0 | 0 | 0.99503 | 0.99503 | 0.063973 | 0.099503 | 6e-66
[30 empty] | -4696 | 0 | 100000000000 | 0 | 0 | 0.99635 | 0.99635 | 0.062583 | 0.099635 | 6e-66
[30 empty] | -4694 | 0 | 100000000000 | 0 | 0 | 0.99768 | 0.99768 | 0.061218 | 0.099768 | 6e-66
[30 empty] | -4692 | 0 | 100000000000 | 0 | 0 | 0.999 | 0.999 | 0.059878 | 0.0999 | 6e-66
[30 empty] | -4690 | 0 | 100000000000 | 0 | 0 | 1.0003 | 1.0003 | 0.058562 | 0.10003 | 6e-66
[30 empty] | -4688 | 0 | 100000000000 | 0 | 0 | 1.0017 | 1.0017 | 0.05727 | 0.10017 | 6e-66
[30 empty] | -4686 | 0 | 100000000000 | 0 | 0 | 1.003 | 1.003 | 0.056002 | 0.1003 | 6e-66
[30 empty] | -4684 | 0 | 100000000000 | 0 | 0 | 1.0043 | 1.0043 | 0.054757 | 0.10043 | 6e-66
[30 empty] | -4682 | 0 | 100000000000 | 0 | 0 | 1.0056 | 1.0056 | 0.053535 | 0.10056 | 6e-66
[30 empty] | -4680 | 0 | 100000000000 | 0 | 0 | 1.007 | 1.007 | 0.052335 | 0.1007 | 6e-66
[30 empty] | -4678 | 0 | 100000000000 | 0 | 0 | 1.0083 | 1.0083 | 0.051158 | 0.10083 | 6e-66
[30 empty] | -4676 | 0 | 100000000000 | 0 | 0 | 1.0096 | 1.0096 | 0.050003 | 0.10096 | 6e-66
[30 empty] | -4674 | 0 | 100000000000 | 0 | 0 | 1.0109 | 1.0109 | 0.04887 | 0.10109 | 6e-66
[30 empty] | -4672 | 0 | 100000000000 | 0 | 0 | 1.0123 | 1.0123 | 0.047759 | 0.10123 | 6e-66
[30 empty] | -4670 | 0 | 100000000000 | 0 | 0 | 1.0136 | 1.0136 | 0.046668 | 0.10136 | 6e-66
[30 empty] | -4668 | 0 | 100000000000 | 0 | 0 | 1.0149 | 1.0149 | 0.045599 | 0.10149 | 6e-66
[30 empty] | -4666 | 0 | 100000000000 | 0 | 0 | 1.0162 | 1.0162 | 0.04455 | 0.10162 | 6e-66
[30 empty] | -4664 | 0 | 100000000000 | 0 | 0 | 1.0176 | 1.0176 | 0.043521 | 0.10176 | 6e-66
[30 empty] | -4662 | 0 | 100000000000 | 0 | 0 | 1.0189 | 1.0189 | 0.042513 | 0.10189 | 6e-66
[30 empty] | -4660 | 3.8939e-308 | 100000000000 | 0 | 0 | 1.0202 | 1.0202 | 0.041524 | 0.10202 | 6e-66
[30 empty] | -4658 | 7.1281e-308 | 100000000000 | 0 | 0 | 1.0215 | 1.0215 | 0.040555 | 0.10215 | 6e-66
[30 empty] | -4656 | 1.3045e-307 | 100000000000 | 0 | 0 | 1.0229 | 1.0229 | 0.039605 | 0.10229 | 6e-66
[30 empty] | -4654 | 2.3868e-307 | 100000000000 | 0 | 0 | 1.0242 | 1.0242 | 0.038673 | 0.10242 | 6e-66
[30 empty] | -4652 | 4.3659e-307 | 100000000000 | 0 | 0 | 1.0255 | 1.0255 | 0.037761 | 0.10255 | 6e-66
[30 empty] | -4650 | 7.984e-307 | 100000000000 | 0 | 0 | 1.0268 | 1.0268 | 0.036866 | 0.10268 | 6e-66
[30 empty] | -4648 | 1.4596e-306 | 100000000000 | 0 | 0 | 1.0282 | 1.0282 | 0.03599 | 0.10282 | 6e-66
[30 empty] | -4646 | 2.6679e-306 | 100000000000 | 0 | 0 | 1.0295 | 1.0295 | 0.035132 | 0.10295 | 6e-66
[30 empty] | -4644 | 4.8749e-306 | 100000000000 | 0 | 0 | 1.0308 | 1.0308 | 0.034291 | 0.10308 | 6e-66
[30 empty] | -4642 | 8.9055e-306 | 100000000000 | 0 | 0 | 1.0321 | 1.0321 | 0.033467 | 0.10321 | 6e-66
[30 empty] | -4640 | 1.6264e-305 | 100000000000 | 0 | 0 | 1.0335 | 1.0335 | 0.03266 | 0.10335 | 6e-66
[30 empty] | -4638 | 2.9696e-305 | 100000000000 | 0 | 0 | 1.0348 | 1.0348 | 0.03187 | 0.10348 | 6e-66
[30 empty] | -4636 | 5.4207e-305 | 100000000000 | 0 | 0 | 1.0361 | 1.0361 | 0.031096 | 0.10361 | 6e-66
[30 empty] | -4634 | 9.8923e-305 | 100000000000 | 0 | 0 | 1.0374 | 1.0374 | 0.030338 | 0.10374 | 6e-66
[30 empty] | -4632 | 1.8048e-304 | 100000000000 | 0 | 0 | 1.0388 | 1.0388 | 0.029596 | 0.10388 | 6e-66
[30 empty] | -4630 | 3.2918e-304 | 100000000000 | 0 | 0 | 1.0401 | 1.0401 | 0.02887 | 0.10401 | 6e-66
[30 empty] | -4628 | 6.0026e-304 | 100000000000 | 0 | 0 | 1.0414 | 1.0414 | 0.028159 | 0.10414 | 6e-66
[30 empty] | -4626 | 1.0943e-303 | 100000000000 | 0 | 0 | 1.0427 | 1.0427 | 0.027463 | 0.10427 | 6e-66
[30 empty] | -4624 | 1.9944e-303 | 100000000000 | 0 | 0 | 1.0441 | 1.0441 | 0.026783 | 0.10441 | 6e-66
[30 empty] | -4622 | 3.6339e-303 | 100000000000 | 0 | 0 | 1.0454 | 1.0454 | 0.026116 | 0.10454 | 6e-66
[30 empty] | -4620 | 6.6195e-303 | 100000000000 | 0 | 0 | 1.0467 | 1.0467 | 0.025464 | 0.10467 | 6e-66
[30 empty] | -4618 | 1.2055e-302 | 100000000000 | 0 | 0 | 1.048 | 1.048 | 0.024827 | 0.1048 | 6e-66
[30 empty] | -4616 | 2.1948e-302 | 100000000000 | 0 | 0 | 1.0494 | 1.0494 | 0.024203 | 0.10494 | 6e-66
[30 empty] | -4614 | 3.9948e-302 | 100000000000 | 0 | 0 | 1.0507 | 1.0507 | 0.023592 | 0.10507 | 6e-66
[30 empty] | -4612 | 7.2694e-302 | 100000000000 | 0 | 0 | 1.052 | 1.052 | 0.022995 | 0.1052 | 6e-66
[30 empty] | -4610 | 1.3225e-301 | 100000000000 | 0 | 0 | 1.0533 | 1.0533 | 0.022411 | 0.10533 | 6e-66
[30 empty] | -4608 | 2.4053e-301 | 100000000000 | 0 | 0 | 1.0547 | 1.0547 | 0.021841 | 0.10547 | 6e-66
[30 empty] | -4606 | 4.3735e-301 | 100000000000 | 0 | 0 | 1.056 | 1.056 | 0.021282 | 0.1056 | 6e-66
[30 empty] | -4604 | 7.9501e-301 | 100000000000 | 0 | 0 | 1.0573 | 1.0573 | 0.020737 | 0.10573 | 6e-66
[30 empty] | -4602 | 1.4448e-300 | 100000000000 | 0 | 0 | 1.0586 | 1.0586 | 0.020203 | 0.10586 | 6e-66
[30 empty] | -4600 | 2.625e-300 | 100000000000 | 0 | 0 | 1.06 | 1.06 | 0.019682 | 0.106 | 6e-66
[30 empty] | -4598 | 4.7681e-300 | 100000000000 | 0 | 0 | 1.0613 | 1.0613 | 0.019172 | 0.10613 | 6e-66
[30 empty] | -4596 | 8.6585e-300 | 100000000000 | 0 | 0 | 1.0626 | 1.0626 | 0.018674 | 0.10626 | 6e-66
[30 empty] | -4594 | 1.5719e-299 | 100000000000 | 0 | 0 | 1.0639 | 1.0639 | 0.018187 | 0.10639 | 6e-66
[30 empty] | -4592 | 2.853e-299 | 100000000000 | 0 | 0 | 1.0653 | 1.0653 | 0.017711 | 0.10653 | 6e-66
[30 empty] | -4590 | 5.1768e-299 | 100000000000 | 0 | 0 | 1.0666 | 1.0666 | 0.017246 | 0.10666 | 6e-66
[30 empty] | -4588 | 9.391e-299 | 100000000000 | 0 | 0 | 1.0679 | 1.0679 | 0.016792 | 0.10679 | 6e-66
[30 empty] | -4586 | 1.7031e-298 | 100000000000 | 0 | 0 | 1.0692 | 1.0692 | 0.016349 | 0.10692 | 6e-66
[30 empty] | -4584 | 3.0879e-298 | 100000000000 | 0 | 0 | 1.0705 | 1.0705 | 0.015916 | 0.10705 | 6e-66
[30 empty] | -4582 | 5.5973e-298 | 100000000000 | 0 | 0 | 1.0719 | 1.0719 | 0.015493 | 0.10719 | 6e-66
[30 empty] | -4580 | 1.0143e-297 | 100000000000 | 0 | 0 | 1.0732 | 1.0732 | 0.01508 | 0.10732 | 6e-66
[30 empty] | -4578 | 1.8376e-297 | 100000000000 | 0 | 0 | 1.0745 | 1.0745 | 0.014676 | 0.10745 | 6e-66
[30 empty] | -4576 | 3.3284e-297 | 100000000000 | 0 | 0 | 1.0758 | 1.0758 | 0.014282 | 0.10758 | 6e-66
[30 empty] | -4574 | 6.0268e-297 | 100000000000 | 0 | 0 | 1.0772 | 1.0772 | 0.013898 | 0.10772 | 6e-66
[30 empty] | -4572 | 1.091e-296 | 100000000000 | 0 | 0 | 1.0785 | 1.0785 | 0.013523 | 0.10785 | 6e-66
[30 empty] | -4570 | 1.9745e-296 | 100000000000 | 0 | 0 | 1.0798 | 1.0798 | 0.013156 | 0.10798 | 6e-66
[30 empty] | -4568 | 3.5726e-296 | 100000000000 | 0 | 0 | 1.0811 | 1.0811 | 0.012799 | 0.10811 | 6e-66
[30 empty] | -4566 | 6.4624e-296 | 100000000000 | 0 | 0 | 1.0825 | 1.0825 | 0.01245 | 0.10825 | 6e-66
[30 empty] | -4564 | 1.1687e-295 | 100000000000 | 0 | 0 | 1.0838 | 1.0838 | 0.012109 | 0.10838 | 6e-66
[30 empty] | -4562 | 2.1129e-295 | 100000000000 | 0 | 0 | 1.0851 | 1.0851 | 0.011777 | 0.10851 | 6e-66
[30 empty] | -4560 | 3.8189e-295 | 100000000000 | 0 | 0 | 1.0864 | 1.0864 | 0.011453 | 0.10864 | 6e-66
[30 empty] | -4558 | 6.9008e-295 | 100000000000 | 0 | 0 | 1.0878 | 1.0878 | 0.011137 | 0.10878 | 6e-66
[30 empty] | -4556 | 1.2466e-294 | 100000000000 | 0 | 0 | 1.0891 | 1.0891 | 0.010829 | 0.10891 | 6e-66
[30 empty] | -4554 | 2.2515e-294 | 100000000000 | 0 | 0 | 1.0904 | 1.0904 | 0.010528 | 0.10904 | 6e-66
[30 empty] | -4552 | 4.0653e-294 | 100000000000 | 0 | 0 | 1.0917 | 1.0917 | 0.010235 | 0.10917 | 6e-66
[30 empty] | -4550 | 7.3383e-294 | 100000000000 | 0 | 0 | 1.0931 | 1.0931 | 0.0099489 | 0.10931 | 6e-66
[30 empty] | -4548 | 1.3243e-293 | 100000000000 | 0 | 0 | 1.0944 | 1.0944 | 0.0096701 | 0.10944 | 6e-66
[30 empty] | -4546 | 2.3893e-293 | 100000000000 | 0 | 0 | 1.0957 | 1.0957 | 0.0093983 | 0.10957 | 6e-66
[30 empty] | -4544 | 4.3096e-293 | 100000000000 | 0 | 0 | 1.097 | 1.097 | 0.0091333 | 0.1097 | 6e-66
[30 empty] | -4542 | 7.7713e-293 | 100000000000 | 0 | 0 | 1.0984 | 1.0984 | 0.008875 | 0.10984 | 6e-66
[30 empty] | -4540 | 1.401e-292 | 100000000000 | 0 | 0 | 1.0997 | 1.0997 | 0.0086233 | 0.10997 | 6e-66
[30 empty] | -4538 | 2.525e-292 | 100000000000 | 0 | 0 | 1.101 | 1.101 | 0.008378 | 0.1101 | 6e-66
[30 empty] | -4536 | 4.5497e-292 | 100000000000 | 0 | 0 | 1.1023 | 1.1023 | 0.0081389 | 0.11023 | 6e-66
[30 empty] | -4534 | 8.1957e-292 | 100000000000 | 0 | 0 | 1.1037 | 1.1037 | 0.007906 | 0.11037 | 6e-66
[30 empty] | -4532 | 1.476e-291 | 100000000000 | 0 | 0 | 1.105 | 1.105 | 0.0076791 | 0.1105 | 6e-66
[30 empty] | -4530 | 2.6574e-291 | 100000000000 | 0 | 0 | 1.1063 | 1.1063 | 0.007458 | 0.11063 | 6e-66
[30 empty] | -4528 | 4.7832e-291 | 100000000000 | 0 | 0 | 1.1076 | 1.1076 | 0.0072427 | 0.11076 | 6e-66
[30 empty] | -4526 | 8.6075e-291 | 100000000000 | 0 | 0 | 1.109 | 1.109 | 0.0070329 | 0.1109 | 6e-66
[30 empty] | -4524 | 1.5485e-290 | 100000000000 | 0 | 0 | 1.1103 | 1.1103 | 0.0068287 | 0.11103 | 6e-66
[30 empty] | -4522 | 2.7851e-290 | 100000000000 | 0 | 0 | 1.1116 | 1.1116 | 0.0066298 | 0.11116 | 6e-66
[30 empty] | -4520 | 5.0079e-290 | 100000000000 | 0 | 0 | 1.1129 | 1.1129 | 0.0064361 | 0.11129 | 6e-66
[30 empty] | -4518 | 9.0025e-290 | 100000000000 | 0 | 0 | 1.1143 | 1.1143 | 0.0062476 | 0.11143 | 6e-66
[30 empty] | -4516 | 1.6179e-289 | 100000000000 | 0 | 0 | 1.1156 | 1.1156 | 0.006064 | 0.11156 | 6e-66
[30 empty] | -4514 | 2.9069e-289 | 100000000000 | 0 | 0 | 1.1169 | 1.1169 | 0.0058853 | 0.11169 | 6e-66
[30 empty] | -4512 | 5.2215e-289 | 100000000000 | 0 | 0 | 1.1182 | 1.1182 | 0.0057114 | 0.11182 | 6e-66
[30 empty] | -4510 | 9.3765e-289 | 100000000000 | 0 | 0 | 1.1196 | 1.1196 | 0.0055421 | 0.11196 | 6e-66
[30 empty] | -4508 | 1.6834e-288 | 100000000000 | 0 | 0 | 1.1209 | 1.1209 | 0.0053774 | 0.11209 | 6e-66
[30 empty] | -4506 | 3.0214e-288 | 100000000000 | 0 | 0 | 1.1222 | 1.1222 | 0.0052171 | 0.11222 | 6e-66
[30 empty] | -4504 | 5.4215e-288 | 100000000000 | 0 | 0 | 1.1235 | 1.1235 | 0.0050612 | 0.11235 | 6e-66
[30 empty] | -4502 | 9.7257e-288 | 100000000000 | 0 | 0 | 1.1249 | 1.1249 | 0.0049095 | 0.11249 | 6e-66
[30 empty] | -4500 | 1.7442e-287 | 100000000000 | 0 | 0 | 1.1262 | 1.1262 | 0.0047619 | 0.11262 | 6e-66
[30 empty] | -4498 | 3.1274e-287 | 100000000000 | 0 | 0 | 1.1275 | 1.1275 | 0.0046184 | 0.11275 | 6e-66
[30 empty] | -4496 | 5.6059e-287 | 100000000000 | 0 | 0 | 1.1288 | 1.1288 | 0.0044787 | 0.11288 | 6e-66
[30 empty] | -4494 | 1.0046e-286 | 100000000000 | 0 | 0 | 1.1302 | 1.1302 | 0.004343 | 0.11302 | 6e-66
[30 empty] | -4492 | 1.7998e-286 | 100000000000 | 0 | 0 | 1.1315 | 1.1315 | 0.004211 | 0.11315 | 6e-66
[30 empty] | -4490 | 3.2237e-286 | 100000000000 | 0 | 0 | 1.1328 | 1.1328 | 0.0040826 | 0.11328 | 6e-66
[30 empty] | -4488 | 5.7725e-286 | 100000000000 | 0 | 0 | 1.1341 | 1.1341 | 0.0039578 | 0.11341 | 6e-66
[30 empty] | -4486 | 1.0334e-285 | 100000000000 | 0 | 0 | 1.1355 | 1.1355 | 0.0038365 | 0.11355 | 6e-66
[30 empty] | -4484 | 1.8495e-285 | 100000000000 | 0 | 0 | 1.1368 | 1.1368 | 0.0037186 | 0.11368 | 6e-66
[30 empty] | -4482 | 3.3092e-285 | 100000000000 | 0 | 0 | 1.1381 | 1.1381 | 0.0036039 | 0.11381 | 6e-66
[30 empty] | -4480 | 5.9195e-285 | 100000000000 | 0 | 0 | 1.1394 | 1.1394 | 0.0034926 | 0.11394 | 6e-66
[30 empty] | -4478 | 1.0586e-284 | 100000000000 | 0 | 0 | 1.1408 | 1.1408 | 0.0033843 | 0.11408 | 6e-66
[30 empty] | -4476 | 1.8926e-284 | 100000000000 | 0 | 0 | 1.1421 | 1.1421 | 0.0032791 | 0.11421 | 6e-66
[30 empty] | -4474 | 3.3829e-284 | 100000000000 | 0 | 0 | 1.1434 | 1.1434 | 0.003177 | 0.11434 | 6e-66
[30 empty] | -4472 | 6.0451e-284 | 100000000000 | 0 | 0 | 1.1447 | 1.1447 | 0.0030777 | 0.11447 | 6e-66
[30 empty] | -4470 | 1.0799e-283 | 100000000000 | 0 | 0 | 1.1461 | 1.1461 | 0.0029813 | 0.11461 | 6e-66
[30 empty] | -4468 | 1.9288e-283 | 100000000000 | 0 | 0 | 1.1474 | 1.1474 | 0.0028876 | 0.11474 | 6e-66
[30 empty] | -4466 | 3.4439e-283 | 100000000000 | 0 | 0 | 1.1487 | 1.1487 | 0.0027967 | 0.11487 | 6e-66
[30 empty] | -4464 | 6.1477e-283 | 100000000000 | 0 | 0 | 1.15 | 1.15 | 0.0027083 | 0.115 | 6e-66
[30 empty] | -4462 | 1.0971e-282 | 100000000000 | 0 | 0 | 1.1514 | 1.1514 | 0.0026226 | 0.11514 | 6e-66
[30 empty] | -4460 | 1.9574e-282 | 100000000000 | 0 | 0 | 1.1527 | 1.1527 | 0.0025393 | 0.11527 | 6e-66
[30 empty] | -4458 | 3.4915e-282 | 100000000000 | 0 | 0 | 1.154 | 1.154 | 0.0024584 | 0.1154 | 6e-66
[30 empty] | -4456 | 6.2261e-282 | 100000000000 | 0 | 0 | 1.1553 | 1.1553 | 0.00238 | 0.11553 | 6e-66
[30 empty] | -4454 | 1.11e-281 | 100000000000 | 0 | 0 | 1.1567 | 1.1567 | 0.0023038 | 0.11567 | 6e-66
[30 empty] | -4452 | 1.9783e-281 | 100000000000 | 0 | 0 | 1.158 | 1.158 | 0.0022299 | 0.1158 | 6e-66
[30 empty] | -4450 | 3.5251e-281 | 100000000000 | 0 | 0 | 1.1593 | 1.1593 | 0.0021581 | 0.11593 | 6e-66
[30 empty] | -4448 | 6.2795e-281 | 100000000000 | 0 | 0 | 1.1606 | 1.1606 | 0.0020885 | 0.11606 | 6e-66
[30 empty] | -4446 | 1.1183e-280 | 100000000000 | 0 | 0 | 1.162 | 1.162 | 0.0020209 | 0.1162 | 6e-66
[30 empty] | -4444 | 1.9911e-280 | 100000000000 | 0 | 0 | 1.1633 | 1.1633 | 0.0019554 | 0.11633 | 6e-66
[30 empty] | -4442 | 3.5442e-280 | 100000000000 | 0 | 0 | 1.1646 | 1.1646 | 0.0018918 | 0.11646 | 6e-66
[30 empty] | -4440 | 6.307e-280 | 100000000000 | 0 | 0 | 1.1659 | 1.1659 | 0.0018302 | 0.11659 | 6e-66
[30 empty] | -4438 | 1.1221e-279 | 100000000000 | 0 | 0 | 1.1673 | 1.1673 | 0.0017703 | 0.11673 | 6e-66
[30 empty] | -4436 | 1.9957e-279 | 100000000000 | 0 | 0 | 1.1686 | 1.1686 | 0.0017123 | 0.11686 | 6e-66
[30 empty] | -4434 | 3.5487e-279 | 100000000000 | 0 | 0 | 1.1699 | 1.1699 | 0.0016561 | 0.11699 | 6e-66
[30 empty] | -4432 | 6.3084e-279 | 100000000000 | 0 | 0 | 1.1712 | 1.1712 | 0.0016015 | 0.11712 | 6e-66
[30 empty] | -4430 | 1.1211e-278 | 100000000000 | 0 | 0 | 1.1726 | 1.1726 | 0.0015486 | 0.11726 | 6e-66
[30 empty] | -4428 | 1.992e-278 | 100000000000 | 0 | 0 | 1.1739 | 1.1739 | 0.0014974 | 0.11739 | 6e-66
[30 empty] | -4426 | 3.5384e-278 | 100000000000 | 0 | 0 | 1.1752 | 1.1752 | 0.0014477 | 0.11752 | 6e-66
[30 empty] | -4424 | 6.2836e-278 | 100000000000 | 0 | 0 | 1.1765 | 1.1765 | 0.0013995 | 0.11765 | 6e-66
[30 empty] | -4422 | 1.1156e-277 | 100000000000 | 0 | 0 | 1.1779 | 1.1779 | 0.0013528 | 0.11779 | 6e-66
[30 empty] | -4420 | 1.9801e-277 | 100000000000 | 0 | 0 | 1.1792 | 1.1792 | 0.0013076 | 0.11792 | 6e-66
[30 empty] | -4418 | 3.5136e-277 | 100000000000 | 0 | 0 | 1.1805 | 1.1805 | 0.0012637 | 0.11805 | 6e-66
[30 empty] | -4416 | 6.2331e-277 | 100000000000 | 0 | 0 | 1.1818 | 1.1818 | 0.0012213 | 0.11818 | 6e-66
[30 empty] | -4414 | 1.1055e-276 | 100000000000 | 0 | 0 | 1.1832 | 1.1832 | 0.0011801 | 0.11832 | 6e-66
[30 empty] | -4412 | 1.9601e-276 | 100000000000 | 0 | 0 | 1.1845 | 1.1845 | 0.0011403 | 0.11845 | 6e-66
[30 empty] | -4410 | 3.4744e-276 | 100000000000 | 0 | 0 | 1.1858 | 1.1858 | 0.0011016 | 0.11858 | 6e-66
[30 empty] | -4408 | 6.1573e-276 | 100000000000 | 0 | 0 | 1.1871 | 1.1871 | 0.0010642 | 0.11871 | 6e-66
[30 empty] | -4406 | 1.0909e-275 | 100000000000 | 0 | 0 | 1.1885 | 1.1885 | 0.001028 | 0.11885 | 6e-66
[30 empty] | -4404 | 1.9322e-275 | 100000000000 | 0 | 0 | 1.1898 | 1.1898 | 0.00099294 | 0.11898 | 6e-66
[30 empty] | -4402 | 3.4215e-275 | 100000000000 | 0 | 0 | 1.1911 | 1.1911 | 0.00095898 | 0.11911 | 6e-66
[30 empty] | -4400 | 6.0572e-275 | 100000000000 | 0 | 0 | 1.1924 | 1.1924 | 0.0009261 | 0.11924 | 6e-66
[30 empty] | -4398 | 1.072e-274 | 100000000000 | 0 | 0 | 1.1938 | 1.1938 | 0.00089427 | 0.11938 | 6e-66
[30 empty] | -4396 | 1.8969e-274 | 100000000000 | 0 | 0 | 1.1951 | 1.1951 | 0.00086346 | 0.11951 | 6e-66
[30 empty] | -4394 | 3.3554e-274 | 100000000000 | 0 | 0 | 1.1964 | 1.1964 | 0.00083363 | 0.11964 | 6e-66
[30 empty] | -4392 | 5.934e-274 | 100000000000 | 0 | 0 | 1.1977 | 1.1977 | 0.00080477 | 0.11977 | 6e-66
[30 empty] | -4390 | 1.0491e-273 | 100000000000 | 0 | 0 | 1.1991 | 1.1991 | 0.00077684 | 0.11991 | 6e-66
[30 empty] | -4388 | 1.8544e-273 | 100000000000 | 0 | 0 | 1.2004 | 1.2004 | 0.00074981 | 0.12004 | 6e-66
[30 empty] | -4386 | 3.277e-273 | 100000000000 | 0 | 0 | 1.2017 | 1.2017 | 0.00072366 | 0.12017 | 6e-66
[30 empty] | -4384 | 5.7893e-273 | 100000000000 | 0 | 0 | 1.203 | 1.203 | 0.00069836 | 0.1203 | 6e-66
[30 empty] | -4382 | 1.0225e-272 | 100000000000 | 0 | 0 | 1.2044 | 1.2044 | 0.00067388 | 0.12044 | 6e-66
[30 empty] | -4380 | 1.8054e-272 | 100000000000 | 0 | 0 | 1.2057 | 1.2057 | 0.00065021 | 0.12057 | 6e-66
[30 empty] | -4378 | 3.1871e-272 | 100000000000 | 0 | 0 | 1.207 | 1.207 | 0.00062731 | 0.1207 | 6e-66
[30 empty] | -4376 | 5.6246e-272 | 100000000000 | 0 | 0 | 1.2083 | 1.2083 | 0.00060517 | 0.12083 | 6e-66
[30 empty] | -4374 | 9.9238e-272 | 100000000000 | 0 | 0 | 1.2097 | 1.2097 | 0.00058375 | 0.12097 | 6e-66
[30 empty] | -4372 | 1.7505e-271 | 100000000000 | 0 | 0 | 1.211 | 1.211 | 0.00056305 | 0.1211 | 6e-66
[30 empty] | -4370 | 3.0868e-271 | 100000000000 | 0 | 0 | 1.2123 | 1.2123 | 0.00054303 | 0.12123 | 6e-66
[30 empty] | -4368 | 5.442e-271 | 100000000000 | 0 | 0 | 1.2136 | 1.2136 | 0.00052368 | 0.12136 | 6e-66
[30 empty] | -4366 | 9.5917e-271 | 100000000000 | 0 | 0 | 1.215 | 1.215 | 0.00050498 | 0.1215 | 6e-66
[30 empty] | -4364 | 1.6901e-270 | 100000000000 | 0 | 0 | 1.2163 | 1.2163 | 0.0004869 | 0.12163 | 6e-66
[30 empty] | -4362 | 2.9773e-270 | 100000000000 | 0 | 0 | 1.2176 | 1.2176 | 0.00046942 | 0.12176 | 6e-66
[30 empty] | -4360 | 5.2436e-270 | 100000000000 | 0 | 0 | 1.2189 | 1.2189 | 0.00045254 | 0.12189 | 6e-66
[30 empty] | -4358 | 9.2323e-270 | 100000000000 | 0 | 0 | 1.2203 | 1.2203 | 0.00043622 | 0.12203 | 6e-66
[30 empty] | -4356 | 1.6251e-269 | 100000000000 | 0 | 0 | 1.2216 | 1.2216 | 0.00042045 | 0.12216 | 6e-66
[30 empty] | -4354 | 2.8598e-269 | 100000000000 | 0 | 0 | 1.2229 | 1.2229 | 0.00040522 | 0.12229 | 6e-66
[30 empty] | -4352 | 5.0314e-269 | 100000000000 | 0 | 0 | 1.2242 | 1.2242 | 0.00039051 | 0.12242 | 6e-66
[30 empty] | -4350 | 8.8495e-269 | 100000000000 | 0 | 0 | 1.2256 | 1.2256 | 0.0003763 | 0.12256 | 6e-66
[30 empty] | -4348 | 1.5561e-268 | 100000000000 | 0 | 0 | 1.2269 | 1.2269 | 0.00036257 | 0.12269 | 6e-66
[30 empty] | -4346 | 2.7356e-268 | 100000000000 | 0 | 0 | 1.2282 | 1.2282 | 0.00034931 | 0.12282 | 6e-66
[30 empty] | -4344 | 4.8078e-268 | 100000000000 | 0 | 0 | 1.2295 | 1.2295 | 0.00033651 | 0.12295 | 6e-66
[30 empty] | -4342 | 8.4475e-268 | 100000000000 | 0 | 0 | 1.2309 | 1.2309 | 0.00032415 | 0.12309 | 6e-66
[30 empty] | -4340 | 1.4839e-267 | 100000000000 | 0 | 0 | 1.2322 | 1.2322 | 0.00031222 | 0.12322 | 6e-66
[30 empty] | -4338 | 2.6059e-267 | 100000000000 | 0 | 0 | 1.2335 | 1.2335 | 0.0003007 | 0.12335 | 6e-66
[30 empty] | -4336 | 4.5751e-267 | 100000000000 | 0 | 0 | 1.2348 | 1.2348 | 0.00028958 | 0.12348 | 6e-66
[30 empty] | -4334 | 8.0302e-267 | 100000000000 | 0 | 0 | 1.2362 | 1.2362 | 0.00027884 | 0.12362 | 6e-66
[30 empty] | -4332 | 1.4091e-266 | 100000000000 | 0 | 0 | 1.2375 | 1.2375 | 0.00026848 | 0.12375 | 6e-66
[30 empty] | -4330 | 2.472e-266 | 100000000000 | 0 | 0 | 1.2388 | 1.2388 | 0.00025849 | 0.12388 | 6e-66
[30 empty] | -4328 | 4.3356e-266 | 100000000000 | 0 | 0 | 1.2401 | 1.2401 | 0.00024884 | 0.12401 | 6e-66
[30 empty] | -4326 | 7.602e-266 | 100000000000 | 0 | 0 | 1.2415 | 1.2415 | 0.00023953 | 0.12415 | 6e-66
[30 empty] | -4324 | 1.3326e-265 | 100000000000 | 0 | 0 | 1.2428 | 1.2428 | 0.00023055 | 0.12428 | 6e-66
[30 empty] | -4322 | 2.3353e-265 | 100000000000 | 0 | 0 | 1.2441 | 1.2441 | 0.00022189 | 0.12441 | 6e-66
[30 empty] | -4320 | 4.0916e-265 | 100000000000 | 0 | 0 | 1.2454 | 1.2454 | 0.00021354 | 0.12454 | 6e-66
[30 empty] | -4318 | 7.1668e-265 | 100000000000 | 0 | 0 | 1.2468 | 1.2468 | 0.00020548 | 0.12468 | 6e-66
[30 empty] | -4316 | 1.255e-264 | 100000000000 | 0 | 0 | 1.2481 | 1.2481 | 0.00019771 | 0.12481 | 6e-66
[30 empty] | -4314 | 2.1971e-264 | 100000000000 | 0 | 0 | 1.2494 | 1.2494 | 0.00019021 | 0.12494 | 6e-66
[30 empty] | -4312 | 3.8453e-264 | 100000000000 | 0 | 0 | 1.2507 | 1.2507 | 0.00018298 | 0.12507 | 6e-66
[30 empty] | -4310 | 6.7284e-264 | 100000000000 | 0 | 0 | 1.2521 | 1.2521 | 0.00017602 | 0.12521 | 6e-66
[30 empty] | -4308 | 1.177e-263 | 100000000000 | 0 | 0 | 1.2534 | 1.2534 | 0.0001693 | 0.12534 | 6e-66
[30 empty] | -4306 | 2.0584e-263 | 100000000000 | 0 | 0 | 1.2547 | 1.2547 | 0.00016283 | 0.12547 | 6e-66
[30 empty] | -4304 | 3.5989e-263 | 100000000000 | 0 | 0 | 1.256 | 1.256 | 0.00015659 | 0.1256 | 6e-66
[30 empty] | -4302 | 6.2907e-263 | 100000000000 | 0 | 0 | 1.2574 | 1.2574 | 0.00015057 | 0.12574 | 6e-66
[30 empty] | -4300 | 1.0993e-262 | 100000000000 | 0 | 0 | 1.2587 | 1.2587 | 0.00014477 | 0.12587 | 6e-66
[30 empty] | -4298 | 1.9205e-262 | 100000000000 | 0 | 0 | 1.26 | 1.26 | 0.00013919 | 0.126 | 6e-66
[30 empty] | -4296 | 3.3544e-262 | 100000000000 | 0 | 0 | 1.2613 | 1.2613 | 0.00013381 | 0.12613 | 6e-66
[30 empty] | -4294 | 5.8572e-262 | 100000000000 | 0 | 0 | 1.2627 | 1.2627 | 0.00012862 | 0.12627 | 6e-66
[30 empty] | -4292 | 1.0225e-261 | 100000000000 | 0 | 0 | 1.264 | 1.264 | 0.00012363 | 0.1264 | 6e-66
[30 empty] | -4290 | 1.7844e-261 | 100000000000 | 0 | 0 | 1.2653 | 1.2653 | 0.00011882 | 0.12653 | 6e-66
[30 empty] | -4288 | 3.1134e-261 | 100000000000 | 0 | 0 | 1.2666 | 1.2666 | 0.00011418 | 0.12666 | 6e-66
[30 empty] | -4286 | 5.4308e-261 | 100000000000 | 0 | 0 | 1.268 | 1.268 | 0.00010972 | 0.1268 | 6e-66
[30 empty] | -4284 | 9.4707e-261 | 100000000000 | 0 | 0 | 1.2693 | 1.2693 | 0.00010542 | 0.12693 | 6e-66
[30 empty] | -4282 | 1.6511e-260 | 100000000000 | 0 | 0 | 1.2706 | 1.2706 | 0.00010128 | 0.12706 | 6e-66
[30 empty] | -4280 | 2.8779e-260 | 100000000000 | 0 | 0 | 1.2719 | 1.2719 | 9.7301e-05 | 0.12719 | 6e-66
[30 empty] | -4278 | 5.0147e-260 | 100000000000 | 0 | 0 | 1.2733 | 1.2733 | 9.3465e-05 | 0.12733 | 6e-66
[30 empty] | -4276 | 8.7359e-260 | 100000000000 | 0 | 0 | 1.2746 | 1.2746 | 8.9773e-05 | 0.12746 | 6e-66
[30 empty] | -4274 | 1.5214e-259 | 100000000000 | 0 | 0 | 1.2759 | 1.2759 | 8.6219e-05 | 0.12759 | 6e-66
[30 empty] | -4272 | 2.6491e-259 | 100000000000 | 0 | 0 | 1.2772 | 1.2772 | 8.2799e-05 | 0.12772 | 6e-66
[30 empty] | -4270 | 4.6112e-259 | 100000000000 | 0 | 0 | 1.2786 | 1.2786 | 7.9507e-05 | 0.12786 | 6e-66
[30 empty] | -4268 | 8.0247e-259 | 100000000000 | 0 | 0 | 1.2799 | 1.2799 | 7.634e-05 | 0.12799 | 6e-66
[30 empty] | -4266 | 1.3961e-258 | 100000000000 | 0 | 0 | 1.2812 | 1.2812 | 7.3292e-05 | 0.12812 | 6e-66
[30 empty] | -4264 | 2.4284e-258 | 100000000000 | 0 | 0 | 1.2825 | 1.2825 | 7.036e-05 | 0.12825 | 6e-66
[30 empty] | -4262 | 4.2227e-258 | 100000000000 | 0 | 0 | 1.2839 | 1.2839 | 6.7539e-05 | 0.12839 | 6e-66
[30 empty] | -4260 | 7.3409e-258 | 100000000000 | 0 | 0 | 1.2852 | 1.2852 | 6.4826e-05 | 0.12852 | 6e-66
[30 empty] | -4258 | 1.2758e-257 | 100000000000 | 0 | 0 | 1.2865 | 1.2865 | 6.2216e-05 | 0.12865 | 6e-66
[30 empty] | -4256 | 2.2168e-257 | 100000000000 | 0 | 0 | 1.2878 | 1.2878 | 5.9706e-05 | 0.12878 | 6e-66
[30 empty] | -4254 | 3.8508e-257 | 100000000000 | 0 | 0 | 1.2892 | 1.2892 | 5.7292e-05 | 0.12892 | 6e-66
[30 empty] | -4252 | 6.6875e-257 | 100000000000 | 0 | 0 | 1.2905 | 1.2905 | 5.4972e-05 | 0.12905 | 6e-66
[30 empty] | -4250 | 1.1611e-256 | 100000000000 | 0 | 0 | 1.2918 | 1.2918 | 5.274e-05 | 0.12918 | 6e-66
[30 empty] | -4248 | 2.0153e-256 | 100000000000 | 0 | 0 | 1.2931 | 1.2931 | 5.0595e-05 | 0.12931 | 6e-66
[30 empty] | -4246 | 3.4972e-256 | 100000000000 | 0 | 0 | 1.2945 | 1.2945 | 4.8532e-05 | 0.12945 | 6e-66
[30 empty] | -4244 | 6.067e-256 | 100000000000 | 0 | 0 | 1.2958 | 1.2958 | 4.655e-05 | 0.12958 | 6e-66
[30 empty] | -4242 | 1.0523e-255 | 100000000000 | 0 | 0 | 1.2971 | 1.2971 | 4.4645e-05 | 0.12971 | 6e-66
[30 empty] | -4240 | 1.8246e-255 | 100000000000 | 0 | 0 | 1.2984 | 1.2984 | 4.2814e-05 | 0.12984 | 6e-66
[30 empty] | -4238 | 3.1628e-255 | 100000000000 | 0 | 0 | 1.2998 | 1.2998 | 4.1054e-05 | 0.12998 | 6e-66
[30 empty] | -4236 | 5.4813e-255 | 100000000000 | 0 | 0 | 1.3011 | 1.3011 | 3.9364e-05 | 0.13011 | 6e-66
[30 empty] | -4234 | 9.4969e-255 | 100000000000 | 0 | 0 | 1.3024 | 1.3024 | 3.774e-05 | 0.13024 | 6e-66
[30 empty] | -4232 | 1.645e-254 | 100000000000 | 0 | 0 | 1.3037 | 1.3037 | 3.6179e-05 | 0.13037 | 6e-66
[30 empty] | -4230 | 2.8486e-254 | 100000000000 | 0 | 0 | 1.3051 | 1.3051 | 3.468e-05 | 0.13051 | 6e-66
[30 empty] | -4228 | 4.9316e-254 | 100000000000 | 0 | 0 | 1.3064 | 1.3064 | 3.324e-05 | 0.13064 | 6e-66
[30 empty] | -4226 | 8.5356e-254 | 100000000000 | 0 | 0 | 1.3077 | 1.3077 | 3.1858e-05 | 0.13077 | 6e-66
[30 empty] | -4224 | 1.4769e-253 | 100000000000 | 0 | 0 | 1.309 | 1.309 | 3.053e-05 | 0.1309 | 6e-66
[30 empty] | -4222 | 2.555e-253 | 100000000000 | 0 | 0 | 1.3104 | 1.3104 | 2.9255e-05 | 0.13104 | 6e-66
[30 empty] | -4220 | 4.4187e-253 | 100000000000 | 0 | 0 | 1.3117 | 1.3117 | 2.803e-05 | 0.13117 | 6e-66
[30 empty] | -4218 | 7.6398e-253 | 100000000000 | 0 | 0 | 1.313 | 1.313 | 2.6855e-05 | 0.1313 | 6e-66
[30 empty] | -4216 | 1.3206e-252 | 100000000000 | 0 | 0 | 1.3143 | 1.3143 | 2.5727e-05 | 0.13143 | 6e-66
[30 empty] | -4214 | 2.2821e-252 | 100000000000 | 0 | 0 | 1.3157 | 1.3157 | 2.4644e-05 | 0.13157 | 6e-66
[30 empty] | -4212 | 3.9426e-252 | 100000000000 | 0 | 0 | 1.317 | 1.317 | 2.3604e-05 | 0.1317 | 6e-66
[30 empty] | -4210 | 6.8097e-252 | 100000000000 | 0 | 0 | 1.3183 | 1.3183 | 2.2606e-05 | 0.13183 | 6e-66
[30 empty] | -4208 | 1.1759e-251 | 100000000000 | 0 | 0 | 1.3196 | 1.3196 | 2.1649e-05 | 0.13196 | 6e-66
[30 empty] | -4206 | 2.0299e-251 | 100000000000 | 0 | 0 | 1.321 | 1.321 | 2.073e-05 | 0.1321 | 6e-66
[30 empty] | -4204 | 3.5033e-251 | 100000000000 | 0 | 0 | 1.3223 | 1.3223 | 1.9849e-05 | 0.13223 | 6e-66
[30 empty] | -4202 | 6.0447e-251 | 100000000000 | 0 | 0 | 1.3236 | 1.3236 | 1.9003e-05 | 0.13236 | 6e-66
[30 empty] | -4200 | 1.0427e-250 | 100000000000 | 0 | 0 | 1.3249 | 1.3249 | 1.8192e-05 | 0.13249 | 6e-66
[30 empty] | -4198 | 1.7981e-250 | 100000000000 | 0 | 0
[30 empty] | -4196 | 3.1001e-250 | 100000000000 | 0 | 0
[30 empty] | -4194 | 5.3433e-250 | 100000000000 | 0 | 0
[30 empty] | -4192 | 9.2075e-250 | 100000000000 | 0 | 0
[30 empty] | -4190 | 1.5862e-249 | 100000000000 | 0 | 0
[30 empty] | -4188 | 2.7319e-249 | 100000000000 | 0 | 0
[30 empty] | -4186 | 4.7038e-249 | 100000000000 | 0 | 0
[30 empty] | -4184 | 8.097e-249 | 100000000000 | 0 | 0
[30 empty] | -4182 | 1.3934e-248 | 100000000000 | 0 | 0
[30 empty] | -4180 | 2.3974e-248 | 100000000000 | 0 | 0
[30 empty] | -4178 | 4.1236e-248 | 100000000000 | 0 | 0
[30 empty] | -4176 | 7.091e-248 | 100000000000 | 0 | 0
[30 empty] | -4174 | 1.219e-247 | 100000000000 | 0 | 0
[30 empty] | -4172 | 2.0952e-247 | 100000000000 | 0 | 0
[30 empty] | -4170 | 3.6001e-247 | 100000000000 | 0 | 0
[30 empty] | -4168 | 6.1842e-247 | 100000000000 | 0 | 0
[30 empty] | -4166 | 1.0621e-246 | 100000000000 | 0 | 0
[30 empty] | -4164 | 1.8235e-246 | 100000000000 | 0 | 0
[30 empty] | -4162 | 3.1299e-246 | 100000000000 | 0 | 0
[30 empty] | -4160 | 5.3711e-246 | 100000000000 | 0 | 0
[30 empty] | -4158 | 9.2145e-246 | 100000000000 | 0 | 0
[30 empty] | -4156 | 1.5804e-245 | 100000000000 | 0 | 0
[30 empty] | -4154 | 2.7099e-245 | 100000000000 | 0 | 0
[30 empty] | -4152 | 4.6455e-245 | 100000000000 | 0 | 0
[30 empty] | -4150 | 7.9614e-245 | 100000000000 | 0 | 0
[30 empty] | -4148 | 1.3641e-244 | 100000000000 | 0 | 0
[30 empty] | -4146 | 2.3365e-244 | 100000000000 | 0 | 0
[30 empty] | -4144 | 4.0013e-244 | 100000000000 | 0 | 0
[30 empty] | -4142 | 6.8503e-244 | 100000000000 | 0 | 0
[30 empty] | -4140 | 1.1725e-243 | 100000000000 | 0 | 0
[30 empty] | -4138 | 2.0063e-243 | 100000000000 | 0 | 0
[30 empty] | -4136 | 3.4321e-243 | 100000000000 | 0 | 0
[30 empty] | -4134 | 5.8697e-243 | 100000000000 | 0 | 0
[30 empty] | -4132 | 1.0036e-242 | 100000000000 | 0 | 0
[30 empty] | -4130 | 1.7155e-242 | 100000000000 | 0 | 0
[30 empty] | -4128 | 2.9317e-242 | 100000000000 | 0 | 0
[30 empty] | -4126 | 5.0087e-242 | 100000000000 | 0 | 0
[30 empty] | -4124 | 8.5551e-242 | 100000000000 | 0 | 0
[30 empty] | -4122 | 1.4609e-241 | 100000000000 | 0 | 0
[30 empty] | -4120 | 2.4939e-241 | 100000000000 | 0 | 0
[30 empty] | -4118 | 4.2563e-241 | 100000000000 | 0 | 0
[30 empty] | -4116 | 7.2624e-241 | 100000000000 | 0 | 0
[30 empty] | -4114 | 1.2388e-240 | 100000000000 | 0 | 0
[30 empty] | -4112 | 2.1127e-240 | 100000000000 | 0 | 0
[30 empty] | -4110 | 3.6019e-240 | 100000000000 | 0 | 0
[30 empty] | -4108 | 6.1394e-240 | 100000000000 | 0 | 0
[30 empty] | -4106 | 1.0462e-239 | 100000000000 | 0 | 0
[30 empty] | -4104 | 1.7823e-239 | 100000000000 | 0 | 0
[30 empty] | -4102 | 3.0355e-239 | 100000000000 | 0 | 0
[30 empty] | -4100 | 5.1686e-239 | 100000000000 | 0 | 0
[30 empty] | -4098 | 8.7984e-239 | 100000000000 | 0 | 0
[30 empty] | -4096 | 1.4973e-238 | 100000000000 | 0 | 0
[30 empty] | -4094 | 2.5476e-238 | 100000000000 | 0 | 0
[30 empty] | -4092 | 4.3333e-238 | 100000000000 | 0 | 0
[30 empty] | -4090 | 7.3688e-238 | 100000000000 | 0 | 0
[30 empty] | -4088 | 1.2528e-237 | 100000000000 | 0 | 0
[30 empty] | -4086 | 2.1292e-237 | 100000000000 | 0 | 0
[30 empty] | -4084 | 3.6179e-237 | 100000000000 | 0 | 0
[30 empty] | -4082 | 6.1459e-237 | 100000000000 | 0 | 0
[30 empty] | -4080 | 1.0438e-236 | 100000000000 | 0 | 0
[30 empty] | -4078 | 1.7722e-236 | 100000000000 | 0 | 0
[30 empty] | -4076 | 3.0081e-236 | 100000000000 | 0 | 0
[30 empty] | -4074 | 5.1047e-236 | 100000000000 | 0 | 0
[30 empty] | -4072 | 8.6604e-236 | 100000000000 | 0 | 0
[30 empty] | -4070 | 1.4689e-235 | 100000000000 | 0 | 0
[30 empty] | -4068 | 2.4907e-235 | 100000000000 | 0 | 0
[30 empty] | -4066 | 4.2224e-235 | 100000000000 | 0 | 0
[30 empty] | -4064 | 7.156e-235 | 100000000000 | 0 | 0
[30 empty] | -4062 | 1.2125e-234 | 100000000000 | 0 | 0
[30 empty] | -4060 | 2.0538e-234 | 100000000000 | 0 | 0
[30 empty] | -4058 | 3.478e-234 | 100000000000 | 0 | 0
[30 empty] | -4056 | 5.8884e-234 | 100000000000 | 0 | 0
[30 empty] | -4054 | 9.9666e-234 | 100000000000 | 0 | 0
[30 empty] | -4052 | 1.6865e-233 | 100000000000 | 0 | 0
[30 empty] | -4050 | 2.853e-233 | 100000000000 | 0 | 0
[30 empty] | -4048 | 4.8252e-233 | 100000000000 | 0 | 0
[30 empty] | -4046 | 8.1586e-233 | 100000000000 | 0 | 0
[30 empty] | -4044 | 1.3791e-232 | 100000000000 | 0 | 0
[30 empty] | -4042 | 2.3307e-232 | 100000000000 | 0 | 0
[30 empty] | -4040 | 3.9377e-232 | 100000000000 | 0 | 0
[30 empty] | -4038 | 6.651e-232 | 100000000000 | 0 | 0
[30 empty] | -4036 | 1.1231e-231 | 100000000000 | 0 | 0
[30 empty] | -4034 | 1.896e-231 | 100000000000 | 0 | 0
[30 empty] | -4032 | 3.2e-231 | 100000000000 | 0 | 0
[30 empty] | -4030 | 5.3995e-231 | 100000000000 | 0 | 0
[30 empty] | -4028 | 9.1083e-231 | 100000000000 | 0 | 0
[30 empty] | -4026 | 1.5361e-230 | 100000000000 | 0 | 0
[30 empty] | -4024 | 2.5898e-230 | 100000000000 | 0 | 0
[30 empty] | -4022 | 4.3653e-230 | 100000000000 | 0 | 0
[30 empty] | -4020 | 7.3561e-230 | 100000000000 | 0 | 0
[30 empty] | -4018 | 1.2393e-229 | 100000000000 | 0 | 0
[30 empty] | -4016 | 2.0873e-229 | 100000000000 | 0 | 0
[30 empty] | -4014 | 3.5146e-229 | 100000000000 | 0 | 0
[30 empty] | -4012 | 5.9164e-229 | 100000000000 | 0 | 0
[30 empty] | -4010 | 9.957e-229 | 100000000000 | 0 | 0
[30 empty] | -4008 | 1.6753e-228 | 100000000000 | 0 | 0
[30 empty] | -4006 | 2.8179e-228 | 100000000000 | 0 | 0
[30 empty] | -4004 | 4.7387e-228 | 100000000000 | 0 | 0
[30 empty] | -4002 | 7.9667e-228 | 100000000000 | 0 | 0
[30 empty] | -4000 | 1.339e-227 | 100000000000 | 0 | 0
[30 empty] | -3998 | 2.25e-227 | 100000000000 | 0 | 0
[30 empty] | -3996 | 3.7797e-227 | 100000000000 | 0 | 0
[30 empty] | -3994 | 6.3479e-227 | 100000000000 | 0 | 0
[30 empty] | -3992 | 1.0658e-226 | 100000000000 | 0 | 0
[30 empty] | -3990 | 1.7891e-226 | 100000000000 | 0 | 0
[30 empty] | -3988 | 3.0023e-226 | 100000000000 | 0 | 0
[30 empty] | -3986 | 5.037e-226 | 100000000000 | 0 | 0
[30 empty] | -3984 | 8.4485e-226 | 100000000000 | 0 | 0
[30 empty] | -3982 | 1.4167e-225 | 100000000000 | 0 | 0
[30 empty] | -3980 | 2.3749e-225 | 100000000000 | 0 | 0
[30 empty] | -3978 | 3.9803e-225 | 100000000000 | 0 | 0
[30 empty] | -3976 | 6.6692e-225 | 100000000000 | 0 | 0
[30 empty] | -3974 | 1.1172e-224 | 100000000000 | 0 | 0
[30 empty] | -3972 | 1.8709e-224 | 100000000000 | 0 | 0
[30 empty] | -3970 | 3.1322e-224 | 100000000000 | 0 | 0
[30 empty] | -3968 | 5.2427e-224 | 100000000000 | 0 | 0
[30 empty] | -3966 | 8.773e-224 | 100000000000 | 0 | 0
[30 empty] | -3964 | 1.4677e-223 | 100000000000 | 0 | 0
[30 empty] | -3962 | 2.4547e-223 | 100000000000 | 0 | 0
[30 empty] | -3960 | 4.1043e-223 | 100000000000 | 0 | 0
[30 empty] | -3958 | 6.8609e-223 | 100000000000 | 0 | 0
[30 empty] | -3956 | 1.1466e-222 | 100000000000 | 0 | 0
[30 empty] | -3954 | 1.9157e-222 | 100000000000 | 0 | 0
[30 empty] | -3952 | 3.1998e-222 | 100000000000 | 0 | 0
[30 empty] | -3950 | 5.3433e-222 | 100000000000 | 0 | 0
[30 empty] | -3948 | 8.9205e-222 | 100000000000 | 0 | 0
[30 empty] | -3946 | 1.4888e-221 | 100000000000 | 0 | 0
[30 empty] | -3944 | 2.4843e-221 | 100000000000 | 0 | 0
[30 empty] | -3942 | 4.1442e-221 | 100000000000 | 0 | 0
[30 empty] | -3940 | 6.9113e-221 | 100000000000 | 0 | 0
[30 empty] | -3938 | 1.1523e-220 | 100000000000 | 0 | 0
[30 empty] | -3936 | 1.9208e-220 | 100000000000 | 0 | 0
[30 empty] | -3934 | 3.2008e-220 | 100000000000 | 0 | 0
[30 empty] | -3932 | 5.3325e-220 | 100000000000 | 0 | 0
[30 empty] | -3930 | 8.8817e-220 | 100000000000 | 0 | 0
[30 empty] | -3928 | 1.4789e-219 | 100000000000 | 0 | 0
[30 empty] | -3926 | 2.4619e-219 | 100000000000 | 0 | 0
[30 empty] | -3924 | 4.0973e-219 | 100000000000 | 0 | 0
[30 empty] | -3922 | 6.8173e-219 | 100000000000 | 0 | 0
[30 empty] | -3920 | 1.134e-218 | 100000000000 | 0 | 0
[30 empty] | -3918 | 1.8858e-218 | 100000000000 | 0 | 0
[30 empty] | -3916 | 3.1352e-218 | 100000000000 | 0 | 0
[30 empty] | -3914 | 5.211e-218 | 100000000000 | 0 | 0
[30 empty] | -3912 | 8.6591e-218 | 100000000000 | 0 | 0
[30 empty] | -3910 | 1.4385e-217 | 100000000000 | 0 | 0
[30 empty] | -3908 | 2.3891e-217 | 100000000000 | 0 | 0
[30 empty] | -3906 | 3.9667e-217 | 100000000000 | 0 | 0
[30 empty] | -3904 | 6.5846e-217 | 100000000000 | 0 | 0
[30 empty] | -3902 | 1.0927e-216 | 100000000000 | 0 | 0
[30 empty] | -3900 | 1.8129e-216 | 100000000000 | 0 | 0
[30 empty] | -3898 | 3.0071e-216 | 100000000000 | 0 | 0
[30 empty] | -3896 | 4.9864e-216 | 100000000000 | 0 | 0
[30 empty] | -3894 | 8.2664e-216 | 100000000000 | 0 | 0
[30 empty] | -3892 | 1.3701e-215 | 100000000000 | 0 | 0
[30 empty] | -3890 | 2.2701e-215 | 100000000000 | 0 | 0
[30 empty] | -3888 | 3.7604e-215 | 100000000000 | 0 | 0
[30 empty] | -3886 | 6.2276e-215 | 100000000000 | 0 | 0
[30 empty] | -3884 | 1.0311e-214 | 100000000000 | 0 | 0
[30 empty] | -3882 | 1.7066e-214 | 100000000000 | 0 | 0
[30 empty] | -3880 | 2.8241e-214 | 100000000000 | 0 | 0
[30 empty] | -3878 | 4.6721e-214 | 100000000000 | 0 | 0
[30 empty] | -3876 | 7.7274e-214 | 100000000000 | 0 | 0
[30 empty] | -3874 | 1.2777e-213 | 100000000000 | 0 | 0
[30 empty] | -3872 | 2.1122e-213 | 100000000000 | 0 | 0
[30 empty] | -3870 | 3.4907e-213 | 100000000000 | 0 | 0
[30 empty] | -3868 | 5.7673e-213 | 100000000000 | 0 | 0
[30 empty] | -3866 | 9.5264e-213 | 100000000000 | 0 | 0
[30 empty] | -3864 | 1.5732e-212 | 100000000000 | 0 | 0
[30 empty] | -3862 | 2.5972e-212 | 100000000000 | 0 | 0
[30 empty] | -3860 | 4.2866e-212 | 100000000000 | 0 | 0
[30 empty] | -3858 | 7.0732e-212 | 100000000000 | 0 | 0
[30 empty] | -3856 | 1.1668e-211 | 100000000000 | 0 | 0
[30 empty] | -3854 | 1.9244e-211 | 100000000000 | 0 | 0
[30 empty] | -3852 | 3.1729e-211 | 100000000000 | 0 | 0
[30 empty] | -3850 | 5.23e-211 | 100000000000 | 0 | 0
[30 empty] | -3848 | 8.6187e-211 | 100000000000 | 0 | 0
[30 empty] | -3846 | 1.4199e-210 | 100000000000 | 0 | 0
[30 empty] | -3844 | 2.3387e-210 | 100000000000 | 0 | 0
[30 empty] | -3842 | 3.8511e-210 | 100000000000 | 0 | 0
[30 empty] | -3840 | 6.3397e-210 | 100000000000 | 0 | 0
[30 empty] | -3838 | 1.0434e-209 | 100000000000 | 0 | 0
[30 empty] | -3836 | 1.7168e-209 | 100000000000 | 0 | 0
[30 empty] | -3834 | 2.824e-209 | 100000000000 | 0 | 0
[30 empty] | -3832 | 4.6441e-209 | 100000000000 | 0 | 0
[30 empty] | -3830 | 7.6353e-209 | 100000000000 | 0 | 0
[30 empty] | -3828 | 1.255e-208 | 100000000000 | 0 | 0
[30 empty] | -3826 | 2.0622e-208 | 100000000000 | 0 | 0
[30 empty] | -3824 | 3.3878e-208 | 100000000000 | 0 | 0
[30 empty] | -3822 | 5.5641e-208 | 100000000000 | 0 | 0
[30 empty] | -3820 | 9.136e-208 | 100000000000 | 0 | 0
[30 empty] | -3818 | 1.4997e-207 | 100000000000 | 0 | 0
[30 empty] | -3816 | 2.4612e-207 | 100000000000 | 0 | 0
[30 empty] | -3814 | 4.038e-207 | 100000000000 | 0 | 0
[30 empty] | -3812 | 6.6233e-207 | 100000000000 | 0 | 0
[30 empty] | -3810 | 1.0861e-206 | 100000000000 | 0 | 0
[30 empty] | -3808 | 1.7806e-206 | 100000000000 | 0 | 0
[30 empty] | -3806 | 2.9183e-206 | 100000000000 | 0 | 0
[30 empty] | -3804 | 4.7818e-206 | 100000000000 | 0 | 0
[30 empty] | -3802 | 7.8331e-206 | 100000000000 | 0 | 0
[30 empty] | -3800 | 1.2828e-205 | 100000000000 | 0 | 0
[30 empty] | -3798 | 2.1003e-205 | 100000000000 | 0 | 0
[30 empty] | -3796 | 3.4379e-205 | 100000000000 | 0 | 0
[30 empty] | -3794 | 5.6259e-205 | 100000000000 | 0 | 0
[30 empty] | -3792 | 9.204e-205 | 100000000000 | 0 | 0
[30 empty] | -3790 | 1.5054e-204 | 100000000000 | 0 | 0
[30 empty] | -3788 | 2.4615e-204 | 100000000000 | 0 | 0
[30 empty] | -3786 | 4.0239e-204 | 100000000000 | 0 | 0
[30 empty] | -3784 | 6.5763e-204 | 100000000000 | 0 | 0
[30 empty] | -3782 | 1.0745e-203 | 100000000000 | 0 | 0
[30 empty] | -3780 | 1.7551e-203 | 100000000000 | 0 | 0
[30 empty] | -3778 | 2.8662e-203 | 100000000000 | 0 | 0
[30 empty] | -3776 | 4.6793e-203 | 100000000000 | 0 | 0
[30 empty] | -3774 | 7.6375e-203 | 100000000000 | 0 | 0
[30 empty] | -3772 | 1.2463e-202 | 100000000000 | 0 | 0
[30 empty] | -3770 | 2.0331e-202 | 100000000000 | 0 | 0
[30 empty] | -3768 | 3.3157e-202 | 100000000000 | 0 | 0
[30 empty] | -3766 | 5.4063e-202 | 100000000000 | 0 | 0
[30 empty] | -3764 | 8.8126e-202 | 100000000000 | 0 | 0
[30 empty] | -3762 | 1.4361e-201 | 100000000000 | 0 | 0
[30 empty] | -3760 | 2.3398e-201 | 100000000000 | 0 | 0
[30 empty] | -3758 | 3.811e-201 | 100000000000 | 0 | 0
[30 empty] | -3756 | 6.2058e-201 | 100000000000 | 0 | 0
[30 empty] | -3754 | 1.0103e-200 | 100000000000 | 0 | 0
[30 empty] | -3752 | 1.6442e-200 | 100000000000 | 0 | 0
[30 empty] | -3750 | 2.6754e-200 | 100000000000 | 0 | 0
[30 empty] | -3748 | 4.352e-200 | 100000000000 | 0 | 0
[30 empty] | -3746 | 7.0774e-200 | 100000000000 | 0 | 0
[30 empty] | -3744 | 1.1507e-199 | 100000000000 | 0 | 0
[30 empty] | -3742 | 1.8703e-199 | 100000000000 | 0 | 0
[30 empty] | -3740 | 3.0393e-199 | 100000000000 | 0 | 0
[30 empty] | -3738 | 4.9375e-199 | 100000000000 | 0 | 0
[30 empty] | -3736 | 8.0193e-199 | 100000000000 | 0 | 0
[30 empty] | -3734 | 1.3021e-198 | 100000000000 | 0 | 0
[30 empty] | -3732 | 2.1137e-198 | 100000000000 | 0 | 0
[30 empty] | -3730 | 3.4304e-198 | 100000000000 | 0 | 0
[30 empty] | -3728 | 5.5656e-198 | 100000000000 | 0 | 0
[30 empty] | -3726 | 9.0277e-198 | 100000000000 | 0 | 0
[30 empty] | -3724 | 1.464e-197 | 100000000000 | 0 | 0
[30 empty] | -3722 | 2.3734e-197 | 100000000000 | 0 | 0
[30 empty] | -3720 | 3.8467e-197 | 100000000000 | 0 | 0
[30 empty] | -3718 | 6.2331e-197 | 100000000000 | 0 | 0
[30 empty] | -3716 | 1.0097e-196 | 100000000000 | 0 | 0
[30 empty] | -3714 | 1.6353e-196 | 100000000000 | 0 | 0
[30 empty] | -3712 | 2.6477e-196 | 100000000000 | 0 | 0
[30 empty] | -3710 | 4.2857e-196 | 100000000000 | 0 | 0
[30 empty] | -3708 | 6.9354e-196 | 100000000000 | 0 | 0
[30 empty] | -3706 | 1.122e-195 | 100000000000 | 0 | 0
[30 empty] | -3704 | 1.8148e-195 | 100000000000 | 0 | 0
[30 empty] | -3702 | 2.9346e-195 | 100000000000 | 0 | 0
[30 empty] | -3700 | 4.744e-195 | 100000000000 | 0 | 0
[30 empty] | -3698 | 7.667e-195 | 100000000000 | 0 | 0
[30 empty] | -3696 | 1.2388e-194 | 100000000000 | 0 | 0
[30 empty] | -3694 | 2.001e-194 | 100000000000 | 0 | 0
[30 empty] | -3692 | 3.2315e-194 | 100000000000 | 0 | 0
[30 empty] | -3690 | 5.2172e-194 | 100000000000 | 0 | 0
[30 empty] | -3688 | 8.4209e-194 | 100000000000 | 0 | 0
[30 empty] | -3686 | 1.3588e-193 | 100000000000 | 0 | 0
[30 empty] | -3684 | 2.1921e-193 | 100000000000 | 0 | 0
[30 empty] | -3682 | 3.5355e-193 | 100000000000 | 0 | 0
[30 empty] | -3680 | 5.7006e-193 | 100000000000 | 0 | 0
[30 empty] | -3678 | 9.1892e-193 | 100000000000 | 0 | 0
[30 empty] | -3676 | 1.4809e-192 | 100000000000 | 0 | 0
[30 empty] | -3674 | 2.3859e-192 | 100000000000 | 0 | 0
[30 empty] | -3672 | 3.843e-192 | 100000000000 | 0 | 0
[30 empty] | -3670 | 6.1884e-192 | 100000000000 | 0 | 0
[30 empty] | -3668 | 9.9626e-192 | 100000000000 | 0 | 0
[30 empty] | -3666 | 1.6034e-191 | 100000000000 | 0 | 0
[30 empty] | -3664 | 2.58e-191 | 100000000000 | 0 | 0
[30 empty] | -3662 | 4.1503e-191 | 100000000000 | 0 | 0
[30 empty] | -3660 | 6.6746e-191 | 100000000000 | 0 | 0
[30 empty] | -3658 | 1.0731e-190 | 100000000000 | 0 | 0
[30 empty] | -3656 | 1.7249e-190 | 100000000000 | 0 | 0
[30 empty] | -3654 | 2.7719e-190 | 100000000000 | 0 | 0
[30 empty] | -3652 | 4.4532e-190 | 100000000000 | 0 | 0
[30 empty] | -3650 | 7.1523e-190 | 100000000000 | 0 | 0
[30 empty] | -3648 | 1.1485e-189 | 100000000000 | 0 | 0
[30 empty] | -3646 | 1.8436e-189 | 100000000000 | 0 | 0
[30 empty] | -3644 | 2.9588e-189 | 100000000000 | 0 | 0
[30 empty] | -3642 | 4.7472e-189 | 100000000000 | 0 | 0
[30 empty] | -3640 | 7.6147e-189 | 100000000000 | 0 | 0
[30 empty] | -3638 | 1.2211e-188 | 100000000000 | 0 | 0
[30 empty] | -3636 | 1.9577e-188 | 100000000000 | 0 | 0
[30 empty] | -3634 | 3.1378e-188 | 100000000000 | 0 | 0
[30 empty] | -3632 | 5.028e-188 | 100000000000 | 0 | 0
[30 empty] | -3630 | 8.0546e-188 | 100000000000 | 0 | 0
[30 empty] | -3628 | 1.29e-187 | 100000000000 | 0 | 0
[30 empty] | -3626 | 2.0654e-187 | 100000000000 | 0 | 0
[30 empty] | -3624 | 3.3062e-187 | 100000000000 | 0 | 0
[30 empty] | -3622 | 5.2908e-187 | 100000000000 | 0 | 0
[30 empty] | -3620 | 8.4647e-187 | 100000000000 | 0 | 0
[30 empty] | -3618 | 1.3539e-186 | 100000000000 | 0 | 0
[30 empty] | -3616 | 2.165e-186 | 100000000000 | 0 | 0
[30 empty] | -3614 | 3.461e-186 | 100000000000 | 0 | 0
[30 empty] | -3612 | 5.5315e-186 | 100000000000 | 0 | 0
[30 empty] | -3610 | 8.8383e-186 | 100000000000 | 0 | 0
[30 empty] | -3608 | 1.4118e-185 | 100000000000 | 0 | 0
[30 empty] | -3606 | 2.2546e-185 | 100000000000 | 0 | 0
[30 empty] | -3604 | 3.5997e-185 | 100000000000 | 0 | 0
[30 empty] | -3602 | 5.7457e-185 | 100000000000 | 0 | 0
[30 empty] | -3600 | 9.1686e-185 | 100000000000 | 0 | 0
[30 empty] | -3598 | 1.4627e-184 | 100000000000 | 0 | 0
[30 empty] | -3596 | 2.3328e-184 | 100000000000 | 0 | 0
[30 empty] | -3594 | 3.7197e-184 | 100000000000 | 0 | 0
[30 empty] | -3592 | 5.9295e-184 | 100000000000 | 0 | 0
[30 empty] | -3590 | 9.4497e-184 | 100000000000 | 0 | 0
[30 empty] | -3588 | 1.5056e-183 | 100000000000 | 0 | 0
[30 empty] | -3586 | 2.3981e-183 | 100000000000 | 0 | 0
[30 empty] | -3584 | 3.8189e-183 | 100000000000 | 0 | 0
[30 empty] | -3582 | 6.0797e-183 | 100000000000 | 0 | 0
[30 empty] | -3580 | 9.6764e-183 | 100000000000 | 0 | 0
[30 empty] | -3578 | 1.5397e-182 | 100000000000 | 0 | 0
[30 empty] | -3576 | 2.4493e-182 | 100000000000 | 0 | 0
[30 empty] | -3574 | 3.8953e-182 | 100000000000 | 0 | 0
[30 empty] | -3572 | 6.1933e-182 | 100000000000 | 0 | 0
[30 empty] | -3570 | 9.8445e-182 | 100000000000 | 0 | 0
[30 empty] | -3568 | 1.5644e-181 | 100000000000 | 0 | 0
[30 empty] | -3566 | 2.4854e-181 | 100000000000 | 0 | 0
[30 empty] | -3564 | 3.9476e-181 | 100000000000 | 0 | 0
[30 empty] | -3562 | 6.2683e-181 | 100000000000 | 0 | 0
[30 empty] | -3560 | 9.9508e-181 | 100000000000 | 0 | 0
[30 empty] | -3558 | 1.5793e-180 | 100000000000 | 0 | 0
[30 empty] | -3556 | 2.5057e-180 | 100000000000 | 0 | 0
[30 empty] | -3554 | 3.9747e-180 | 100000000000 | 0 | 0
[30 empty] | -3552 | 6.3032e-180 | 100000000000 | 0 | 0
[30 empty] | -3550 | 9.9931e-180 | 100000000000 | 0 | 0
[30 empty] | -3548 | 1.5839e-179 | 100000000000 | 0 | 0
[30 empty] | -3546 | 2.5099e-179 | 100000000000 | 0 | 0
[30 empty] | -3544 | 3.9761e-179 | 100000000000 | 0 | 0
[30 empty] | -3542 | 6.2972e-179 | 100000000000 | 0 | 0
[30 empty] | -3540 | 9.9707e-179 | 100000000000 | 0 | 0
[30 empty] | -3538 | 1.5783e-178 | 100000000000 | 0 | 0
[30 empty] | -3536 | 2.4977e-178 | 100000000000 | 0 | 0
[30 empty] | -3534 | 3.9518e-178 | 100000000000 | 0 | 0
[30 empty] | -3532 | 6.2506e-178 | 100000000000 | 0 | 0
[30 empty] | -3530 | 9.884e-178 | 100000000000 | 0 | 0
[30 empty] | -3528 | 1.5626e-177 | 100000000000 | 0 | 0
[30 empty] | -3526 | 2.4696e-177 | 100000000000 | 0 | 0
[30 empty] | -3524 | 3.9022e-177 | 100000000000 | 0 | 0
[30 empty] | -3522 | 6.1641e-177 | 100000000000 | 0 | 0
[30 empty] | -3520 | 9.7347e-177 | 100000000000 | 0 | 0
[30 empty] | -3518 | 1.537e-176 | 100000000000 | 0 | 0
[30 empty] | -3516 | 2.426e-176 | 100000000000 | 0 | 0
[30 empty] | -3514 | 3.8283e-176 | 100000000000 | 0 | 0
[30 empty] | -3512 | 6.0396e-176 | 100000000000 | 0 | 0
[30 empty] | -3510 | 9.5257e-176 | 100000000000 | 0 | 0
[30 empty] | -3508 | 1.502e-175 | 100000000000 | 0 | 0
[30 empty] | -3506 | 2.3677e-175 | 100000000000 | 0 | 0
[30 empty] | -3504 | 3.7315e-175 | 100000000000 | 0 | 0
[30 empty] | -3502 | 5.8793e-175 | 100000000000 | 0 | 0
[30 empty] | -3500 | 9.2608e-175 | 100000000000 | 0 | 0
[30 empty] | -3498 | 1.4583e-174 | 100000000000 | 0 | 0
[30 empty] | -3496 | 2.2959e-174 | 100000000000 | 0 | 0
[30 empty] | -3494 | 3.6137e-174 | 100000000000 | 0 | 0
[30 empty] | -3492 | 5.6862e-174 | 100000000000 | 0 | 0
[30 empty] | -3490 | 8.9451e-174 | 100000000000 | 0 | 0
[30 empty] | -3488 | 1.4068e-173 | 100000000000 | 0 | 0
[30 empty] | -3486 | 2.2119e-173 | 100000000000 | 0 | 0
[30 empty] | -3484 | 3.4769e-173 | 100000000000 | 0 | 0
[30 empty] | -3482 | 5.4639e-173 | 100000000000 | 0 | 0
[30 empty] | -3480 | 8.5842e-173 | 100000000000 | 0 | 0
[30 empty] | -3478 | 1.3483e-172 | 100000000000 | 0 | 0
[30 empty] | -3476 | 2.1172e-172 | 100000000000 | 0 | 0
[30 empty] | -3474 | 3.3237e-172 | 100000000000 | 0 | 0
[30 empty] | -3472 | 5.2163e-172 | 100000000000 | 0 | 0
[30 empty] | -3470 | 8.1846e-172 | 100000000000 | 0 | 0
[30 empty] | -3468 | 1.2839e-171 | 100000000000 | 0 | 0
[30 empty] | -3466 | 2.0134e-171 | 100000000000 | 0 | 0
[30 empty] | -3464 | 3.1566e-171 | 100000000000 | 0 | 0
[30 empty] | -3462 | 4.9478e-171 | 100000000000 | 0 | 0
[30 empty] | -3460 | 7.7532e-171 | 100000000000 | 0 | 0
[30 empty] | -3458 | 1.2146e-170 | 100000000000 | 0 | 0
[30 empty] | -3456 | 1.9023e-170 | 100000000000 | 0 | 0
[30 empty] | -3454 | 2.9786e-170 | 100000000000 | 0 | 0
[30 empty] | -3452 | 4.6627e-170 | 100000000000 | 0 | 0
[30 empty] | -3450 | 7.297e-170 | 100000000000 | 0 | 0
[30 empty] | -3448 | 1.1417e-169 | 100000000000 | 0 | 0
[30 empty] | -3446 | 1.7857e-169 | 100000000000 | 0 | 0
[30 empty] | -3444 | 2.7925e-169 | 100000000000 | 0 | 0
[30 empty] | -3442 | 4.3656e-169 | 100000000000 | 0 | 0
[30 empty] | -3440 | 6.8232e-169 | 100000000000 | 0 | 0
[30 empty] | -3438 | 1.0661e-168 | 100000000000 | 0 | 0
[30 empty] | -3436 | 1.6655e-168 | 100000000000 | 0 | 0
[30 empty] | -3434 | 2.601e-168 | 100000000000 | 0 | 0
[30 empty] | -3432 | 4.061e-168 | 100000000000 | 0 | 0
[30 empty] | -3430 | 6.3389e-168 | 100000000000 | 0 | 0
[30 empty] | -3428 | 9.8919e-168 | 100000000000 | 0 | 0
[30 empty] | -3426 | 1.5432e-167 | 100000000000 | 0 | 0
[30 empty] | -3424 | 2.407e-167 | 100000000000 | 0 | 0
[30 empty] | -3422 | 3.7532e-167 | 100000000000 | 0 | 0
[30 empty] | -3420 | 5.8509e-167 | 100000000000 | 0 | 0
[30 empty] | -3418 | 9.1185e-167 | 100000000000 | 0 | 0
[30 empty] | -3416 | 1.4207e-166 | 100000000000 | 0 | 0
[30 empty] | -3414 | 2.2131e-166 | 100000000000 | 0 | 0
[30 empty] | -3412 | 3.4463e-166 | 100000000000 | 0 | 0
[30 empty] | -3410 | 5.3655e-166 | 100000000000 | 0 | 0
[30 empty] | -3408 | 8.3512e-166 | 100000000000 | 0 | 0
[30 empty] | -3406 | 1.2995e-165 | 100000000000 | 0 | 0
[30 empty] | -3404 | 2.0216e-165 | 100000000000 | 0 | 0
[30 empty] | -3402 | 3.1441e-165 | 100000000000 | 0 | 0
[30 empty] | -3400 | 4.8886e-165 | 100000000000 | 0 | 0
[30 empty] | -3398 | 7.599e-165 | 100000000000 | 0 | 0
[30 empty] | -3396 | 1.1809e-164 | 100000000000 | 0 | 0
[30 empty] | -3394 | 1.8347e-164 | 100000000000 | 0 | 0
[30 empty] | -3392 | 2.8498e-164 | 100000000000 | 0 | 0
[30 empty] | -3390 | 4.4252e-164 | 100000000000 | 0 | 0
[30 empty] | -3388 | 6.8699e-164 | 100000000000 | 0 | 0
[30 empty] | -3386 | 1.0662e-163 | 100000000000 | 0 | 0
[30 empty] | -3384 | 1.6544e-163 | 100000000000 | 0 | 0
[30 empty] | -3382 | 2.5663e-163 | 100000000000 | 0 | 0
[30 empty] | -3380 | 3.9799e-163 | 100000000000 | 0 | 0
[30 empty] | -3378 | 6.1705e-163 | 100000000000 | 0 | 0
[30 empty] | -3376 | 9.5644e-163 | 100000000000 | 0 | 0
[30 empty] | -3374 | 1.4821e-162 | 100000000000 | 0 | 0
[30 empty] | -3372 | 2.2961e-162 | 100000000000 | 0 | 0
[30 empty] | -3370 | 3.5562e-162 | 100000000000 | 0 | 0
[30 empty] | -3368 | 5.5065e-162 | 100000000000 | 0 | 0
[30 empty] | -3366 | 8.5241e-162 | 100000000000 | 0 | 0
[30 empty] | -3364 | 1.3192e-161 | 100000000000 | 0 | 0
[30 empty] | -3362 | 2.0411e-161 | 100000000000 | 0 | 0
[30 empty] | -3360 | 3.1571e-161 | 100000000000 | 0 | 0
[30 empty] | -3358 | 4.8821e-161 | 100000000000 | 0 | 0
[30 empty] | -3356 | 7.5478e-161 | 100000000000 | 0 | 0
[30 empty] | -3354 | 1.1666e-160 | 100000000000 | 0 | 0
[30 empty] | -3352 | 1.8026e-160 | 100000000000 | 0 | 0
[30 empty] | -3350 | 2.7846e-160 | 100000000000 | 0 | 0
[30 empty] | -3348 | 4.3006e-160 | 100000000000 | 0 | 0
[30 empty] | -3346 | 6.6401e-160 | 100000000000 | 0 | 0
[30 empty] | -3344 | 1.025e-159 | 100000000000 | 0 | 0
[30 empty] | -3342 | 1.5817e-159 | 100000000000 | 0 | 0
[30 empty] | -3340 | 2.4402e-159 | 100000000000 | 0 | 0
[30 empty] | -3338 | 3.7638e-159 | 100000000000 | 0 | 0
[30 empty] | -3336 | 5.8038e-159 | 100000000000 | 0 | 0
[30 empty] | -3334 | 8.947e-159 | 100000000000 | 0 | 0
[30 empty] | -3332 | 1.3789e-158 | 100000000000 | 0 | 0
[30 empty] | -3330 | 2.1246e-158 | 100000000000 | 0 | 0
[30 empty] | -3328 | 3.2727e-158 | 100000000000 | 0 | 0
[30 empty] | -3326 | 5.04e-158 | 100000000000 | 0 | 0
[30 empty] | -3324 | 7.7595e-158 | 100000000000 | 0 | 0
[30 empty] | -3322 | 1.1943e-157 | 100000000000 | 0 | 0
[30 empty] | -3320 | 1.8378e-157 | 100000000000 | 0 | 0
[30 empty] | -3318 | 2.8273e-157 | 100000000000 | 0 | 0
[30 empty] | -3316 | 4.3484e-157 | 100000000000 | 0 | 0
[30 empty] | -3314 | 6.686e-157 | 100000000000 | 0 | 0
[30 empty] | -3312 | 1.0278e-156 | 100000000000 | 0 | 0
[30 empty] | -3310 | 1.5795e-156 | 100000000000 | 0 | 0
[30 empty] | -3308 | 2.4267e-156 | 100000000000 | 0 | 0
[30 empty] | -3306 | 3.7274e-156 | 100000000000 | 0 | 0
[30 empty] | -3304 | 5.7238e-156 | 100000000000 | 0 | 0
[30 empty] | -3302 | 8.7872e-156 | 100000000000 | 0 | 0
[30 empty] | -3300 | 1.3487e-155 | 100000000000 | 0 | 0
[30 empty] | -3298 | 2.0694e-155 | 100000000000 | 0 | 0
[30 empty] | -3296 | 3.1745e-155 | 100000000000 | 0 | 0
[30 empty] | -3294 | 4.8684e-155 | 100000000000 | 0 | 0
[30 empty] | -3292 | 7.4643e-155 | 100000000000 | 0 | 0
[30 empty] | -3290 | 1.1441e-154 | 100000000000 | 0 | 0
[30 empty] | -3288 | 1.7533e-154 | 100000000000 | 0 | 0
[30 empty] | -3286 | 2.6861e-154 | 100000000000 | 0 | 0
[30 empty] | -3284 | 4.114e-154 | 100000000000 | 0 | 0
[30 empty] | -3282 | 6.2995e-154 | 100000000000 | 0 | 0
[30 empty] | -3280 | 9.6434e-154 | 100000000000 | 0 | 0
[30 empty] | -3278 | 1.4759e-153 | 100000000000 | 0 | 0
[30 empty] | -3276 | 2.2581e-153 | 100000000000 | 0 | 0
[30 empty] | -3274 | 3.4541e-153 | 100000000000 | 0 | 0
[30 empty] | -3272 | 5.2821e-153 | 100000000000 | 0 | 0
[30 empty] | -3270 | 8.0755e-153 | 100000000000 | 0 | 0
[30 empty] | -3268 | 1.2343e-152 | 100000000000 | 0 | 0
[30 empty] | -3266 | 1.8861e-152 | 100000000000 | 0 | 0
[30 empty] | -3264 | 2.8812e-152 | 100000000000 | 0 | 0
[30 empty] | -3262 | 4.4004e-152 | 100000000000 | 0 | 0
[30 empty] | -3260 | 6.7187e-152 | 100000000000 | 0 | 0
[30 empty] | -3258 | 1.0256e-151 | 100000000000 | 0 | 0
[30 empty] | -3256 | 1.5651e-151 | 100000000000 | 0 | 0
[30 empty] | -3254 | 2.3878e-151 | 100000000000 | 0 | 0
[30 empty] | -3252 | 3.6421e-151 | 100000000000 | 0 | 0
[30 empty] | -3250 | 5.5538e-151 | 100000000000 | 0 | 0
[30 empty] | -3248 | 8.4666e-151 | 100000000000 | 0 | 0
[30 empty] | -3246 | 1.2904e-150 | 100000000000 | 0 | 0
[30 empty] | -3244 | 1.9661e-150 | 100000000000 | 0 | 0
[30 empty] | -3242 | 2.995e-150 | 100000000000 | 0 | 0
[30 empty] | -3240 | 4.5611e-150 | 100000000000 | 0 | 0
[30 empty] | -3238 | 6.9443e-150 | 100000000000 | 0 | 0
[30 empty] | -3236 | 1.057e-149 | 100000000000 | 0 | 0
[30 empty] | -3234 | 1.6084e-149 | 100000000000 | 0 | 0
[30 empty] | -3232 | 2.4469e-149 | 100000000000 | 0 | 0
[30 empty] | -3230 | 3.7216e-149 | 100000000000 | 0 | 0
[30 empty] | -3228 | 5.6588e-149 | 100000000000 | 0 | 0
[30 empty] | -3226 | 8.6022e-149 | 100000000000 | 0 | 0
[30 empty] | -3224 | 1.3073e-148 | 100000000000 | 0 | 0
[30 empty] | -3222 | 1.9863e-148 | 100000000000 | 0 | 0
[30 empty] | -3220 | 3.017e-148 | 100000000000 | 0 | 0
[30 empty] | -3218 | 4.5815e-148 | 100000000000 | 0 | 0
[30 empty] | -3216 | 6.9555e-148 | 100000000000 | 0 | 0
[30 empty] | -3214 | 1.0557e-147 | 100000000000 | 0 | 0
[30 empty] | -3212 | 1.6019e-147 | 100000000000 | 0 | 0
[30 empty] | -3210 | 2.43e-147 | 100000000000 | 0 | 0
[30 empty] | -3208 | 3.6853e-147 | 100000000000 | 0 | 0
[30 empty] | -3206 | 5.5876e-147 | 100000000000 | 0 | 0
[30 empty] | -3204 | 8.4697e-147 | 100000000000 | 0 | 0
[30 empty] | -3202 | 1.2835e-146 | 100000000000 | 0 | 0
[30 empty] | -3200 | 1.9445e-146 | 100000000000 | 0 | 0
[30 empty] | -3198 | 2.9452e-146 | 100000000000 | 0 | 0
[30 empty] | -3196 | 4.4597e-146 | 100000000000 | 0 | 0
[30 empty] | -3194 | 6.7513e-146 | 100000000000 | 0 | 0
[30 empty] | -3192 | 1.0218e-145 | 100000000000 | 0 | 0
[30 empty] | -3190 | 1.546e-145 | 100000000000 | 0 | 0
[30 empty] | -3188 | 2.3385e-145 | 100000000000 | 0 | 0
[30 empty] | -3186 | 3.5365e-145 | 100000000000 | 0 | 0
[30 empty] | -3184 | 5.3467e-145 | 100000000000 | 0 | 0
[30 empty] | -3182 | 8.0815e-145 | 100000000000 | 0 | 0
[30 empty] | -3180 | 1.2212e-144 | 100000000000 | 0 | 0
[30 empty] | -3178 | 1.8448e-144 | 100000000000 | 0 | 0
[30 empty] | -3176 | 2.7862e-144 | 100000000000 | 0 | 0
[30 empty] | -3174 | 4.207e-144 | 100000000000 | 0 | 0
[30 empty] | -3172 | 6.3505e-144 | 100000000000 | 0 | 0
[30 empty] | -3170 | 9.5837e-144 | 100000000000 | 0 | 0
[30 empty] | -3168 | 1.4459e-143 | 100000000000 | 0 | 0
[30 empty] | -3166 | 2.181e-143 | 100000000000 | 0 | 0
[30 empty] | -3164 | 3.2888e-143 | 100000000000 | 0 | 0
[30 empty] | -3162 | 4.958e-143 | 100000000000 | 0 | 0
[30 empty] | -3160 | 7.4726e-143 | 100000000000 | 0 | 0
[30 empty] | -3158 | 1.126e-142 | 100000000000 | 0 | 0
[30 empty] | -3156 | 1.6961e-142 | 100000000000 | 0 | 0
[30 empty] | -3154 | 2.5543e-142 | 100000000000 | 0 | 0
[30 empty] | -3152 | 3.8458e-142 | 100000000000 | 0 | 0
[30 empty] | -3150 | 5.7888e-142 | 100000000000 | 0 | 0
[30 empty] | -3148 | 8.7111e-142 | 100000000000 | 0 | 0
[30 empty] | -3146 | 1.3105e-141 | 100000000000 | 0 | 0
[30 empty] | -3144 | 1.9711e-141 | 100000000000 | 0 | 0
[30 empty] | -3142 | 2.9638e-141 | 100000000000 | 0 | 0
[30 empty] | -3140 | 4.4554e-141 | 100000000000 | 0 | 0
[30 empty] | -3138 | 6.6959e-141 | 100000000000 | 0 | 0
[30 empty] | -3136 | 1.0061e-140 | 100000000000 | 0 | 0
[30 empty] | -3134 | 1.5112e-140 | 100000000000 | 0 | 0
[30 empty] | -3132 | 2.2694e-140 | 100000000000 | 0 | 0
[30 empty] | -3130 | 3.407e-140 | 100000000000 | 0 | 0
[30 empty] | -3128 | 5.1136e-140 | 100000000000 | 0 | 0
[30 empty] | -3126 | 7.6732e-140 | 100000000000 | 0 | 0
[30 empty] | -3124 | 1.1511e-139 | 100000000000 | 0 | 0
[30 empty] | -3122 | 1.7264e-139 | 100000000000 | 0 | 0
[30 empty] | -3120 | 2.5884e-139 | 100000000000 | 0 | 0
[30 empty] | -3118 | 3.88e-139 | 100000000000 | 0 | 0
[30 empty] | -3116 | 5.8145e-139 | 100000000000 | 0 | 0
[30 empty] | -3114 | 8.7113e-139 | 100000000000 | 0 | 0
[30 empty] | -3112 | 1.3048e-138 | 100000000000 | 0 | 0
[30 empty] | -3110 | 1.9538e-138 | 100000000000 | 0 | 0
[30 empty] | -3108 | 2.9249e-138 | 100000000000 | 0 | 0
[30 empty] | -3106 | 4.3776e-138 | 100000000000 | 0 | 0
[30 empty] | -3104 | 6.55e-138 | 100000000000 | 0 | 0
[30 empty] | -3102 | 9.7979e-138 | 100000000000 | 0 | 0
[30 empty] | -3100 | 1.4652e-137 | 100000000000 | 0 | 0
[30 empty] | -3098 | 2.1907e-137 | 100000000000 | 0 | 0
[30 empty] | -3096 | 3.2744e-137 | 100000000000 | 0 | 0
[30 empty] | -3094 | 4.893e-137 | 100000000000 | 0 | 0
[30 empty] | -3092 | 7.3098e-137 | 100000000000 | 0 | 0
[30 empty] | -3090 | 1.0917e-136 | 100000000000 | 0 | 0
[30 empty] | -3088 | 1.6301e-136 | 100000000000 | 0 | 0
[30 empty] | -3086 | 2.4334e-136 | 100000000000 | 0 | 0
[30 empty] | -3084 | 3.6316e-136 | 100000000000 | 0 | 0
[30 empty] | -3082 | 5.4183e-136 | 100000000000 | 0 | 0
[30 empty] | -3080 | 8.0819e-136 | 100000000000 | 0 | 0
[30 empty] | -3078 | 1.2052e-135 | 100000000000 | 0 | 0
[30 empty] | -3076 | 1.7967e-135 | 100000000000 | 0 | 0
[30 empty] | -3074 | 2.6779e-135 | 100000000000 | 0 | 0
[30 empty] | -3072 | 3.9902e-135 | 100000000000 | 0 | 0
[30 empty] | -3070 | 5.9441e-135 | 100000000000 | 0 | 0
[30 empty] | -3068 | 8.8525e-135 | 100000000000 | 0 | 0
[30 empty] | -3066 | 1.318e-134 | 100000000000 | 0 | 0
[30 empty] | -3064 | 1.9619e-134 | 100000000000 | 0 | 0
[30 empty] | -3062 | 2.9196e-134 | 100000000000 | 0 | 0
[30 empty] | -3060 | 4.3435e-134 | 100000000000 | 0 | 0
[30 empty] | -3058 | 6.4603e-134 | 100000000000 | 0 | 0
[30 empty] | -3056 | 9.6063e-134 | 100000000000 | 0 | 0
[30 empty] | -3054 | 1.428e-133 | 100000000000 | 0 | 0
[30 empty] | -3052 | 2.1224e-133 | 100000000000 | 0 | 0
[30 empty] | -3050 | 3.1534e-133 | 100000000000 | 0 | 0
[30 empty] | -3048 | 4.6841e-133 | 100000000000 | 0 | 0
[30 empty] | -3046 | 6.9561e-133 | 100000000000 | 0 | 0
[30 empty] | -3044 | 1.0327e-132 | 100000000000 | 0 | 0
[30 empty] | -3042 | 1.5329e-132 | 100000000000 | 0 | 0
[30 empty] | -3040 | 2.2746e-132 | 100000000000 | 0 | 0
[30 empty] | -3038 | 3.3743e-132 | 100000000000 | 0 | 0
[30 empty] | -3036 | 5.0045e-132 | 100000000000 | 0 | 0
[30 empty] | -3034 | 7.4202e-132 | 100000000000 | 0 | 0
[30 empty] | -3032 | 1.0999e-131 | 100000000000 | 0 | 0
[30 empty] | -3030 | 1.63e-131 | 100000000000 | 0 | 0
[30 empty] | -3028 | 2.415e-131 | 100000000000 | 0 | 0
[30 empty] | -3026 | 3.5771e-131 | 100000000000 | 0 | 0
[30 empty] | -3024 | 5.297e-131 | 100000000000 | 0 | 0
[30 empty] | -3022 | 7.8417e-131 | 100000000000 | 0 | 0
[30 empty] | -3020 | 1.1606e-130 | 100000000000 | 0 | 0
[30 empty] | -3018 | 1.7173e-130 | 100000000000 | 0 | 0
[30 empty] | -3016 | 2.5403e-130 | 100000000000 | 0 | 0
[30 empty] | -3014 | 3.7568e-130 | 100000000000 | 0 | 0
[30 empty] | -3012 | 5.5545e-130 | 100000000000 | 0 | 0
[30 empty] | -3010 | 8.2101e-130 | 100000000000 | 0 | 0
[30 empty] | -3008 | 1.2132e-129 | 100000000000 | 0 | 0
[30 empty] | -3006 | 1.7924e-129 | 100000000000 | 0 | 0
[30 empty] | -3004 | 2.6473e-129 | 100000000000 | 0 | 0
[30 empty] | -3002 | 3.9089e-129 | 100000000000 | 0 | 0
[30 empty] | -3000 | 5.7703e-129 | 100000000000 | 0 | 0
[30 empty] | -2998 | 8.5158e-129 | 100000000000 | 0 | 0
[30 empty] | -2996 | 1.2565e-128 | 100000000000 | 0 | 0
[30 empty] | -2994 | 1.8533e-128 | 100000000000 | 0 | 0
[30 empty] | -2992 | 2.733e-128 | 100000000000 | 0 | 0
[30 empty] | -2990 | 4.0293e-128 | 100000000000 | 0 | 0
[30 empty] | -2988 | 5.9387e-128 | 100000000000 | 0 | 0
[30 empty] | -2986 | 8.7508e-128 | 100000000000 | 0 | 0
[30 empty] | -2984 | 1.2891e-127 | 100000000000 | 0 | 0
[30 empty] | -2982 | 1.8985e-127 | 100000000000 | 0 | 0
[30 empty] | -2980 | 2.7953e-127 | 100000000000 | 0 | 0
[30 empty] | -2978 | 4.1147e-127 | 100000000000 | 0 | 0
[30 empty] | -2976 | 6.0552e-127 | 100000000000 | 0 | 0
[30 empty] | -2974 | 8.9086e-127 | 100000000000 | 0 | 0
[30 empty] | -2972 | 1.3103e-126 | 100000000000 | 0 | 0
[30 empty] | -2970 | 1.9268e-126 | 100000000000 | 0 | 0
[30 empty] | -2968 | 2.8325e-126 | 100000000000 | 0 | 0
[30 empty] | -2966 | 4.1629e-126 | 100000000000 | 0 | 0
[30 empty] | -2964 | 6.1166e-126 | 100000000000 | 0 | 0
[30 empty] | -2962 | 8.9849e-126 | 100000000000 | 0 | 0
[30 empty] | -2960 | 1.3195e-125 | 100000000000 | 0 | 0
[30 empty] | -2958 | 1.9372e-125 | 100000000000 | 0 | 0
[30 empty] | -2956 | 2.8434e-125 | 100000000000 | 0 | 0
[30 empty] | -2954 | 4.1725e-125 | 100000000000 | 0 | 0
[30 empty] | -2952 | 6.1211e-125 | 100000000000 | 0 | 0
[30 empty] | -2950 | 8.9776e-125 | 100000000000 | 0 | 0
[30 empty] | -2948 | 1.3163e-124 | 100000000000 | 0 | 0
[30 empty] | -2946 | 1.9296e-124 | 100000000000 | 0 | 0
[30 empty] | -2944 | 2.8279e-124 | 100000000000 | 0 | 0
[30 empty] | -2942 | 4.1432e-124 | 100000000000 | 0 | 0
[30 empty] | -2940 | 6.0687e-124 | 100000000000 | 0 | 0
[30 empty] | -2938 | 8.8868e-124 | 100000000000 | 0 | 0
[30 empty] | -2936 | 1.301e-123 | 100000000000 | 0 | 0
[30 empty] | -2934 | 1.9042e-123 | 100000000000 | 0 | 0
[30 empty] | -2932 | 2.7862e-123 | 100000000000 | 0 | 0
[30 empty] | -2930 | 4.0758e-123 | 100000000000 | 0 | 0
[30 empty] | -2928 | 5.9608e-123 | 100000000000 | 0 | 0
[30 empty] | -2926 | 8.7152e-123 | 100000000000 | 0 | 0
[30 empty] | -2924 | 1.2739e-122 | 100000000000 | 0 | 0
[30 empty] | -2922 | 1.8616e-122 | 100000000000 | 0 | 0
[30 empty] | -2920 | 2.7197e-122 | 100000000000 | 0 | 0
[30 empty] | -2918 | 3.9723e-122 | 100000000000 | 0 | 0
[30 empty] | -2916 | 5.8003e-122 | 100000000000 | 0 | 0
[30 empty] | -2914 | 8.4673e-122 | 100000000000 | 0 | 0
[30 empty] | -2912 | 1.2357e-121 | 100000000000 | 0 | 0
[30 empty] | -2910 | 1.803e-121 | 100000000000 | 0 | 0
[30 empty] | -2908 | 2.63e-121 | 100000000000 | 0 | 0
[30 empty] | -2906 | 3.8354e-121 | 100000000000 | 0 | 0
[30 empty] | -2904 | 5.5916e-121 | 100000000000 | 0 | 0
[30 empty] | -2902 | 8.15e-121 | 100000000000 | 0 | 0
[30 empty] | -2900 | 1.1876e-120 | 100000000000 | 0 | 0
[30 empty] | -2898 | 1.7301e-120 | 100000000000 | 0 | 0
[30 empty] | -2896 | 2.5197e-120 | 100000000000 | 0 | 0
[30 empty] | -2894 | 3.6687e-120 | 100000000000 | 0 | 0
[30 empty] | -2892 | 5.3404e-120 | 100000000000 | 0 | 0
[30 empty] | -2890 | 7.7717e-120 | 100000000000 | 0 | 0
[30 empty] | -2888 | 1.1307e-119 | 100000000000 | 0 | 0
[30 empty] | -2886 | 1.6446e-119 | 100000000000 | 0 | 0
[30 empty] | -2884 | 2.3915e-119 | 100000000000 | 0 | 0
[30 empty] | -2882 | 3.4767e-119 | 100000000000 | 0 | 0
[30 empty] | -2880 | 5.0529e-119 | 100000000000 | 0 | 0
[30 empty] | -2878 | 7.342e-119 | 100000000000 | 0 | 0
[30 empty] | -2876 | 1.0665e-118 | 100000000000 | 0 | 0
[30 empty] | -2874 | 1.5488e-118 | 100000000000 | 0 | 0
[30 empty] | -2872 | 2.2487e-118 | 100000000000 | 0 | 0
[30 empty] | -2870 | 3.264e-118 | 100000000000 | 0 | 0
[30 empty] | -2868 | 4.7365e-118 | 100000000000 | 0 | 0
[30 empty] | -2866 | 6.8715e-118 | 100000000000 | 0 | 0
[30 empty] | -2864 | 9.9662e-118 | 100000000000 | 0 | 0
[30 empty] | -2862 | 1.4451e-117 | 100000000000 | 0 | 0
[30 empty] | -2860 | 2.0948e-117 | 100000000000 | 0 | 0
[30 empty] | -2858 | 3.0359e-117 | 100000000000 | 0 | 0
[30 empty] | -2856 | 4.3986e-117 | 100000000000 | 0 | 0
[30 empty] | -2854 | 6.3714e-117 | 100000000000 | 0 | 0
[30 empty] | -2852 | 9.2264e-117 | 100000000000 | 0 | 0
[30 empty] | -2850 | 1.3357e-116 | 100000000000 | 0 | 0
[30 empty] | -2848 | 1.9333e-116 | 100000000000 | 0 | 0
[30 empty] | -2846 | 2.7975e-116 | 100000000000 | 0 | 0
[30 empty] | -2844 | 4.0468e-116 | 100000000000 | 0 | 0
[30 empty] | -2842 | 5.8527e-116 | 100000000000 | 0 | 0
[30 empty] | -2840 | 8.4621e-116 | 100000000000 | 0 | 0
[30 empty] | -2838 | 1.2232e-115 | 100000000000 | 0 | 0
[30 empty] | -2836 | 1.7676e-115 | 100000000000 | 0 | 0
[30 empty] | -2834 | 2.5538e-115 | 100000000000 | 0 | 0
[30 empty] | -2832 | 3.6886e-115 | 100000000000 | 0 | 0
[30 empty] | -2830 | 5.3262e-115 | 100000000000 | 0 | 0
[30 empty] | -2828 | 7.689e-115 | 100000000000 | 0 | 0
[30 empty] | -2826 | 1.1097e-114 | 100000000000 | 0 | 0
[30 empty] | -2824 | 1.6011e-114 | 100000000000 | 0 | 0
[30 empty] | -2822 | 2.3096e-114 | 100000000000 | 0 | 0
[30 empty] | -2820 | 3.3307e-114 | 100000000000 | 0 | 0
[30 empty] | -2818 | 4.802e-114 | 100000000000 | 0 | 0
[30 empty] | -2816 | 6.9215e-114 | 100000000000 | 0 | 0
[30 empty] | -2814 | 9.9738e-114 | 100000000000 | 0 | 0
[30 empty] | -2812 | 1.4368e-113 | 100000000000 | 0 | 0
[30 empty] | -2810 | 2.0694e-113 | 100000000000 | 0 | 0
[30 empty] | -2808 | 2.9796e-113 | 100000000000 | 0 | 0
[30 empty] | -2806 | 4.2892e-113 | 100000000000 | 0 | 0
[30 empty] | -2804 | 6.1726e-113 | 100000000000 | 0 | 0
[30 empty] | -2802 | 8.8809e-113 | 100000000000 | 0 | 0
[30 empty] | -2800 | 1.2774e-112 | 100000000000 | 0 | 0
[30 empty] | -2798 | 1.8369e-112 | 100000000000 | 0 | 0
[30 empty] | -2796 | 2.6408e-112 | 100000000000 | 0 | 0
[30 empty] | -2794 | 3.7955e-112 | 100000000000 | 0 | 0
[30 empty] | -2792 | 5.4536e-112 | 100000000000 | 0 | 0
[30 empty] | -2790 | 7.8342e-112 | 100000000000 | 0 | 0
[30 empty] | -2788 | 1.1251e-111 | 100000000000 | 0 | 0
[30 empty] | -2786 | 1.6154e-111 | 100000000000 | 0 | 0
[30 empty] | -2784 | 2.3187e-111 | 100000000000 | 0 | 0
[30 empty] | -2782 | 3.3273e-111 | 100000000000 | 0 | 0
[30 empty] | -2780 | 4.7735e-111 | 100000000000 | 0 | 0
[30 empty] | -2778 | 6.8466e-111 | 100000000000 | 0 | 0
[30 empty] | -2776 | 9.8173e-111 | 100000000000 | 0 | 0
[30 empty] | -2774 | 1.4073e-110 | 100000000000 | 0 | 0
[30 empty] | -2772 | 2.0169e-110 | 100000000000 | 0 | 0
[30 empty] | -2770 | 2.8898e-110 | 100000000000 | 0 | 0
[30 empty] | -2768 | 4.1394e-110 | 100000000000 | 0 | 0
[30 empty] | -2766 | 5.9278e-110 | 100000000000 | 0 | 0
[30 empty] | -2764 | 8.4866e-110 | 100000000000 | 0 | 0
[30 empty] | -2762 | 1.2147e-109 | 100000000000 | 0 | 0
[30 empty] | -2760 | 1.7381e-109 | 100000000000 | 0 | 0
[30 empty] | -2758 | 2.4865e-109 | 100000000000 | 0 | 0
[30 empty] | -2756 | 3.5561e-109 | 100000000000 | 0 | 0
[30 empty] | -2754 | 5.0846e-109 | 100000000000 | 0 | 0
[30 empty] | -2752 | 7.2681e-109 | 100000000000 | 0 | 0
[30 empty] | -2750 | 1.0387e-108 | 100000000000 | 0 | 0
[30 empty] | -2748 | 1.4839e-108 | 100000000000 | 0 | 0
[30 empty] | -2746 | 2.1196e-108 | 100000000000 | 0 | 0
[30 empty] | -2744 | 3.0266e-108 | 100000000000 | 0 | 0
[30 empty] | -2742 | 4.3208e-108 | 100000000000 | 0 | 0
[30 empty] | -2740 | 6.1667e-108 | 100000000000 | 0 | 0
[30 empty] | -2738 | 8.7989e-108 | 100000000000 | 0 | 0
[30 empty] | -2736 | 1.2551e-107 | 100000000000 | 0 | 0
[30 empty] | -2734 | 1.79e-107 | 100000000000 | 0 | 0
[30 empty] | -2732 | 2.552e-107 | 100000000000 | 0 | 0
[30 empty] | -2730 | 3.6376e-107 | 100000000000 | 0 | 0
[30 empty] | -2728 | 5.1835e-107 | 100000000000 | 0 | 0
[30 empty] | -2726 | 7.3845e-107 | 100000000000 | 0 | 0
[30 empty] | -2724 | 1.0517e-106 | 100000000000 | 0 | 0
[30 empty] | -2722 | 1.4976e-106 | 100000000000 | 0 | 0
[30 empty] | -2720 | 2.1318e-106 | 100000000000 | 0 | 0
[30 empty] | -2718 | 3.0339e-106 | 100000000000 | 0 | 0
[30 empty] | -2716 | 4.3165e-106 | 100000000000 | 0 | 0
[30 empty] | -2714 | 6.1399e-106 | 100000000000 | 0 | 0
[30 empty] | -2712 | 8.7311e-106 | 100000000000 | 0 | 0
[30 empty] | -2710 | 1.2413e-105 | 100000000000 | 0 | 0
[30 empty] | -2708 | 1.7642e-105 | 100000000000 | 0 | 0
[30 empty] | -2706 | 2.5069e-105 | 100000000000 | 0 | 0
[30 empty] | -2704 | 3.5611e-105 | 100000000000 | 0 | 0
[30 empty] | -2702 | 5.0575e-105 | 100000000000 | 0 | 0
[30 empty] | -2700 | 7.1808e-105 | 100000000000 | 0 | 0
[30 empty] | -2698 | 1.0193e-104 | 100000000000 | 0 | 0
[30 empty] | -2696 | 1.4465e-104 | 100000000000 | 0 | 0
[30 empty] | -2694 | 2.0521e-104 | 100000000000 | 0 | 0
[30 empty] | -2692 | 2.9106e-104 | 100000000000 | 0 | 0
[30 empty] | -2690 | 4.1272e-104 | 100000000000 | 0 | 0
[30 empty] | -2688 | 5.8508e-104 | 100000000000 | 0 | 0
[30 empty] | -2686 | 8.2921e-104 | 100000000000 | 0 | 0
[30 empty] | -2684 | 1.1749e-103 | 100000000000 | 0 | 0
[30 empty] | -2682 | 1.6642e-103 | 100000000000 | 0 | 0
[30 empty] | -2680 | 2.3568e-103 | 100000000000 | 0 | 0
[30 empty] | -2678 | 3.3367e-103 | 100000000000 | 0 | 0
[30 empty] | -2676 | 4.7228e-103 | 100000000000 | 0 | 0
[30 empty] | -2674 | 6.683e-103 | 100000000000 | 0 | 0
[30 empty] | -2672 | 9.4543e-103 | 100000000000 | 0 | 0
[30 empty] | -2670 | 1.3371e-102 | 100000000000 | 0 | 0
[30 empty] | -2668 | 1.8906e-102 | 100000000000 | 0 | 0
[30 empty] | -2666 | 2.6725e-102 | 100000000000 | 0 | 0
[30 empty] | -2664 | 3.7769e-102 | 100000000000 | 0 | 0
[30 empty] | -2662 | 5.3361e-102 | 100000000000 | 0 | 0
[30 empty] | -2660 | 7.5371e-102 | 100000000000 | 0 | 0
[30 empty] | -2658 | 1.0643e-101 | 100000000000 | 0 | 0
[30 empty] | -2656 | 1.5025e-101 | 100000000000 | 0 | 0
[30 empty] | -2654 | 2.1207e-101 | 100000000000 | 0 | 0
[30 empty] | -2652 | 2.9923e-101 | 100000000000 | 0 | 0
[30 empty] | -2650 | 4.221e-101 | 100000000000 | 0 | 0
[30 empty] | -2648 | 5.9528e-101 | 100000000000 | 0 | 0
[30 empty] | -2646 | 8.3929e-101 | 100000000000 | 0 | 0
[30 empty] | -2644 | 1.183e-100 | 100000000000 | 0 | 0
[30 empty] | -2642 | 1.6671e-100 | 100000000000 | 0 | 0
[30 empty] | -2640 | 2.3486e-100 | 100000000000 | 0 | 0
[30 empty] | -2638 | 3.3079e-100 | 100000000000 | 0 | 0
[30 empty] | -2636 | 4.6578e-100 | 100000000000 | 0 | 0
[30 empty] | -2634 | 6.5568e-100 | 100000000000 | 0 | 0
[30 empty] | -2632 | 9.2278e-100 | 100000000000 | 0 | 0
[30 empty] | -2630 | 1.2983e-99 | 100000000000 | 0 | 0
[30 empty] | -2628 | 1.8263e-99 | 100000000000 | 0 | 0
[30 empty] | -2626 | 2.5682e-99 | 100000000000 | 0 | 0
[30 empty] | -2624 | 3.6106e-99 | 100000000000 | 0 | 0
[30 empty] | -2622 | 5.0748e-99 | 100000000000 | 0 | 0
[30 empty] | -2620 | 7.1309e-99 | 100000000000 | 0 | 0
[30 empty] | -2618 | 1.0017e-98 | 100000000000 | 0 | 0
[30 empty] | -2616 | 1.4069e-98 | 100000000000 | 0 | 0
[30 empty] | -2614 | 1.9754e-98 | 100000000000 | 0 | 0
[30 empty] | -2612 | 2.7728e-98 | 100000000000 | 0 | 0
[30 empty] | -2610 | 3.8912e-98 | 100000000000 | 0 | 0
[30 empty] | -2608 | 5.4593e-98 | 100000000000 | 0 | 0
[30 empty] | -2606 | 7.6572e-98 | 100000000000 | 0 | 0
[30 empty] | -2604 | 1.0737e-97 | 100000000000 | 0 | 0
[30 empty] | -2602 | 1.5052e-97 | 100000000000 | 0 | 0
[30 empty] | -2600 | 2.1096e-97 | 100000000000 | 0 | 0
[30 empty] | -2598 | 2.9559e-97 | 100000000000 | 0 | 0
[30 empty] | -2596 | 4.1406e-97 | 100000000000 | 0 | 0
[30 empty] | -2594 | 5.7987e-97 | 100000000000 | 0 | 0
[30 empty] | -2592 | 8.1185e-97 | 100000000000 | 0 | 0
[30 empty] | -2590 | 1.1363e-96 | 100000000000 | 0 | 0
[30 empty] | -2588 | 1.5901e-96 | 100000000000 | 0 | 0
[30 empty] | -2586 | 2.2246e-96 | 100000000000 | 0 | 0
[30 empty] | -2584 | 3.1113e-96 | 100000000000 | 0 | 0
[30 empty] | -2582 | 4.3504e-96 | 100000000000 | 0 | 0
[30 empty] | -2580 | 6.0813e-96 | 100000000000 | 0 | 0
[30 empty] | -2578 | 8.4987e-96 | 100000000000 | 0 | 0
[30 empty] | -2576 | 1.1874e-95 | 100000000000 | 0 | 0
[30 empty] | -2574 | 1.6586e-95 | 100000000000 | 0 | 0
[30 empty] | -2572 | 2.3161e-95 | 100000000000 | 0 | 0
[30 empty] | -2570 | 3.2334e-95 | 100000000000 | 0 | 0
[30 empty] | -2568 | 4.5129e-95 | 100000000000 | 0 | 0
[30 empty] | -2566 | 6.2971e-95 | 100000000000 | 0 | 0
[30 empty] | -2564 | 8.7844e-95 | 100000000000 | 0 | 0
[30 empty] | -2562 | 1.2251e-94 | 100000000000 | 0 | 0
[30 empty] | -2560 | 1.7081e-94 | 100000000000 | 0 | 0
[30 empty] | -2558 | 2.3809e-94 | 100000000000 | 0 | 0
[30 empty] | -2556 | 3.3179e-94 | 100000000000 | 0 | 0
[30 empty] | -2554 | 4.6224e-94 | 100000000000 | 0 | 0
[30 empty] | -2552 | 6.4382e-94 | 100000000000 | 0 | 0
[30 empty] | -2550 | 8.9649e-94 | 100000000000 | 0 | 0
[30 empty] | -2548 | 1.248e-93 | 100000000000 | 0 | 0
[30 empty] | -2546 | 1.7369e-93 | 100000000000 | 0 | 0
[30 empty] | -2544 | 2.4166e-93 | 100000000000 | 0 | 0
[30 empty] | -2542 | 3.3616e-93 | 100000000000 | 0 | 0
[30 empty] | -2540 | 4.6747e-93 | 100000000000 | 0 | 0
[30 empty] | -2538 | 6.4992e-93 | 100000000000 | 0 | 0
[30 empty] | -2536 | 9.0334e-93 | 100000000000 | 0 | 0
[30 empty] | -2534 | 1.2553e-92 | 100000000000 | 0 | 0
[30 empty] | -2532 | 1.7438e-92 | 100000000000 | 0 | 0
[30 empty] | -2530 | 2.4219e-92 | 100000000000 | 0 | 0
[30 empty] | -2528 | 3.3627e-92 | 100000000000 | 0 | 0
[30 empty] | -2526 | 4.6679e-92 | 100000000000 | 0 | 0
[30 empty] | -2524 | 6.4779e-92 | 100000000000 | 0 | 0
[30 empty] | -2522 | 8.9875e-92 | 100000000000 | 0 | 0
[30 empty] | -2520 | 1.2466e-91 | 100000000000 | 0 | 0
[30 empty] | -2518 | 1.7286e-91 | 100000000000 | 0 | 0
[30 empty] | -2516 | 2.3965e-91 | 100000000000 | 0 | 0
[30 empty] | -2514 | 3.3214e-91 | 100000000000 | 0 | 0
[30 empty] | -2512 | 4.6022e-91 | 100000000000 | 0 | 0
[30 empty] | -2510 | 6.3751e-91 | 100000000000 | 0 | 0
[30 empty] | -2508 | 8.8288e-91 | 100000000000 | 0 | 0
[30 empty] | -2506 | 1.2224e-90 | 100000000000 | 0 | 0
[30 empty] | -2504 | 1.692e-90 | 100000000000 | 0 | 0
[30 empty] | -2502 | 2.3413e-90 | 100000000000 | 0 | 0
[30 empty] | -2500 | 3.2391e-90 | 100000000000 | 0 | 0
[30 empty] | -2498 | 4.48e-90 | 100000000000 | 0 | 0
[30 empty] | -2496 | 6.1946e-90 | 100000000000 | 0 | 0
[30 empty] | -2494 | 8.5633e-90 | 100000000000 | 0 | 0
[30 empty] | -2492 | 1.1835e-89 | 100000000000 | 0 | 0
[30 empty] | -2490 | 1.6351e-89 | 100000000000 | 0 | 0
[30 empty] | -2488 | 2.2586e-89 | 100000000000 | 0 | 0
[30 empty] | -2486 | 3.119e-89 | 100000000000 | 0 | 0
[30 empty] | -2484 | 4.306e-89 | 100000000000 | 0 | 0
[30 empty] | -2482 | 5.9432e-89 | 100000000000 | 0 | 0
[30 empty] | -2480 | 8.2008e-89 | 100000000000 | 0 | 0
[30 empty] | -2478 | 1.1313e-88 | 100000000000 | 0 | 0
[30 empty] | -2476 | 1.5602e-88 | 100000000000 | 0 | 0
[30 empty] | -2474 | 2.1512e-88 | 100000000000 | 0 | 0
[30 empty] | -2472 | 2.9653e-88 | 100000000000 | 0 | 0
[30 empty] | -2470 | 4.0864e-88 | 100000000000 | 0 | 0
[30 empty] | -2468 | 5.6299e-88 | 100000000000 | 0 | 0
[30 empty] | -2466 | 7.7544e-88 | 100000000000 | 0 | 0
[30 empty] | -2464 | 1.0678e-87 | 100000000000 | 0 | 0
[30 empty] | -2462 | 1.4699e-87 | 100000000000 | 0 | 0
[30 empty] | -2460 | 2.0231e-87 | 100000000000 | 0 | 0
[30 empty] | -2458 | 2.7836e-87 | 100000000000 | 0 | 0
[30 empty] | -2456 | 3.829e-87 | 100000000000 | 0 | 0
[30 empty] | -2454 | 5.2657e-87 | 100000000000 | 0 | 0
[30 empty] | -2452 | 7.2396e-87 | 100000000000 | 0 | 0
[30 empty] | -2450 | 9.9508e-87 | 100000000000 | 0 | 0
[30 empty] | -2448 | 1.3674e-86 | 100000000000 | 0 | 0
[30 empty] | -2446 | 1.8785e-86 | 100000000000 | 0 | 0
[30 empty] | -2444 | 2.58e-86 | 100000000000 | 0 | 0
[30 empty] | -2442 | 3.5425e-86 | 100000000000 | 0 | 0
[30 empty] | -2440 | 4.8628e-86 | 100000000000 | 0 | 0
[30 empty] | -2438 | 6.6736e-86 | 100000000000 | 0 | 0
[30 empty] | -2436 | 9.1562e-86 | 100000000000 | 0 | 0
[30 empty] | -2434 | 1.2559e-85 | 100000000000 | 0 | 0
[30 empty] | -2432 | 1.7222e-85 | 100000000000 | 0 | 0
[30 empty] | -2430 | 2.361e-85 | 100000000000 | 0 | 0
[30 empty] | -2428 | 3.236e-85 | 100000000000 | 0 | 0
[30 empty] | -2426 | 4.4341e-85 | 100000000000 | 0 | 0
[30 empty] | -2424 | 6.0741e-85 | 100000000000 | 0 | 0
[30 empty] | -2422 | 8.3185e-85 | 100000000000 | 0 | 0
[30 empty] | -2420 | 1.1389e-84 | 100000000000 | 0 | 0
[30 empty] | -2418 | 1.559e-84 | 100000000000 | 0 | 0
[30 empty] | -2416 | 2.1334e-84 | 100000000000 | 0 | 0
[30 empty] | -2414 | 2.9187e-84 | 100000000000 | 0 | 0
[30 empty] | -2412 | 3.992e-84 | 100000000000 | 0 | 0
[30 empty] | -2410 | 5.4586e-84 | 100000000000 | 0 | 0
[30 empty] | -2408 | 7.462e-84 | 100000000000 | 0 | 0
[30 empty] | -2406 | 1.0198e-83 | 100000000000 | 0 | 0
[30 empty] | -2404 | 1.3934e-83 | 100000000000 | 0 | 0
[30 empty] | -2402 | 1.9033e-83 | 100000000000 | 0 | 0
[30 empty] | -2400 | 2.5992e-83 | 100000000000 | 0 | 0
[30 empty] | -2398 | 3.5485e-83 | 100000000000 | 0 | 0
[30 empty] | -2396 | 4.8434e-83 | 100000000000 | 0 | 0
[30 empty] | -2394 | 6.6091e-83 | 100000000000 | 0 | 0
[30 empty] | -2392 | 9.016e-83 | 100000000000 | 0 | 0
[30 empty] | -2390 | 1.2296e-82 | 100000000000 | 0 | 0
[30 empty] | -2388 | 1.6766e-82 | 100000000000 | 0 | 0
[30 empty] | -2386 | 2.2854e-82 | 100000000000 | 0 | 0
[30 empty] | -2384 | 3.1145e-82 | 100000000000 | 0 | 0
[30 empty] | -2382 | 4.2433e-82 | 100000000000 | 0 | 0
[30 empty] | -2380 | 5.7796e-82 | 100000000000 | 0 | 0
[30 empty] | -2378 | 7.8702e-82 | 100000000000 | 0 | 0
[30 empty] | -2376 | 1.0714e-81 | 100000000000 | 0 | 0
[30 empty] | -2374 | 1.4582e-81 | 100000000000 | 0 | 0
[30 empty] | -2372 | 1.9841e-81 | 100000000000 | 0 | 0
[30 empty] | -2370 | 2.699e-81 | 100000000000 | 0 | 0
[30 empty] | -2368 | 3.6705e-81 | 100000000000 | 0 | 0
[30 empty] | -2366 | 4.9904e-81 | 100000000000 | 0 | 0
[30 empty] | -2364 | 6.7832e-81 | 100000000000 | 0 | 0
[30 empty] | -2362 | 9.2177e-81 | 100000000000 | 0 | 0
[30 empty] | -2360 | 1.2523e-80 | 100000000000 | 0 | 0
[30 empty] | -2358 | 1.7008e-80 | 100000000000 | 0 | 0
[30 empty] | -2356 | 2.3094e-80 | 100000000000 | 0 | 0
[30 empty] | -2354 | 3.135e-80 | 100000000000 | 0 | 0
[30 empty] | -2352 | 4.2545e-80 | 100000000000 | 0 | 0
[30 empty] | -2350 | 5.7725e-80 | 100000000000 | 0 | 0
[30 empty] | -2348 | 7.8299e-80 | 100000000000 | 0 | 0
[30 empty] | -2346 | 1.0618e-79 | 100000000000 | 0 | 0
[30 empty] | -2344 | 1.4395e-79 | 100000000000 | 0 | 0
[30 empty] | -2342 | 1.951e-79 | 100000000000 | 0 | 0
[30 empty] | -2340 | 2.6437e-79 | 100000000000 | 0 | 0
[30 empty] | -2338 | 3.5813e-79 | 100000000000 | 0 | 0
[30 empty] | -2336 | 4.8502e-79 | 100000000000 | 0 | 0
[30 empty] | -2334 | 6.567e-79 | 100000000000 | 0 | 0
[30 empty] | -2332 | 8.8892e-79 | 100000000000 | 0 | 0
[30 empty] | -2330 | 1.2029e-78 | 100000000000 | 0 | 0
[30 empty] | -2328 | 1.6275e-78 | 100000000000 | 0 | 0
[30 empty] | -2326 | 2.2012e-78 | 100000000000 | 0 | 0
[30 empty] | -2324 | 2.9765e-78 | 100000000000 | 0 | 0
[30 empty] | -2322 | 4.0238e-78 | 100000000000 | 0 | 0
[30 empty] | -2320 | 5.4382e-78 | 100000000000 | 0 | 0
[30 empty] | -2318 | 7.3479e-78 | 100000000000 | 0 | 0
[30 empty] | -2316 | 9.9256e-78 | 100000000000 | 0 | 0
[30 empty] | -2314 | 1.3404e-77 | 100000000000 | 0 | 0
[30 empty] | -2312 | 1.8097e-77 | 100000000000 | 0 | 0
[30 empty] | -2310 | 2.4426e-77 | 100000000000 | 0 | 0
[30 empty] | -2308 | 3.2961e-77 | 100000000000 | 0 | 0
[30 empty] | -2306 | 4.4466e-77 | 100000000000 | 0 | 0
[30 empty] | -2304 | 5.9971e-77 | 100000000000 | 0 | 0
[30 empty] | -2302 | 8.0862e-77 | 100000000000 | 0 | 0
[30 empty] | -2300 | 1.09e-76 | 100000000000 | 0 | 0
[30 empty] | -2298 | 1.469e-76 | 100000000000 | 0 | 0
[30 empty] | -2296 | 1.9791e-76 | 100000000000 | 0 | 0
[30 empty] | -2294 | 2.6658e-76 | 100000000000 | 0 | 0
[30 empty] | -2292 | 3.5898e-76 | 100000000000 | 0 | 0
[30 empty] | -2290 | 4.8327e-76 | 100000000000 | 0 | 0
[30 empty] | -2288 | 6.5044e-76 | 100000000000 | 0 | 0
[30 empty] | -2286 | 8.752e-76 | 100000000000 | 0 | 0
[30 empty] | -2284 | 1.1773e-75 | 100000000000 | 0 | 0
[30 empty] | -2282 | 1.5833e-75 | 100000000000 | 0 | 0
[30 empty] | -2280 | 2.1288e-75 | 100000000000 | 0 | 0
[30 empty] | -2278 | 2.8614e-75 | 100000000000 | 0 | 0
[30 empty] | -2276 | 3.8452e-75 | 100000000000 | 0 | 0
[30 empty] | -2274 | 5.1659e-75 | 100000000000 | 0 | 0
[30 empty] | -2272 | 6.9384e-75 | 100000000000 | 0 | 0
[30 empty] | -2270 | 9.3166e-75 | 100000000000 | 0 | 0
[30 empty] | -2268 | 1.2507e-74 | 100000000000 | 0 | 0
[30 empty] | -2266 | 1.6785e-74 | 100000000000 | 0 | 0
[30 empty] | -2264 | 2.2521e-74 | 100000000000 | 0 | 0
[30 empty] | -2262 | 3.0208e-74 | 100000000000 | 0 | 0
[30 empty] | -2260 | 4.051e-74 | 100000000000 | 0 | 0
[30 empty] | -2258 | 5.4311e-74 | 100000000000 | 0 | 0
[30 empty] | -2256 | 7.2794e-74 | 100000000000 | 0 | 0
[30 empty] | -2254 | 9.7543e-74 | 100000000000 | 0 | 0
[30 empty] | -2252 | 1.3067e-73 | 100000000000 | 0 | 0
[30 empty] | -2250 | 1.7501e-73 | 100000000000 | 0 | 0
[30 empty] | -2248 | 2.3432e-73 | 100000000000 | 0 | 0
[30 empty] | -2246 | 3.1366e-73 | 100000000000 | 0 | 0
[30 empty] | -2244 | 4.1975e-73 | 100000000000 | 0 | 0
[30 empty] | -2242 | 5.6158e-73 | 100000000000 | 0 | 0
[30 empty] | -2240 | 7.5114e-73 | 100000000000 | 0 | 0
[30 empty] | -2238 | 1.0044e-72 | 100000000000 | 0 | 0
[30 empty] | -2236 | 1.3428e-72 | 100000000000 | 0 | 0
[30 empty] | -2234 | 1.7946e-72 | 100000000000 | 0 | 0
[30 empty] | -2232 | 2.3979e-72 | 100000000000 | 0 | 0
[30 empty] | -2230 | 3.2031e-72 | 100000000000 | 0 | 0
[30 empty] | -2228 | 4.2776e-72 | 100000000000 | 0 | 0
[30 empty] | -2226 | 5.7111e-72 | 100000000000 | 0 | 0
[30 empty] | -2224 | 7.6231e-72 | 100000000000 | 0 | 0
[30 empty] | -2222 | 1.0172e-71 | 100000000000 | 0 | 0
[30 empty] | -2220 | 1.3571e-71 | 100000000000 | 0 | 0
[30 empty] | -2218 | 1.81e-71 | 100000000000 | 0 | 0
[30 empty] | -2216 | 2.4134e-71 | 100000000000 | 0 | 0
[30 empty] | -2214 | 3.2172e-71 | 100000000000 | 0 | 0
[30 empty] | -2212 | 4.2875e-71 | 100000000000 | 0 | 0
[30 empty] | -2210 | 5.7124e-71 | 100000000000 | 0 | 0
[30 empty] | -2208 | 7.6089e-71 | 100000000000 | 0 | 0
[30 empty] | -2206 | 1.0132e-70 | 100000000000 | 0 | 0
[30 empty] | -2204 | 1.3489e-70 | 100000000000 | 0 | 0
[30 empty] | -2202 | 1.7954e-70 | 100000000000 | 0 | 0
[30 empty] | -2200 | 2.389e-70 | 100000000000 | 0 | 0
[30 empty] | -2198 | 3.178e-70 | 100000000000 | 0 | 0
[30 empty] | -2196 | 4.2266e-70 | 100000000000 | 0 | 0
[30 empty] | -2194 | 5.6196e-70 | 100000000000 | 0 | 0
[30 empty] | -2192 | 7.4697e-70 | 100000000000 | 0 | 0
[30 empty] | -2190 | 9.9265e-70 | 100000000000 | 0 | 0
[30 empty] | -2188 | 1.3188e-69 | 100000000000 | 0 | 0
[30 empty] | -2186 | 1.7516e-69 | 100000000000 | 0 | 0
[30 empty] | -2184 | 2.3259e-69 | 100000000000 | 0 | 0
[30 empty] | -2182 | 3.0877e-69 | 100000000000 | 0 | 0
[30 empty] | -2180 | 4.0978e-69 | 100000000000 | 0 | 0
[30 empty] | -2178 | 5.4371e-69 | 100000000000 | 0 | 0
[30 empty] | -2176 | 7.2122e-69 | 100000000000 | 0 | 0
[30 empty] | -2174 | 9.5644e-69 | 100000000000 | 0 | 0
[30 empty] | -2172 | 1.268e-68 | 100000000000 | 0 | 0
[30 empty] | -2170 | 1.6807e-68 | 100000000000 | 0 | 0
[30 empty] | -2168 | 2.2271e-68 | 100000000000 | 0 | 0
[30 empty] | -2166 | 2.9504e-68 | 100000000000 | 0 | 0
[30 empty] | -2164 | 3.9076e-68 | 100000000000 | 0 | 0
[30 empty] | -2162 | 5.174e-68 | 100000000000 | 0 | 0
[30 empty] | -2160 | 6.8489e-68 | 100000000000 | 0 | 0
[30 empty] | -2158 | 9.0638e-68 | 100000000000 | 0 | 0
[30 empty] | -2156 | 1.1992e-67 | 100000000000 | 0 | 0
[30 empty] | -2154 | 1.5861e-67 | 100000000000 | 0 | 0
[30 empty] | -2152 | 2.0975e-67 | 100000000000 | 0 | 0
[30 empty] | -2150 | 2.7729e-67 | 100000000000 | 0 | 0
[30 empty] | -2148 | 3.6648e-67 | 100000000000 | 0 | 0
[30 empty] | -2146 | 4.8424e-67 | 100000000000 | 0 | 0
[30 empty] | -2144 | 6.3968e-67 | 100000000000 | 0 | 0
[30 empty] | -2142 | 8.4478e-67 | 100000000000 | 0 | 0
[30 empty] | -2140 | 1.1154e-66 | 100000000000 | 0 | 0
[30 empty] | -2138 | 1.4722e-66 | 100000000000 | 0 | 0
[30 empty] | -2136 | 1.9428e-66 | 100000000000 | 0 | 0
[30 empty] | -2134 | 2.563e-66 | 100000000000 | 0 | 0
[30 empty] | -2132 | 3.3805e-66 | 100000000000 | 0 | 0
[30 empty] | -2130 | 4.4574e-66 | 100000000000 | 0 | 0
[30 empty] | -2128 | 5.876e-66 | 100000000000 | 0 | 0
[30 empty] | -2126 | 7.744e-66 | 100000000000 | 0 | 0
[30 empty] | -2124 | 1.0203e-65 | 100000000000 | 0 | 0
[30 empty] | -2122 | 1.344e-65 | 100000000000 | 0 | 0
[30 empty] | -2120 | 1.7699e-65 | 100000000000 | 0 | 0
[30 empty] | -2118 | 2.3301e-65 | 100000000000 | 0 | 0
[30 empty] | -2116 | 3.0668e-65 | 100000000000 | 0 | 0
[30 empty] | -2114 | 4.0355e-65 | 100000000000 | 0 | 0
[30 empty] | -2112 | 5.3087e-65 | 100000000000 | 0 | 0
[30 empty] | -2110 | 6.9819e-65 | 100000000000 | 0 | 0
[30 empty] | -2108 | 9.1799e-65 | 100000000000 | 0 | 0
[30 empty] | -2106 | 1.2067e-64 | 100000000000 | 0 | 0
[30 empty] | -2104 | 1.5858e-64 | 100000000000 | 0 | 0
[30 empty] | -2102 | 2.0834e-64 | 100000000000 | 0 | 0
[30 empty] | -2100 | 2.7364e-64 | 100000000000 | 0 | 0
[30 empty] | -2098 | 3.5933e-64 | 100000000000 | 0 | 0
[30 empty] | -2096 | 4.7172e-64 | 100000000000 | 0 | 0
[30 empty] | -2094 | 6.191e-64 | 100000000000 | 0 | 0
[30 empty] | -2092 | 8.1233e-64 | 100000000000 | 0 | 0
[30 empty] | -2090 | 1.0656e-63 | 100000000000 | 0 | 0
[30 empty] | -2088 | 1.3974e-63 | 100000000000 | 0 | 0
[30 empty] | -2086 | 1.8321e-63 | 100000000000 | 0 | 0
[30 empty] | -2084 | 2.4014e-63 | 100000000000 | 0 | 0
[30 empty] | -2082 | 3.1468e-63 | 100000000000 | 0 | 0
[30 empty] | -2080 | 4.1225e-63 | 100000000000 | 0 | 0
[30 empty] | -2078 | 5.3994e-63 | 100000000000 | 0 | 0
[30 empty] | -2076 | 7.0698e-63 | 100000000000 | 0 | 0
[30 empty] | -2074 | 9.2546e-63 | 100000000000 | 0 | 0
[30 empty] | -2072 | 1.2112e-62 | 100000000000 | 0 | 0
[30 empty] | -2070 | 1.5846e-62 | 100000000000 | 0 | 0
[30 empty] | -2068 | 2.0727e-62 | 100000000000 | 0 | 0
[30 empty] | -2066 | 2.7104e-62 | 100000000000 | 0 | 0
[30 empty] | -2064 | 3.5435e-62 | 100000000000 | 0 | 0
[30 empty] | -2062 | 4.6313e-62 | 100000000000 | 0 | 0
[30 empty] | -2060 | 6.0516e-62 | 100000000000 | 0 | 0
[30 empty] | -2058 | 7.9053e-62 | 100000000000 | 0 | 0
[30 empty] | -2056 | 1.0324e-61 | 100000000000 | 0 | 0
[30 empty] | -2054 | 1.348e-61 | 100000000000 | 0 | 0
[30 empty] | -2052 | 1.7595e-61 | 100000000000 | 0 | 0
[30 empty] | -2050 | 2.2961e-61 | 100000000000 | 0 | 0
[30 empty] | -2048 | 2.9956e-61 | 100000000000 | 0 | 0
[30 empty] | -2046 | 3.9071e-61 | 100000000000 | 0 | 0
[30 empty] | -2044 | 5.0947e-61 | 100000000000 | 0 | 0
[30 empty] | -2042 | 6.6415e-61 | 100000000000 | 0 | 0
[30 empty] | -2040 | 8.6557e-61 | 100000000000 | 0 | 0
[30 empty] | -2038 | 1.1278e-60 | 100000000000 | 0 | 0
[30 empty] | -2036 | 1.469e-60 | 100000000000 | 0 | 0
[30 empty] | -2034 | 1.9131e-60 | 100000000000 | 0 | 0
[30 empty] | -2032 | 2.4907e-60 | 100000000000 | 0 | 0
[30 empty] | -2030 | 3.2418e-60 | 100000000000 | 0 | 0
[30 empty] | -2028 | 4.2184e-60 | 100000000000 | 0 | 0
[30 empty] | -2026 | 5.4878e-60 | 100000000000 | 0 | 0
[30 empty] | -2024 | 7.1372e-60 | 100000000000 | 0 | 0
[30 empty] | -2022 | 9.28e-60 | 100000000000 | 0 | 0
[30 empty] | -2020 | 1.2063e-59 | 100000000000 | 0 | 0
[30 empty] | -2018 | 1.5677e-59 | 100000000000 | 0 | 0
[30 empty] | -2016 | 2.0368e-59 | 100000000000 | 0 | 0
[30 empty] | -2014 | 2.6455e-59 | 100000000000 | 0 | 0
[30 empty] | -2012 | 3.4353e-59 | 100000000000 | 0 | 0
[30 empty] | -2010 | 4.4598e-59 | 100000000000 | 0 | 0
[30 empty] | -2008 | 5.7882e-59 | 100000000000 | 0 | 0
[30 empty] | -2006 | 7.5104e-59 | 100000000000 | 0 | 0
[30 empty] | -2004 | 9.7425e-59 | 100000000000 | 0 | 0
[30 empty] | -2002 | 1.2635e-58 | 100000000000 | 0 | 0
[30 empty] | -2000 | 1.6381e-58 | 100000000000 | 0 | 0
[30 empty] | -1998 | 2.1233e-58 | 100000000000 | 0 | 0
[30 empty] | -1996 | 2.7515e-58 | 100000000000 | 0 | 0
[30 empty] | -1994 | 3.5646e-58 | 100000000000 | 0 | 0
[30 empty] | -1992 | 4.6168e-58 | 100000000000 | 0 | 0
[30 empty] | -1990 | 5.9781e-58 | 100000000000 | 0 | 0
[30 empty] | -1988 | 7.7387e-58 | 100000000000 | 0 | 0
[30 empty] | -1986 | 1.0015e-57 | 100000000000 | 0 | 0
[30 empty] | -1984 | 1.2958e-57 | 100000000000 | 0 | 0
[30 empty] | -1982 | 1.6761e-57 | 100000000000 | 0 | 0
[30 empty] | -1980 | 2.1675e-57 | 100000000000 | 0 | 0
[30 empty] | -1978 | 2.8022e-57 | 100000000000 | 0 | 0
[30 empty] | -1976 | 3.6218e-57 | 100000000000 | 0 | 0
[30 empty] | -1974 | 4.68e-57 | 100000000000 | 0 | 0
[30 empty] | -1972 | 6.0457e-57 | 100000000000 | 0 | 0
[30 empty] | -1970 | 7.808e-57 | 100000000000 | 0 | 0
[30 empty] | -1968 | 1.0081e-56 | 100000000000 | 0 | 0
[30 empty] | -1966 | 1.3013e-56 | 100000000000 | 0 | 0
[30 empty] | -1964 | 1.6793e-56 | 100000000000 | 0 | 0
[30 empty] | -1962 | 2.1666e-56 | 100000000000 | 0 | 0
[30 empty] | -1960 | 2.7945e-56 | 100000000000 | 0 | 0
[30 empty] | -1958 | 3.6034e-56 | 100000000000 | 0 | 0
[30 empty] | -1956 | 4.6453e-56 | 100000000000 | 0 | 0
[30 empty] | -1954 | 5.987e-56 | 100000000000 | 0 | 0
[30 empty] | -1952 | 7.714e-56 | 100000000000 | 0 | 0
[30 empty] | -1950 | 9.9368e-56 | 100000000000 | 0 | 0
[30 empty] | -1948 | 1.2797e-55 | 100000000000 | 0 | 0
[30 empty] | -1946 | 1.6475e-55 | 100000000000 | 0 | 0
[30 empty] | -1944 | 2.1206e-55 | 100000000000 | 0 | 0
[30 empty] | -1942 | 2.7288e-55 | 100000000000 | 0 | 0
[30 empty] | -1940 | 3.5105e-55 | 100000000000 | 0 | 0
[30 empty] | -1938 | 4.515e-55 | 100000000000 | 0 | 0
[30 empty] | -1936 | 5.8054e-55 | 100000000000 | 0 | 0
[30 empty] | -1934 | 7.4627e-55 | 100000000000 | 0 | 0
[30 empty] | -1932 | 9.5905e-55 | 100000000000 | 0 | 0
[30 empty] | -1930 | 1.2322e-54 | 100000000000 | 0 | 0
[30 empty] | -1928 | 1.5827e-54 | 100000000000 | 0 | 0
[30 empty] | -1926 | 2.0324e-54 | 100000000000 | 0 | 0
[30 empty] | -1924 | 2.6092e-54 | 100000000000 | 0 | 0
[30 empty] | -1922 | 3.3488e-54 | 100000000000 | 0 | 0
[30 empty] | -1920 | 4.297e-54 | 100000000000 | 0 | 0
[30 empty] | -1918 | 5.5122e-54 | 100000000000 | 0 | 0
[30 empty] | -1916 | 7.0693e-54 | 100000000000 | 0 | 0
[30 empty] | -1914 | 9.0638e-54 | 100000000000 | 0 | 0
[30 empty] | -1912 | 1.1618e-53 | 100000000000 | 0 | 0
[30 empty] | -1910 | 1.4888e-53 | 100000000000 | 0 | 0
[30 empty] | -1908 | 1.9074e-53 | 100000000000 | 0 | 0
[30 empty] | -1906 | 2.443e-53 | 100000000000 | 0 | 0
[30 empty] | -1904 | 3.1282e-53 | 100000000000 | 0 | 0
[30 empty] | -1902 | 4.0045e-53 | 100000000000 | 0 | 0
[30 empty] | -1900 | 5.125e-53 | 100000000000 | 0 | 0
[30 empty] | -1898 | 6.5573e-53 | 100000000000 | 0 | 0
[30 empty] | -1896 | 8.3877e-53 | 100000000000 | 0 | 0
[30 empty] | -1894 | 1.0726e-52 | 100000000000 | 0 | 0
[30 empty] | -1892 | 1.3713e-52 | 100000000000 | 0 | 0
[30 empty] | -1890 | 1.7528e-52 | 100000000000 | 0 | 0
[30 empty] | -1888 | 2.2397e-52 | 100000000000 | 0 | 0
[30 empty] | -1886 | 2.8612e-52 | 100000000000 | 0 | 0
[30 empty] | -1884 | 3.6542e-52 | 100000000000 | 0 | 0
[30 empty] | -1882 | 4.6658e-52 | 100000000000 | 0 | 0
[30 empty] | -1880 | 5.9558e-52 | 100000000000 | 0 | 0
[30 empty] | -1878 | 7.6006e-52 | 100000000000 | 0 | 0
[30 empty] | -1876 | 9.6971e-52 | 100000000000 | 0 | 0
[30 empty] | -1874 | 1.2369e-51 | 100000000000 | 0 | 0
[30 empty] | -1872 | 1.5772e-51 | 100000000000 | 0 | 0
[30 empty] | -1870 | 2.0107e-51 | 100000000000 | 0 | 0
[30 empty] | -1868 | 2.5626e-51 | 100000000000 | 0 | 0
[30 empty] | -1866 | 3.2652e-51 | 100000000000 | 0 | 0
[30 empty] | -1864 | 4.1594e-51 | 100000000000 | 0 | 0
[30 empty] | -1862 | 5.297e-51 | 100000000000 | 0 | 0
[30 empty] | -1860 | 6.7441e-51 | 100000000000 | 0 | 0
[30 empty] | -1858 | 8.5842e-51 | 100000000000 | 0 | 0
[30 empty] | -1856 | 1.0924e-50 | 1.5369e+54 | 0 | 0
[30 empty] | -1854 | 1.3897e-50 | 1.1893e+54 | 0 | 0
[30 empty] | -1852 | 1.7675e-50 | 9.2067e+53 | 0 | 0
[30 empty] | -1850 | 2.2474e-50 | 7.1288e+53 | 0 | 0
[30 empty] | -1848 | 2.8569e-50 | 5.5214e+53 | 0 | 0
[30 empty] | -1846 | 3.6308e-50 | 4.2776e+53 | 0 | 0
[30 empty] | -1844 | 4.6131e-50 | 3.3149e+53 | 0 | 0
[30 empty] | -1842 | 5.8596e-50 | 2.5696e+53 | 0 | 0
[30 empty] | -1840 | 7.441e-50 | 1.9924e+53 | 0 | 0
[30 empty] | -1838 | 9.4467e-50 | 1.5453e+53 | 0 | 0
[30 empty] | -1836 | 1.199e-49 | 1.1988e+53 | 0 | 0
[30 empty] | -1834 | 1.5214e-49 | 9.3032e+52 | 0 | 0
[30 empty] | -1832 | 1.93e-49 | 7.2215e+52 | 0 | 0
[30 empty] | -1830 | 2.4477e-49 | 5.6071e+52 | 0 | 0
[30 empty] | -1828 | 3.1034e-49 | 4.3548e+52 | 0 | 0
[30 empty] | -1826 | 3.9338e-49 | 3.3832e+52 | 0 | 0
[30 empty] | -1824 | 4.9851e-49 | 2.629e+52 | 0 | 0
[30 empty] | -1822 | 6.3158e-49 | 2.0436e+52 | 0 | 0
[30 empty] | -1820 | 7.9995e-49 | 1.5889e+52 | 0 | 0
[30 empty] | -1818 | 1.0129e-48 | 1.2358e+52 | 0 | 0
[30 empty] | -1816 | 1.2823e-48 | 9.6137e+51 | 0 | 0
[30 empty] | -1814 | 1.6229e-48 | 7.481e+51 | 0 | 0
[30 empty] | -1812 | 2.0534e-48 | 5.8231e+51 | 0 | 0
[30 empty] | -1810 | 2.5975e-48 | 4.5339e+51 | 0 | 0
[30 empty] | -1808 | 3.2848e-48 | 3.531e+51 | 0 | 0
[30 empty] | -1806 | 4.153e-48 | 2.7508e+51 | 0 | 0
[30 empty] | -1804 | 5.2492e-48 | 2.1435e+51 | 0 | 0
[30 empty] | -1802 | 6.6331e-48 | 1.6708e+51 | 0 | 0
[30 empty] | -1800 | 8.3796e-48 | 1.3027e+51 | 0 | 0
[30 empty] | -1798 | 1.0583e-47 | 1.0159e+51 | 0 | 0
[30 empty] | -1796 | 1.3363e-47 | 7.9254e+50 | 0 | 0
[30 empty] | -1794 | 1.6868e-47 | 6.1843e+50 | 0 | 0
[30 empty] | -1792 | 2.1288e-47 | 4.8271e+50 | 0 | 0
[30 empty] | -1790 | 2.6858e-47 | 3.7688e+50 | 0 | 0
[30 empty] | -1788 | 3.3877e-47 | 2.9433e+50 | 0 | 0
[30 empty] | -1786 | 4.272e-47 | 2.2992e+50 | 0 | 0
[30 empty] | -1784 | 5.3856e-47 | 1.7966e+50 | 0 | 0
[30 empty] | -1782 | 6.7878e-47 | 1.4043e+50 | 0 | 0
[30 empty] | -1780 | 8.5529e-47 | 1.0979e+50 | 0 | 0
[30 empty] | -1778 | 1.0774e-46 | 8.5861e+49 | 0 | 0
[30 empty] | -1776 | 1.3569e-46 | 6.7166e+49 | 0 | 0
[30 empty] | -1774 | 1.7084e-46 | 5.2556e+49 | 0 | 0
[30 empty] | -1772 | 2.1504e-46 | 4.1136e+49 | 0 | 0
[30 empty] | -1770 | 2.706e-46 | 3.2206e+49 | 0 | 0
[30 empty] | -1768 | 3.4044e-46 | 2.5221e+49 | 0 | 0
[30 empty] | -1766 | 4.2818e-46 | 1.9757e+49 | 0 | 0
[30 empty] | -1764 | 5.384e-46 | 1.5481e+49 | 0 | 0
[30 empty] | -1762 | 6.7682e-46 | 1.2134e+49 | 0 | 0
[30 empty] | -1760 | 8.5061e-46 | 9.5126e+48 | 0 | 0
[30 empty] | -1758 | 1.0687e-45 | 7.4599e+48 | 0 | 0
[30 empty] | -1756 | 1.3425e-45 | 5.8518e+48 | 0 | 0
[30 empty] | -1754 | 1.6858e-45 | 4.5916e+48 | 0 | 0
[30 empty] | -1752 | 2.1165e-45 | 3.6038e+48 | 0 | 0
[30 empty] | -1750 | 2.6565e-45 | 2.8292e+48 | 0 | 0
[30 empty] | -1748 | 3.3334e-45 | 2.2218e+48 | 0 | 0
[30 empty] | -1746 | 4.1817e-45 | 1.7452e+48 | 0 | 0
[30 empty] | -1744 | 5.2445e-45 | 1.3713e+48 | 0 | 0
[30 empty] | -1742 | 6.5758e-45 | 1.0778e+48 | 0 | 0
[30 empty] | -1740 | 8.2428e-45 | 8.473e+47 | 0 | 0
[30 empty] | -1738 | 1.033e-44 | 6.663e+47 | 0 | 0
[30 empty] | -1736 | 1.2942e-44 | 5.2412e+47 | 0 | 0
[30 empty] | -1734 | 1.621e-44 | 4.1238e+47 | 0 | 0
[30 empty] | -1732 | 2.0298e-44 | 3.2456e+47 | 0 | 0
[30 empty] | -1730 | 2.5411e-44 | 2.5551e+47 | 0 | 0
[30 empty] | -1728 | 3.1803e-44 | 2.0121e+47 | 0 | 0
[30 empty] | -1726 | 3.9793e-44 | 1.5849e+47 | 0 | 0
[30 empty] | -1724 | 4.9778e-44 | 1.2487e+47 | 0 | 0
[30 empty] | -1722 | 6.2251e-44 | 9.8416e+46 | 0 | 0
[30 empty] | -1720 | 7.783e-44 | 7.7585e+46 | 0 | 0
[30 empty] | -1718 | 9.7282e-44 | 6.1181e+46 | 0 | 0
[30 empty] | -1716 | 1.2156e-43 | 4.8258e+46 | 0 | 0
[30 empty] | -1714 | 1.5187e-43 | 3.8075e+46 | 0 | 0
[30 empty] | -1712 | 1.8968e-43 | 3.005e+46 | 0 | 0
[30 empty] | -1710 | 2.3684e-43 | 2.3722e+46 | 0 | 0
[30 empty] | -1708 | 2.9565e-43 | 1.8732e+46 | 0 | 0
[30 empty] | -1706 | 3.6897e-43 | 1.4796e+46 | 0 | 0
[30 empty] | -1704 | 4.6035e-43 | 1.169e+46 | 0 | 0
[30 empty] | -1702 | 5.7421e-43 | 9.2387e+45 | 0 | 0
[30 empty] | -1700 | 7.1605e-43 | 7.3034e+45 | 0 | 0
[30 empty] | -1698 | 8.927e-43 | 5.7751e+45 | 0 | 0
[30 empty] | -1696 | 1.1126e-42 | 4.5679e+45 | 0 | 0
[30 empty] | -1694 | 1.3864e-42 | 3.614e+45 | 0 | 0
[30 empty] | -1692 | 1.7271e-42 | 2.8601e+45 | 0 | 0
[30 empty] | -1690 | 2.1509e-42 | 2.2641e+45 | 0 | 0
[30 empty] | -1688 | 2.678e-42 | 1.7928e+45 | 0 | 0
[30 empty] | -1686 | 3.3335e-42 | 1.42e+45 | 0 | 0
[30 empty] | -1684 | 4.1483e-42 | 1.125e+45 | 0 | 0
[30 empty] | -1682 | 5.1609e-42 | 8.9157e+44 | 0 | 0
[30 empty] | -1680 | 6.4191e-42 | 7.0676e+44 | 0 | 0
[30 empty] | -1678 | 7.9819e-42 | 5.6041e+44 | 0 | 0
[30 empty] | -1676 | 9.9226e-42 | 4.4449e+44 | 0 | 0
[30 empty] | -1674 | 1.2332e-41 | 3.5264e+44 | 0 | 0
[30 empty] | -1672 | 1.5322e-41 | 2.7985e+44 | 0 | 0
[30 empty] | -1670 | 1.9033e-41 | 2.2215e+44 | 0 | 0
[30 empty] | -1668 | 2.3636e-41 | 1.7639e+44 | 0 | 0
[30 empty] | -1666 | 2.9345e-41 | 1.401e+44 | 0 | 0
[30 empty] | -1664 | 3.6423e-41 | 1.113e+44 | 0 | 0
[30 empty] | -1662 | 4.5197e-41 | 8.8452e+43 | 0 | 0
[30 empty] | -1660 | 5.6069e-41 | 7.0311e+43 | 0 | 0
[30 empty] | -1658 | 6.9539e-41 | 5.5906e+43 | 0 | 0
[30 empty] | -1656 | 8.6223e-41 | 4.4464e+43 | 0 | 0
[30 empty] | -1654 | 1.0688e-40 | 3.5374e+43 | 0 | 0
[30 empty] | -1652 | 1.3246e-40 | 2.815e+43 | 0 | 0
[30 empty] | -1650 | 1.6411e-40 | 2.2408e+43 | 0 | 0
[30 empty] | -1648 | 2.0327e-40 | 1.7842e+43 | 0 | 0
[30 empty] | -1646 | 2.5171e-40 | 1.421e+43 | 0 | 0
[30 empty] | -1644 | 3.1161e-40 | 1.132e+43 | 0 | 0
[30 empty] | -1642 | 3.8567e-40 | 9.0211e+42 | 0 | 0
[30 empty] | -1640 | 4.7721e-40 | 7.1908e+42 | 0 | 0
[30 empty] | -1638 | 5.9032e-40 | 5.7334e+42 | 0 | 0
[30 empty] | -1636 | 7.3005e-40 | 4.5726e+42 | 0 | 0
[30 empty] | -1634 | 9.0262e-40 | 3.6479e+42 | 0 | 0
[30 empty] | -1632 | 1.1157e-39 | 2.911e+42 | 0 | 0
[30 empty] | -1630 | 1.3787e-39 | 2.3236e+42 | 0 | 0
[30 empty] | -1628 | 1.7033e-39 | 1.8552e+42 | 0 | 0
[30 empty] | -1626 | 2.1037e-39 | 1.4816e+42 | 0 | 0
[30 empty] | -1624 | 2.5976e-39 | 1.1836e+42 | 0 | 0
[30 empty] | -1622 | 3.2067e-39 | 9.4584e+41 | 0 | 0
[30 empty] | -1620 | 3.9575e-39 | 7.5602e+41 | 0 | 0
[30 empty] | -1618 | 4.8828e-39 | 6.0446e+41 | 0 | 0
[30 empty] | -1616 | 6.0229e-39 | 4.8342e+41 | 0 | 0
[30 empty] | -1614 | 7.4273e-39 | 3.8672e+41 | 0 | 0
[30 empty] | -1612 | 9.1568e-39 | 3.0945e+41 | 0 | 0
[30 empty] | -1610 | 1.1286e-38 | 2.4769e+41 | 0 | 0
[30 empty] | -1608 | 1.3907e-38 | 1.9831e+41 | 0 | 0
[30 empty] | -1606 | 1.7132e-38 | 1.5882e+41 | 0 | 0
[30 empty] | -1604 | 2.1099e-38 | 1.2723e+41 | 0 | 0
[30 empty] | -1602 | 2.5979e-38 | 1.0195e+41 | 0 | 0
[30 empty] | -1600 | 3.1978e-38 | 8.1713e+40 | 0 | 0
[30 empty] | -1598 | 3.9353e-38 | 6.5513e+40 | 0 | 0
[30 empty] | -1596 | 4.8416e-38 | 5.2539e+40 | 0 | 0
[30 empty] | -1594 | 5.9551e-38 | 4.2146e+40 | 0 | 0
[30 empty] | -1592 | 7.3227e-38 | 3.3819e+40 | 0 | 0
[30 empty] | -1590 | 9.0021e-38 | 2.7144e+40 | 0 | 0
[30 empty] | -1588 | 1.1064e-37 | 2.1793e+40 | 0 | 0
[30 empty] | -1586 | 1.3594e-37 | 1.7501e+40 | 0 | 0
[30 empty] | -1584 | 1.6699e-37 | 1.4059e+40 | 0 | 0
[30 empty] | -1582 | 2.0507e-37 | 1.1296e+40 | 0 | 0
[30 empty] | -1580 | 2.5178e-37 | 9.0793e+39 | 0 | 0
[30 empty] | -1578 | 3.0904e-37 | 7.2994e+39 | 0 | 0
[30 empty] | -1576 | 3.7922e-37 | 5.8701e+39 | 0 | 0
[30 empty] | -1574 | 4.6523e-37 | 4.722e+39 | 0 | 0
[30 empty] | -1572 | 5.7059e-37 | 3.7994e+39 | 0 | 0
[30 empty] | -1570 | 6.9964e-37 | 3.058e+39 | 0 | 0
[30 empty] | -1568 | 8.5764e-37 | 2.4619e+39 | 0 | 0
[30 empty] | -1566 | 1.0511e-36 | 1.9826e+39 | 0 | 0
[30 empty] | -1564 | 1.2878e-36 | 1.597e+39 | 0 | 0
[30 empty] | -1562 | 1.5773e-36 | 1.2868e+39 | 0 | 0
[30 empty] | -1560 | 1.9316e-36 | 1.0371e+39 | 0 | 0
[30 empty] | -1558 | 2.3647e-36 | 8.361e+38 | 0 | 0
[30 empty] | -1556 | 2.8942e-36 | 6.7424e+38 | 0 | 0
[30 empty] | -1554 | 3.5414e-36 | 5.4386e+38 | 0 | 0
[30 empty] | -1552 | 4.3322e-36 | 4.3882e+38 | 0 | 0
[30 empty] | -1550 | 5.2982e-36 | 3.5416e+38 | 0 | 0
[30 empty] | -1548 | 6.4779e-36 | 2.8592e+38 | 0 | 0
[30 empty] | -1546 | 7.9182e-36 | 2.3089e+38 | 0 | 0
[30 empty] | -1544 | 9.6762e-36 | 1.865e+38 | 0 | 0
[30 empty] | -1542 | 1.1822e-35 | 1.5069e+38 | 0 | 0
[30 empty] | -1540 | 1.4439e-35 | 1.2178e+38 | 0 | 0
[30 empty] | -1538 | 1.7631e-35 | 9.8452e+37 | 0 | 0
[30 empty] | -1536 | 2.1523e-35 | 7.9613e+37 | 0 | 0
[30 empty] | -1534 | 2.6267e-35 | 6.4396e+37 | 0 | 0
[30 empty] | -1532 | 3.2049e-35 | 5.2102e+37 | 0 | 0
[30 empty] | -1530 | 3.9094e-35 | 4.2167e+37 | 0 | 0
[30 empty] | -1528 | 4.7675e-35 | 3.4136e+37 | 0 | 0
[30 empty] | -1526 | 5.8124e-35 | 2.7642e+37 | 0 | 0
[30 empty] | -1524 | 7.0845e-35 | 2.2389e+37 | 0 | 0
[30 empty] | -1522 | 8.6327e-35 | 1.814e+37 | 0 | 0
[30 empty] | -1520 | 1.0517e-34 | 1.4701e+37 | 0 | 0
[30 empty] | -1518 | 1.2808e-34 | 1.1918e+37 | 0 | 0
[30 empty] | -1516 | 1.5595e-34 | 9.6639e+36 | 0 | 0
[30 empty] | -1514 | 1.8984e-34 | 7.8385e+36 | 0 | 0
[30 empty] | -1512 | 2.3102e-34 | 6.3596e+36 | 0 | 0
[30 empty] | -1510 | 2.8107e-34 | 5.1611e+36 | 0 | 0
[30 empty] | -1508 | 3.4188e-34 | 4.1897e+36 | 0 | 0
[30 empty] | -1506 | 4.1573e-34 | 3.402e+36 | 0 | 0
[30 empty] | -1504 | 5.054e-34 | 2.7632e+36 | 0 | 0
[30 empty] | -1502 | 6.1425e-34 | 2.245e+36 | 0 | 0
[30 empty] | -1500 | 7.4636e-34 | 1.8245e+36 | 0 | 0
[30 empty] | -1498 | 9.0664e-34 | 1.4831e+36 | 0 | 0
[30 empty] | -1496 | 1.1011e-33 | 1.2059e+36 | 0 | 0
[30 empty] | -1494 | 1.3368e-33 | 9.8086e+35 | 0 | 0
[30 empty] | -1492 | 1.6226e-33 | 7.98e+35 | 0 | 0
[30 empty] | -1490 | 1.9691e-33 | 6.4941e+35 | 0 | 0
[30 empty] | -1488 | 2.3888e-33 | 5.2864e+35 | 0 | 0
[30 empty] | -1486 | 2.8973e-33 | 4.3044e+35 | 0 | 0
[30 empty] | -1484 | 3.5131e-33 | 3.5059e+35 | 0 | 0
[30 empty] | -1482 | 4.2587e-33 | 2.8562e+35 | 0 | 0
[30 empty] | -1480 | 5.1612e-33 | 2.3276e+35 | 0 | 0
[30 empty] | -1478 | 6.2533e-33 | 1.8974e+35 | 0 | 0
[30 empty] | -1476 | 7.5746e-33 | 1.5471e+35 | 0 | 0
[30 empty] | -1474 | 9.1726e-33 | 1.2618e+35 | 0 | 0
[30 empty] | -1472 | 1.1105e-32 | 1.0294e+35 | 0 | 0
[30 empty] | -1470 | 1.3441e-32 | 8.4004e+34 | 0 | 0
[30 empty] | -1468 | 1.6264e-32 | 6.8571e+34 | 0 | 0
[30 empty] | -1466 | 1.9674e-32 | 5.5988e+34 | 0 | 0
[30 empty] | -1464 | 2.3794e-32 | 4.5727e+34 | 0 | 0
[30 empty] | -1462 | 2.877e-32 | 3.7357e+34 | 0 | 0
[30 empty] | -1460 | 3.4776e-32 | 3.0527e+34 | 0 | 0
[30 empty] | -1458 | 4.2025e-32 | 2.4953e+34 | 0 | 0
[30 empty] | -1456 | 5.0773e-32 | 2.0403e+34 | 0 | 0
[30 empty] | -1454 | 6.1325e-32 | 1.6686e+34 | 0 | 0
[30 empty] | -1452 | 7.4052e-32 | 1.3651e+34 | 0 | 0
[30 empty] | -1450 | 8.9396e-32 | 1.1171e+34 | 0 | 0
[30 empty] | -1448 | 1.0789e-31 | 9.1437e+33 | 0 | 0
[30 empty] | -1446 | 1.3018e-31 | 7.4865e+33 | 0 | 0
[30 empty] | -1444 | 1.5703e-31 | 6.1314e+33 | 0 | 0
[30 empty] | -1442 | 1.8937e-31 | 5.0229e+33 | 0 | 0
[30 empty] | -1440 | 2.2832e-31 | 4.116e+33 | 0 | 0
[30 empty] | -1438 | 2.752e-31 | 3.3737e+33 | 0 | 0
[30 empty] | -1436 | 3.3161e-31 | 2.7661e+33 | 0 | 0
[30 empty] | -1434 | 3.995e-31 | 2.2686e+33 | 0 | 0
[30 empty] | -1432 | 4.8115e-31 | 1.861e+33 | 0 | 0
[30 empty] | -1430 | 5.7934e-31 | 1.5271e+33 | 0 | 0
[30 empty] | -1428 | 6.9739e-31 | 1.2534e+33 | 0 | 0
[30 empty] | -1426 | 8.3928e-31 | 1.0291e+33 | 0 | 0
[30 empty] | -1424 | 1.0098e-30 | 8.4517e+32 | 0 | 0
[30 empty] | -1422 | 1.2146e-30 | 6.9429e+32 | 0 | 0
[30 empty] | -1420 | 1.4606e-30 | 5.7051e+32 | 0 | 0
[30 empty] | -1418 | 1.7559e-30 | 4.6892e+32 | 0 | 0
[30 empty] | -1416 | 2.1104e-30 | 3.8553e+32 | 0 | 0
[30 empty] | -1414 | 2.5358e-30 | 3.1706e+32 | 0 | 0
[30 empty] | -1412 | 3.0462e-30 | 2.6082e+32 | 0 | 0
[30 empty] | -1410 | 3.6583e-30 | 2.1461e+32 | 0 | 0
[30 empty] | -1408 | 4.3924e-30 | 1.7664e+32 | 0 | 0
[30 empty] | -1406 | 5.2723e-30 | 1.4543e+32 | 0 | 0
[30 empty] | -1404 | 6.3269e-30 | 1.1977e+32 | 0 | 0
[30 empty] | -1402 | 7.5904e-30 | 9.8658e+31 | 0 | 0
[30 empty] | -1400 | 9.104e-30 | 8.1292e+31 | 0 | 0
[30 empty] | -1398 | 1.0916e-29 | 6.7002e+31 | 0 | 0
[30 empty] | -1396 | 1.3086e-29 | 5.5239e+31 | 0 | 0
[30 empty] | -1394 | 1.5684e-29 | 4.5554e+31 | 0 | 0
[30 empty] | -1392 | 1.8791e-29 | 3.7577e+31 | 0 | 0
[30 empty] | -1390 | 2.2509e-29 | 3.1006e+31 | 0 | 0
[30 empty] | -1388 | 2.6955e-29 | 2.5591e+31 | 0 | 0
[30 empty] | -1386 | 3.2272e-29 | 2.1127e+31 | 0 | 0
[30 empty] | -1384 | 3.8626e-29 | 1.7447e+31 | 0 | 0
[30 empty] | -1382 | 4.622e-29 | 1.4412e+31 | 0 | 0
[30 empty] | -1380 | 5.5293e-29 | 1.1908e+31 | 0 | 0
[30 empty] | -1378 | 6.6129e-29 | 9.8419e+30 | 0 | 0
[30 empty] | -1376 | 7.9069e-29 | 8.1366e+30 | 0 | 0
[30 empty] | -1374 | 9.4516e-29 | 6.7285e+30 | 0 | 0
[30 empty] | -1372 | 1.1295e-28 | 5.5657e+30 | 0 | 0
[30 empty] | -1370 | 1.3495e-28 | 4.6051e+30 | 0 | 0
[30 empty] | -1368 | 1.6118e-28 | 3.8113e+30 | 0 | 0
[30 empty] | -1366 | 1.9247e-28 | 3.1553e+30 | 0 | 0
[30 empty] | -1364 | 2.2978e-28 | 2.6129e+30 | 0 | 0
[30 empty] | -1362 | 2.7424e-28 | 2.1643e+30 | 0 | 0
[30 empty] | -1360 | 3.2722e-28 | 1.7932e+30 | 0 | 0
[30 empty] | -1358 | 3.9033e-28 | 1.4862e+30 | 0 | 0
[30 empty] | -1356 | 4.655e-28 | 1.2321e+30 | 0 | 0
[30 empty] | -1354 | 5.5499e-28 | 1.0217e+30 | 0 | 0
[30 empty] | -1352 | 6.6153e-28 | 8.4745e+29 | 0 | 0
[30 empty] | -1350 | 7.883e-28 | 7.0313e+29 | 0 | 0
[30 empty] | -1348 | 9.3913e-28 | 5.8355e+29 | 0 | 0
[30 empty] | -1346 | 1.1185e-27 | 4.8443e+29 | 0 | 0
[30 empty] | -1344 | 1.3318e-27 | 4.0227e+29 | 0 | 0
[30 empty] | -1342 | 1.5854e-27 | 3.3413e+29 | 0 | 0
[30 empty] | -1340 | 1.8868e-27 | 2.7761e+29 | 0 | 0
[30 empty] | -1338 | 2.2449e-27 | 2.3071e+29 | 0 | 0
[30 empty] | -1336 | 2.6703e-27 | 1.9179e+29 | 0 | 0
[30 empty] | -1334 | 3.1754e-27 | 1.5948e+29 | 0 | 0
[30 empty] | -1332 | 3.7751e-27 | 1.3265e+29 | 0 | 0
[30 empty] | -1330 | 4.4869e-27 | 1.1037e+29 | 0 | 0
[30 empty] | -1328 | 5.3316e-27 | 9.1849e+28 | 0 | 0
[30 empty] | -1326 | 6.3336e-27 | 7.646e+28 | 0 | 0
[30 empty] | -1324 | 7.5219e-27 | 6.3667e+28 | 0 | 0
[30 empty] | -1322 | 8.9309e-27 | 5.3029e+28 | 0 | 0
[30 empty] | -1320 | 1.0601e-26 | 4.4181e+28 | 0 | 0
[30 empty] | -1318 | 1.258e-26 | 3.6819e+28 | 0 | 0
[30 empty] | -1316 | 1.4925e-26 | 3.0693e+28 | 0 | 0
[30 empty] | -1314 | 1.7703e-26 | 2.5593e+28 | 0 | 0
[30 empty] | -1312 | 2.0992e-26 | 2.1346e+28 | 0 | 0
[30 empty] | -1310 | 2.4885e-26 | 1.7809e+28 | 0 | 0
[30 empty] | -1308 | 2.9493e-26 | 1.4862e+28 | 0 | 0
[30 empty] | -1306 | 3.4945e-26 | 1.2406e+28 | 0 | 0
[30 empty] | -1304 | 4.1394e-26 | 1.0359e+28 | 0 | 0
[30 empty] | -1302 | 4.902e-26 | 8.6521e+27 | 0 | 0
[30 empty] | -1300 | 5.8036e-26 | 7.2284e+27 | 0 | 0
[30 empty] | -1298 | 6.8694e-26 | 6.0406e+27 | 0 | 0
[30 empty] | -1296 | 8.1286e-26 | 5.0494e+27 | 0 | 0
[30 empty] | -1294 | 9.6163e-26 | 4.222e+27 | 0 | 0
[30 empty] | -1292 | 1.1373e-25 | 3.5312e+27 | 0 | 0
[30 empty] | -1290 | 1.3448e-25 | 2.9542e+27 | 0 | 0
[30 empty] | -1288 | 1.5896e-25 | 2.4722e+27 | 0 | 0
[30 empty] | -1286 | 1.8786e-25 | 2.0694e+27 | 0 | 0
[30 empty] | -1284 | 2.2195e-25 | 1.7327e+27 | 0 | 0
[30 empty] | -1282 | 2.6217e-25 | 1.4512e+27 | 0 | 0
[30 empty] | -1280 | 3.0958e-25 | 1.2158e+27 | 0 | 0
[30 empty] | -1278 | 3.6548e-25 | 1.0188e+27 | 0 | 0
[30 empty] | -1276 | 4.3136e-25 | 8.5398e+26 | 0 | 0
[30 empty] | -1274 | 5.0898e-25 | 7.1603e+26 | 0 | 0
[30 empty] | -1272 | 6.0042e-25 | 6.0053e+26 | 0 | 0
[30 empty] | -1270 | 7.0809e-25 | 5.0379e+26 | 0 | 0
[30 empty] | -1268 | 8.3486e-25 | 4.2276e+26 | 0 | 0
[30 empty] | -1266 | 9.8406e-25 | 3.5486e+26 | 0 | 0
[30 empty] | -1264 | 1.1596e-24 | 2.9794e+26 | 0 | 0
[30 empty] | -1262 | 1.3662e-24 | 2.5023e+26 | 0 | 0
[30 empty] | -1260 | 1.6091e-24 | 2.1021e+26 | 0 | 0
[30 empty] | -1258 | 1.8947e-24 | 1.7664e+26 | 0 | 0
[30 empty] | -1256 | 2.2304e-24 | 1.4848e+26 | 0 | 0
[30 empty] | -1254 | 2.625e-24 | 1.2484e+26 | 0 | 0
[30 empty] | -1252 | 3.0885e-24 | 1.0499e+26 | 0 | 0
[30 empty] | -1250 | 3.6329e-24 | 8.8321e+25 | 0 | 0
[30 empty] | -1248 | 4.2722e-24 | 7.432e+25 | 0 | 0
[30 empty] | -1246 | 5.0227e-24 | 6.2556e+25 | 0 | 0
[30 empty] | -1244 | 5.9035e-24 | 5.2668e+25 | 0 | 0
[30 empty] | -1242 | 6.9369e-24 | 4.4356e+25 | 0 | 0
[30 empty] | -1240 | 8.1492e-24 | 3.7366e+25 | 0 | 0
[30 empty] | -1238 | 9.5708e-24 | 3.1486e+25 | 0 | 0
[30 empty] | -1236 | 1.1237e-23 | 2.6538e+25 | 0 | 0
[30 empty] | -1234 | 1.3191e-23 | 2.2375e+25 | 0 | 0
[30 empty] | -1232 | 1.548e-23 | 1.8869e+25 | 0 | 0
[30 empty] | -1230 | 1.8161e-23 | 1.5918e+25 | 0 | 0
[30 empty] | -1228 | 2.1302e-23 | 1.3431e+25 | 0 | 0
[30 empty] | -1226 | 2.4979e-23 | 1.1337e+25 | 0 | 0
[30 empty] | -1224 | 2.9283e-23 | 9.5711e+24 | 0 | 0
[30 empty] | -1222 | 3.432e-23 | 8.0829e+24 | 0 | 0
[30 empty] | -1220 | 4.0213e-23 | 6.8279e+24 | 0 | 0
[30 empty] | -1218 | 4.7106e-23 | 5.7694e+24 | 0 | 0
[30 empty] | -1216 | 5.5166e-23 | 4.8763e+24 | 0 | 0
[30 empty] | -1214 | 6.4588e-23 | 4.1226e+24 | 0 | 0
[30 empty] | -1212 | 7.56e-23 | 3.4864e+24 | 0 | 0
[30 empty] | -1210 | 8.8466e-23 | 2.9491e+24 | 0 | 0
[30 empty] | -1208 | 1.0349e-22 | 2.4954e+24 | 0 | 0
[30 empty] | -1206 | 1.2104e-22 | 2.112e+24 | 0 | 0
[30 empty] | -1204 | 1.4153e-22 | 1.7881e+24 | 0 | 0
[30 empty] | -1202 | 1.6545e-22 | 1.5142e+24 | 0 | 0
[30 empty] | -1200 | 1.9336e-22 | 1.2826e+24 | 0 | 0
[30 empty] | -1198 | 2.2591e-22 | 1.0868e+24 | 0 | 0
[30 empty] | -1196 | 2.6388e-22 | 9.2111e+23 | 0 | 0
[30 empty] | -1194 | 3.0815e-22 | 7.8089e+23 | 0 | 0
[30 empty] | -1192 | 3.5975e-22 | 6.6221e+23 | 0 | 0
[30 empty] | -1190 | 4.1988e-22 | 5.6172e+23 | 0 | 0
[30 empty] | -1188 | 4.8994e-22 | 4.7661e+23 | 0 | 0
[30 empty] | -1186 | 5.7153e-22 | 4.045e+23 | 0 | 0
[30 empty] | -1184 | 6.6655e-22 | 3.434e+23 | 0 | 0
[30 empty] | -1182 | 7.7716e-22 | 2.9161e+23 | 0 | 0
[30 empty] | -1180 | 9.0588e-22 | 2.477e+23 | 0 | 0
[30 empty] | -1178 | 1.0557e-21 | 2.1046e+23 | 0 | 0
[30 empty] | -1176 | 1.2299e-21 | 1.7887e+23 | 0 | 0
[30 empty] | -1174 | 1.4325e-21 | 1.5206e+23 | 0 | 0
[30 empty] | -1172 | 1.668e-21 | 1.2931e+23 | 0 | 0
[30 empty] | -1170 | 1.9418e-21 | 1.0999e+23 | 0 | 0
[30 empty] | -1168 | 2.2599e-21 | 9.358e+22 | 0 | 0
[30 empty] | -1166 | 2.6295e-21 | 7.9643e+22 | 0 | 0
[30 empty] | -1164 | 3.0586e-21 | 6.78e+22 | 0 | 0
[30 empty] | -1162 | 3.5569e-21 | 5.7734e+22 | 0 | 0
[30 empty] | -1160 | 4.1354e-21 | 4.9176e+22 | 0 | 0
[30 empty] | -1158 | 4.8066e-21 | 4.1898e+22 | 0 | 0
[30 empty] | -1156 | 5.5853e-21 | 3.5707e+22 | 0 | 0
[30 empty] | -1154 | 6.4886e-21 | 3.044e+22 | 0 | 0
[30 empty] | -1152 | 7.5359e-21 | 2.5956e+22 | 0 | 0
[30 empty] | -1150 | 8.75e-21 | 2.2139e+22 | 0 | 0
[30 empty] | -1148 | 1.0157e-20 | 1.8889e+22 | 0 | 0
[30 empty] | -1146 | 1.1787e-20 | 1.612e+22 | 0 | 0
[30 empty] | -1144 | 1.3676e-20 | 1.3761e+22 | 0 | 0
[30 empty] | -1142 | 1.5863e-20 | 1.1751e+22 | 0 | 0
[30 empty] | -1140 | 1.8394e-20 | 1.0036e+22 | 0 | 0
[30 empty] | -1138 | 2.1325e-20 | 8.5748e+21 | 0 | 0
[30 empty] | -1136 | 2.4715e-20 | 7.328e+21 | 0 | 0
[30 empty] | -1134 | 2.8638e-20 | 6.2643e+21 | 0 | 0
[30 empty] | -1132 | 3.3174e-20 | 5.3564e+21 | 0 | 0
[30 empty] | -1130 | 3.8418e-20 | 4.5814e+21 | 0 | 0
[30 empty] | -1128 | 4.4481e-20 | 3.9196e+21 | 0 | 0
[30 empty] | -1126 | 5.1487e-20 | 3.3543e+21 | 0 | 0
[30 empty] | -1124 | 5.958e-20 | 2.8714e+21 | 0 | 0
[30 empty] | -1122 | 6.8928e-20 | 2.4586e+21 | 0 | 0
[30 empty] | -1120 | 7.9722e-20 | 2.1058e+21 | 0 | 0
[30 empty] | -1118 | 9.2183e-20 | 1.8041e+21 | 0 | 0
[30 empty] | -1116 | 1.0656e-19 | 1.546e+21 | 0 | 0
[30 empty] | -1114 | 1.2315e-19 | 1.3253e+21 | 0 | 0
[30 empty] | -1112 | 1.4229e-19 | 1.1363e+21 | 0 | 0
[30 empty] | -1110 | 1.6436e-19 | 9.7461e+20 | 0 | 0
[30 empty] | -1108 | 1.898e-19 | 8.3613e+20 | 0 | 0
[30 empty] | -1106 | 2.1913e-19 | 7.1752e+20 | 0 | 0
[30 empty] | -1104 | 2.5292e-19 | 6.1591e+20 | 0 | 0
[30 empty] | -1102 | 2.9184e-19 | 5.2884e+20 | 0 | 0
[30 empty] | -1100 | 3.3667e-19 | 4.542e+20 | 0 | 0
[30 empty] | -1098 | 3.8828e-19 | 3.902e+20 | 0 | 0
[30 empty] | -1096 | 4.4769e-19 | 3.3532e+20 | 0 | 0
[30 empty] | -1094 | 5.1605e-19 | 2.8823e+20 | 0 | 0
[30 empty] | -1092 | 5.947e-19 | 2.4782e+20 | 0 | 0
[30 empty] | -1090 | 6.8515e-19 | 2.1314e+20 | 0 | 0
[30 empty] | -1088 | 7.8916e-19 | 1.8336e+20 | 0 | 0
[30 empty] | -1086 | 9.0873e-19 | 1.5779e+20 | 0 | 0
[30 empty] | -1084 | 1.0461e-18 | 1.3582e+20 | 0 | 0
[30 empty] | -1082 | 1.204e-18 | 1.1694e+20 | 0 | 0
[30 empty] | -1080 | 1.3853e-18 | 1.0071e+20 | 0 | 0
[30 empty] | -1078 | 1.5936e-18 | 8.6762e+19 | 0 | 0
[30 empty] | -1076 | 1.8326e-18 | 7.4764e+19 | 0 | 0
[30 empty] | -1074 | 2.107e-18 | 6.4443e+19 | 0 | 0
[30 empty] | -1072 | 2.4218e-18 | 5.5562e+19 | 0 | 0
[30 empty] | -1070 | 2.7829e-18 | 4.7919e+19 | 0 | 0
[30 empty] | -1068 | 3.1971e-18 | 4.1338e+19 | 0 | 0
[30 empty] | -1066 | 3.6719e-18 | 3.5671e+19 | 0 | 0
[30 empty] | -1064 | 4.2162e-18 | 3.0789e+19 | 0 | 0
[30 empty] | -1062 | 4.8399e-18 | 2.6583e+19 | 0 | 0
[30 empty] | -1060 | 5.5544e-18 | 2.2957e+19 | 0 | 0
[30 empty] | -1058 | 6.3727e-18 | 1.9832e+19 | 0 | 0
[30 empty] | -1056 | 7.3097e-18 | 1.7137e+19 | 0 | 0
[30 empty] | -1054 | 8.3822e-18 | 1.4812e+19 | 0 | 0
[30 empty] | -1052 | 9.6097e-18 | 1.2806e+19 | 0 | 0
[30 empty] | -1050 | 1.1014e-17 | 1.1075e+19 | 0 | 0
[30 empty] | -1048 | 1.262e-17 | 9.5805e+18 | 0 | 0
[30 empty] | -1046 | 1.4457e-17 | 8.29e+18 | 0 | 0
[30 empty] | -1044 | 1.6557e-17 | 7.1753e+18 | 0 | 0
[30 empty] | -1042 | 1.8957e-17 | 6.2122e+18 | 0 | 0
[30 empty] | -1040 | 2.1699e-17 | 5.3798e+18 | 0 | 0
[30 empty] | -1038 | 2.4831e-17 | 4.6603e+18 | 0 | 0
[30 empty] | -1036 | 2.8409e-17 | 4.0381e+18 | 0 | 0
[30 empty] | -1034 | 3.2493e-17 | 3.4999e+18 | 0 | 0
[30 empty] | -1032 | 3.7154e-17 | 3.0343e+18 | 0 | 0
[30 empty] | -1030 | 4.2473e-17 | 2.6314e+18 | 0 | 0
[30 empty] | -1028 | 4.8541e-17 | 2.2826e+18 | 0 | 0
[30 empty] | -1026 | 5.5462e-17 | 1.9806e+18 | 0 | 0
[30 empty] | -1024 | 6.3353e-17 | 1.719e+18 | 0 | 0
[30 empty] | -1022 | 7.2348e-17 | 1.4924e+18 | 0 | 0
[30 empty] | -1020 | 8.2599e-17 | 1.296e+18 | 0 | 0
[30 empty] | -1018 | 9.4277e-17 | 1.1258e+18 | 0 | 0
[30 empty] | -1016 | 1.0758e-16 | 9.7819e+17 | 0 | 0
[30 empty] | -1014 | 1.2273e-16 | 8.5017e+17 | 0 | 0
[30 empty] | -1012 | 1.3997e-16 | 7.3912e+17 | 0 | 0
[30 empty] | -1010 | 1.5959e-16 | 6.4274e+17 | 0 | 0
[30 empty] | -1008 | 1.8192e-16 | 5.5909e+17 | 0 | 0
[30 empty] | -1006 | 2.0732e-16 | 4.8646e+17 | 0 | 0
[30 empty] | -1004 | 2.362e-16 | 4.2338e+17 | 0 | 0
[30 empty] | -1002 | 2.6904e-16 | 3.6858e+17 | 0 | 0
[30 empty] | -1000 | 3.0636e-16 | 3.2097e+17 | 0 | 0
[30 empty] | -998 | 3.4877e-16 | 2.7958e+17 | 0 | 0
[30 empty] | -996 | 3.9695e-16 | 2.436e+17 | 0 | 0
[30 empty] | -994 | 4.5166e-16 | 2.123e+17 | 0 | 0
[30 empty] | -992 | 5.1379e-16 | 1.8508e+17 | 0 | 0
[30 empty] | -990 | 5.843e-16 | 1.6139e+17 | 0 | 0
[30 empty] | -988 | 6.6433e-16 | 1.4078e+17 | 0 | 0
[30 empty] | -986 | 7.5511e-16 | 1.2283e+17 | 0 | 0
[30 empty] | -984 | 8.5808e-16 | 1.072e+17 | 0 | 0
[30 empty] | -982 | 9.7484e-16 | 93581224714695968 | 0 | 0
[30 empty] | -980 | 1.1072e-15 | 81717309954977360 | 0 | 0
[30 empty] | -978 | 1.2572e-15 | 71377187071758824 | 0 | 0
[30 empty] | -976 | 1.4271e-15 | 62362687914986400 | 0 | 0
[30 empty] | -974 | 1.6197e-15 | 54501725540112088 | 0 | 0
[30 empty] | -972 | 1.8377e-15 | 47644822032023696 | 0 | 0
[30 empty] | -970 | 2.0845e-15 | 41662103706459960 | 0 | 0
[30 empty] | -968 | 2.3638e-15 | 36440700104243816 | 0 | 0
[30 empty] | -966 | 2.6798e-15 | 31882491933343868 | 0 | 0
[30 empty] | -964 | 3.0374e-15 | 27902160640208224 | 0 | 0
[30 empty] | -962 | 3.4417e-15 | 24425498775042776 | 0 | 0
[30 empty] | -960 | 3.8989e-15 | 21387945901746404 | 0 | 0
[30 empty] | -958 | 4.4156e-15 | 18733319617414828 | 0 | 0
[30 empty] | -956 | 4.9996e-15 | 16412715396365464 | 0 | 0
[30 empty] | -954 | 5.6592e-15 | 14383552552063576 | 0 | 0
[30 empty] | -952 | 6.4043e-15 | 12608746696626006 | 0 | 0
[30 empty] | -950 | 7.2456e-15 | 11055991740098382 | 0 | 0
[30 empty] | -948 | 8.1952e-15 | 9697136769217426 | 0 | 0
[30 empty] | -946 | 9.2669e-15 | 8507645128397785 | 0 | 0
[30 empty] | -944 | 1.0476e-14 | 7466124737717987 | 0 | 0
[30 empty] | -942 | 1.184e-14 | 6553920161104904 | 0 | 0
[30 empty] | -940 | 1.3378e-14 | 5754758214946539 | 0 | 0
[30 empty] | -938 | 1.5112e-14 | 5054440010691498 | 0 | 0
[30 empty] | -936 | 1.7066e-14 | 4.4406e+15 | 0 | 0
[30 empty] | -934 | 1.9267e-14 | 3902339643187096 | 0 | 0
[30 empty] | -932 | 2.1747e-14 | 3.4303e+15 | 0 | 0
[30 empty] | -930 | 2.454e-14 | 3016179645934775 | 0 | 0
[30 empty] | -928 | 2.7685e-14 | 2652792733279947 | 0 | 0
[30 empty] | -926 | 3.1224e-14 | 2333831318317630 | 0 | 0
[30 empty] | -924 | 3.5207e-14 | 2053788121009773 | 0 | 0
[30 empty] | -922 | 3.9687e-14 | 1.8078e+15 | 0 | 0
[30 empty] | -920 | 4.4726e-14 | 1591798442918833 | 0 | 0
[30 empty] | -918 | 5.0391e-14 | 1401955857078098 | 0 | 0
[30 empty] | -916 | 5.6759e-14 | 1.2351e+15 | 0 | 0
[30 empty] | -914 | 6.3916e-14 | 1088396049243835 | 0 | 0
[30 empty] | -912 | 7.1956e-14 | 9.5939e+14 | 0 | 0
[30 empty] | -910 | 8.0987e-14 | 8.459e+14 | 0 | 0
[30 empty] | -908 | 9.1127e-14 | 746046860018493 | 0 | 0
[30 empty] | -906 | 1.0251e-13 | 6.5816e+14 | 0 | 0
[30 empty] | -904 | 1.1529e-13 | 5.8079e+14 | 0 | 0
[30 empty] | -902 | 1.2962e-13 | 5.1266e+14 | 0 | 0
[30 empty] | -900 | 1.457e-13 | 4.5264e+14 | 0 | 0
[30 empty] | -898 | 1.6373e-13 | 3.9976e+14 | 0 | 0
[30 empty] | -896 | 1.8394e-13 | 3.5315e+14 | 0 | 0
[30 empty] | -894 | 2.066e-13 | 3.1207e+14 | 0 | 0
[30 empty] | -892 | 2.3198e-13 | 2.7584e+14 | 0 | 0
[30 empty] | -890 | 2.6042e-13 | 2.4389e+14 | 0 | 0
[30 empty] | -888 | 2.9227e-13 | 2.1569e+14 | 0 | 0
[30 empty] | -886 | 3.2793e-13 | 1.9081e+14 | 0 | 0
[30 empty] | -884 | 3.6784e-13 | 1.6884e+14 | 0 | 0
[30 empty] | -882 | 4.125e-13 | 1.4945e+14 | 0 | 0
[30 empty] | -880 | 4.6247e-13 | 1.3232e+14 | 0 | 0
[30 empty] | -878 | 5.1835e-13 | 1.1718e+14 | 0 | 0
[30 empty] | -876 | 5.8084e-13 | 1.0381e+14 | 0 | 0
[30 empty] | -874 | 6.5069e-13 | 9.1986e+13 | 0 | 0
[30 empty] | -872 | 7.2875e-13 | 8.1532e+13 | 0 | 0
[30 empty] | -870 | 8.1596e-13 | 7.2286e+13 | 0 | 0
[30 empty] | -868 | 9.1337e-13 | 6.4106e+13 | 0 | 0
[30 empty] | -866 | 1.0221e-12 | 5.6868e+13 | 0 | 0
[30 empty] | -864 | 1.1436e-12 | 5.0461e+13 | 0 | 0
[30 empty] | -862 | 1.2791e-12 | 4.4788e+13 | 0 | 0
[30 empty] | -860 | 1.4303e-12 | 3.9764e+13 | 0 | 0
[30 empty] | -858 | 1.599e-12 | 3.5313e+13 | 0 | 0
[30 empty] | -856 | 1.7871e-12 | 3.1369e+13 | 0 | 0
[30 empty] | -854 | 1.9968e-12 | 2.7873e+13 | 0 | 0
[30 empty] | -852 | 2.2306e-12 | 2.4774e+13 | 0 | 0
[30 empty] | -850 | 2.4911e-12 | 2.2025e+13 | 0 | 0
[30 empty] | -848 | 2.7812e-12 | 1.9587e+13 | 0 | 0
[30 empty] | -846 | 3.1044e-12 | 1.7424e+13 | 0 | 0
[30 empty] | -844 | 3.4642e-12 | 1.5503e+13 | 0 | 0
[30 empty] | -842 | 3.8647e-12 | 1.3799e+13 | 0 | 0
[30 empty] | -840 | 4.3104e-12 | 1.2285e+13 | 0 | 0
[30 empty] | -838 | 4.8062e-12 | 1.094e+13 | 0 | 0
[30 empty] | -836 | 5.3577e-12 | 9.7449e+12 | 0 | 0
[30 empty] | -834 | 5.9709e-12 | 8.6829e+12 | 0 | 0
[30 empty] | -832 | 6.6526e-12 | 7.7388e+12 | 0 | 0
[30 empty] | -830 | 7.4102e-12 | 6.8992e+12 | 0 | 0
[30 empty] | -828 | 8.2519e-12 | 6.1524e+12 | 0 | 0
[30 empty] | -826 | 9.1869e-12 | 5.488e+12 | 0 | 0
[30 empty] | -824 | 1.0225e-11 | 4.8967e+12 | 0 | 0
[30 empty] | -822 | 1.1378e-11 | 4.3703e+12 | 0 | 0
[30 empty] | -820 | 1.2657e-11 | 3.9016e+12 | 0 | 0
[30 empty] | -818 | 1.4076e-11 | 3.4841e+12 | 0 | 0
[30 empty] | -816 | 1.5651e-11 | 3.1121e+12 | 0 | 0
[30 empty] | -814 | 1.7397e-11 | 2.7806e+12 | 0 | 0
[30 empty] | -812 | 1.9333e-11 | 2.4851e+12 | 0 | 0
[30 empty] | -810 | 2.1478e-11 | 2.2217e+12 | 0 | 0
[30 empty] | -808 | 2.3856e-11 | 1.9867e+12 | 0 | 0
[30 empty] | -806 | 2.649e-11 | 1.777e+12 | 0 | 0
[30 empty] | -804 | 2.9407e-11 | 1.5899e+12 | 0 | 0
[30 empty] | -802 | 3.2637e-11 | 1.4229e+12 | 0 | 0
[30 empty] | -800 | 3.6213e-11 | 1.2738e+12 | 0 | 0
[30 empty] | -798 | 4.0169e-11 | 1.1407e+12 | 0 | 0
[30 empty] | -796 | 4.4547e-11 | 1.0217e+12 | 0 | 0
[30 empty] | -794 | 4.9388e-11 | 915421437117.9113 | 0 | 0
[30 empty] | -792 | 5.4742e-11 | 820406751156.3346 | 0 | 0
[30 empty] | -790 | 6.066e-11 | 735457197562.2821 | 0 | 0
[30 empty] | -788 | 6.7201e-11 | 659486043989.2975 | 0 | 0
[30 empty] | -786 | 7.4427e-11 | 591526010696.4731 | 0 | 0
[30 empty] | -784 | 8.2409e-11 | 530715916959.8683 | 0 | 0
[30 empty] | -782 | 9.1224e-11 | 476288844327.5776 | 0 | 0
[30 empty] | -780 | 1.0095e-10 | 427561641783.0515 | 0 | 0
[30 empty] | -778 | 1.1169e-10 | 383925618350.1826 | 0 | 0
[30 empty] | -776 | 1.2355e-10 | 344838286714.5367 | 0 | 0
[30 empty] | -774 | 1.3662e-10 | 309816037339.1529 | 0 | 0
[30 empty] | -772 | 1.5103e-10 | 278427636577.6196 | 0 | 0
[30 empty] | -770 | 1.6693e-10 | 250288454656.289 | 0 | 0
[30 empty] | -768 | 1.8445e-10 | 225055340309.9524 | 0 | 0
[30 empty] | -766 | 2.0375e-10 | 202422068484.5296 | 0 | 0
[30 empty] | -764 | 2.2502e-10 | 182115296019.6082 | 0 | 0
[30 empty] | -762 | 2.4844e-10 | 163890967727.1547 | 0 | 0
[30 empty] | -760 | 2.7423e-10 | 147531121908.8174 | 0 | 0
[30 empty] | -758 | 3.0262e-10 | 132841050206.9158 | 0 | 0
[30 empty] | -756 | 3.3386e-10 | 119646771854.9193 | 0 | 0
[30 empty] | -754 | 3.6823e-10 | 107792786962.6465 | 0 | 0
[30 empty] | -752 | 4.0603e-10 | 97140077510.3221 | 0 | 0
[30 empty] | -750 | 4.476e-10 | 87564328296.5564 | 0 | 0
[30 empty] | -748 | 4.9329e-10 | 78954343243.1976 | 0 | 0
[30 empty] | -746 | 5.4351e-10 | 71210635253.3183 | 0 | 0
[30 empty] | -744 | 5.9868e-10 | 64244170289.9855 | 0 | 0
[30 empty] | -742 | 6.5928e-10 | 57975248530.6002 | 0 | 0
[30 empty] | -740 | 7.2583e-10 | 52332507387.5793 | 0 | 0
[30 empty] | -738 | 7.9889e-10 | 47252032900.2894 | 0 | 0
[30 empty] | -736 | 8.7908e-10 | 42676567521.1763 | 0 | 0
[30 empty] | -734 | 9.6706e-10 | 38554803663.7459 | 0 | 0
[30 empty] | -732 | 1.0636e-09 | 34840753571.5005 | 0 | 0
[30 empty] | -730 | 1.1694e-09 | 31493187122.8501 | 0 | 0
[30 empty] | -728 | 1.2855e-09 | 28475130123.0325 | 0 | 0
[30 empty] | -726 | 1.4126e-09 | 25753416464.0068 | 0 | 0
[30 empty] | -724 | 1.552e-09 | 23298288269.335 | 0 | 0
[30 empty] | -722 | 1.7047e-09 | 21083038793.9945 | 0 | 0
[30 empty] | -720 | 1.8719e-09 | 19083693428.4203 | 0 | 0
[30 empty] | -718 | 2.055e-09 | 17278724670.2447 | 0 | 0
[30 empty] | -716 | 2.2554e-09 | 15648797383.6509 | 0 | 0
[30 empty] | -714 | 2.4747e-09 | 14176541071.5443 | 0 | 0
[30 empty] | -712 | 2.7146e-09 | 12846346245.7005 | 0 | 0
[30 empty] | -710 | 2.977e-09 | 11644182299.8156 | 0 | 0
[30 empty] | -708 | 3.2639e-09 | 10557434574.5165 | 0 | 0
[30 empty] | -706 | 3.5776e-09 | 9574758555.9158 | 0 | 1
[30 empty] | -704 | 3.9203e-09 | 8685949373.7941 | 0 | 1
[30 empty] | -702 | 4.2948e-09 | 7881824965.1049 | 0 | 1
[30 empty] | -700 | 4.7039e-09 | 7154121446.0445 | 0 | 1
[30 empty] | -698 | 5.1506e-09 | 6495399393.8699 | 0 | 1
[30 empty] | -696 | 5.6382e-09 | 5898959880.1882 | 0 | 1
[30 empty] | -694 | 6.1704e-09 | 5358769222.5315 | 0 | 1
[30 empty] | -692 | 6.751e-09 | 4869391532.3882 | 0 | 1
[30 empty] | -690 | 7.3844e-09 | 4425928237.0177 | 0 | 1
[30 empty] | -688 | 8.0751e-09 | 4023963840.6985 | 0 | 1
[30 empty] | -686 | 8.8282e-09 | 3659517269.7364 | 0 | 1
[30 empty] | -684 | 9.6489e-09 | 3328998215.6695 | 0 | 1
[30 empty] | -682 | 1.0543e-08 | 3029167953.597 | 0 | 1
[30 empty] | -680 | 1.1517e-08 | 2757104168.2685 | 0 | 1
[30 empty] | -678 | 1.2578e-08 | 2510169370.244 | 0 | 1
[30 empty] | -676 | 1.3734e-08 | 2285982528.7464 | 0 | 1
[30 empty] | -674 | 1.4991e-08 | 2082393587.3516 | 0 | 1
[30 empty] | -672 | 1.6359e-08 | 1897460563.9396 | 0 | 1
[30 empty] | -670 | 1.7848e-08 | 1729428967.8058 | 0 | 1
[30 empty] | -668 | 1.9467e-08 | 1576713294.945 | 0 | 1
[30 empty] | -666 | 2.1227e-08 | 1437880387.6113 | 0 | 1
[30 empty] | -664 | 2.314e-08 | 1311634466.681 | 0 | 1
[30 empty] | -662 | 2.5219e-08 | 1196803665.3669 | 0 | 1
[30 empty] | -660 | 2.7478e-08 | 1092327910.7314 | 0 | 1
[30 empty] | -658 | 2.9932e-08 | 997248015.4402 | 0 | 1
[30 empty] | -656 | 3.2596e-08 | 910695856.499 | 0 | 1
[30 empty] | -654 | 3.5488e-08 | 831885530.5014 | 0 | 1
[30 empty] | -652 | 3.8626e-08 | 760105386.3569 | 0 | 1
[30 empty] | -650 | 4.2031e-08 | 694710846.6955 | 0 | 1
[30 empty] | -648 | 4.5725e-08 | 635117938.3063 | 0 | 1
[30 empty] | -646 | 4.973e-08 | 580797460.1599 | 0 | 1
[30 empty] | -644 | 5.4072e-08 | 531269724.9021 | 0 | 1
[30 empty] | -642 | 5.8778e-08 | 486099816.2777 | 0 | 1
[30 empty] | -640 | 6.3877e-08 | 444893310.8252 | 0 | 1
[30 empty] | -638 | 6.94e-08 | 407292417.4575 | 0 | 1
[30 empty] | -636 | 7.5381e-08 | 372972493.2674 | 0 | 1
[30 empty] | -634 | 8.1856e-08 | 341638898.1289 | 0 | 1
[30 empty] | -632 | 8.8865e-08 | 313024154.4645 | 0 | 1
[30 empty] | -630 | 9.6448e-08 | 286885381.9498 | 0 | 1
[30 empty] | -628 | 1.0465e-07 | 263001979.9811 | 0 | 1
[30 empty] | -626 | 1.1352e-07 | 241173533.4709 | 0 | 1
[30 empty] | -624 | 1.2312e-07 | 221217919.9923 | 0 | 1
[30 empty] | -622 | 1.3348e-07 | 202969598.5023 | 0 | 1
[30 empty] | -620 | 1.4469e-07 | 186278061.8501 | 0 | 1
[30 empty] | -618 | 1.5679e-07 | 171006437.059 | 0 | 1
[30 empty] | -616 | 1.6986e-07 | 157030218.9649 | 0 | 1
[30 empty] | -614 | 1.8397e-07 | 144236124.2303 | 0 | 1
[30 empty] | -612 | 1.9921e-07 | 132521054.0422 | 0 | 1
[30 empty] | -610 | 2.1565e-07 | 121791154.9601 | 0 | 1
[30 empty] | -608 | 2.3338e-07 | 111960968.4233 | 0 | 1
[30 empty] | -606 | 2.5251e-07 | 102952660.3632 | 0 | 1
[30 empty] | -604 | 2.7314e-07 | 94695323.2065 | 0 | 1
[30 empty] | -602 | 2.9537e-07 | 87124343.3185 | 0 | 1
[30 empty] | -600 | 3.1933e-07 | 80180827.6104 | 0 | 1
[30 empty] | -598 | 3.4514e-07 | 73811083.6552 | 0 | 1
[30 empty] | -596 | 3.7295e-07 | 67966148.2043 | 0 | 1
[30 empty] | -594 | 4.0289e-07 | 62601359.4972 | 0 | 1
[30 empty] | -592 | 4.3512e-07 | 57675969.2045 | 0 | 1
[30 empty] | -590 | 4.698e-07 | 53152790.2455 | 0 | 1
[30 empty] | -588 | 5.0712e-07 | 48997877.0904 | 0 | 1
[30 empty] | -586 | 5.4727e-07 | 45180235.479 | 0 | 1
[30 empty] | -584 | 5.9043e-07 | 41671558.7877 | 0 | 1
[30 empty] | -582 | 6.3684e-07 | 38445988.5416 | 0 | 1
[30 empty] | -580 | 6.8672e-07 | 35479896.808 | 0 | 1
[30 empty] | -578 | 7.4031e-07 | 32751688.4251 | 0 | 1
[30 empty] | -576 | 7.9787e-07 | 30241621.2154 | 0 | 1
[30 empty] | -574 | 8.5969e-07 | 27931642.5099 | 0 | 1
[30 empty] | -572 | 9.2606e-07 | 25805240.4671 | 0 | 1
[30 empty] | -570 | 9.9729e-07 | 23847308.8167 | 0 | 1
[30 empty] | -568 | 1.0737e-06 | 22044023.7861 | 0 | 1
[30 empty] | -566 | 1.1557e-06 | 20382732.0865 | 0 | 1
[30 empty] | -564 | 1.2436e-06 | 18851848.94 | 0 | 1
[30 empty] | -562 | 1.3379e-06 | 17440765.2263 | 0 | 1
[30 empty] | -560 | 1.4389e-06 | 16139762.9126 | 0 | 1
[30 empty] | -558 | 1.5472e-06 | 14939938.0107 | 0 | 1
[30 empty] | -556 | 1.6632e-06 | 13833130.374 | 0 | 1
[30 empty] | -554 | 1.7874e-06 | 12811859.7121 | 0 | 1
[30 empty] | -552 | 1.9204e-06 | 11869267.2596 | 0 | 1
[30 empty] | -550 | 2.0628e-06 | 10999062.585 | 0 | 1
[30 empty] | -548 | 2.2151e-06 | 10195475.0776 | 0 | 1
[30 empty] | -546 | 2.3781e-06 | 9453209.6889 | 0 | 1
[30 empty] | -544 | 2.5524e-06 | 8767406.5469 | 0 | 1
[30 empty] | -542 | 2.7387e-06 | 8133604.0952 | 0 | 1
[30 empty] | -540 | 2.9379e-06 | 7547705.4415 | 0 | 1
[30 empty] | -538 | 3.1508e-06 | 7005947.6295 | 0 | 1
[30 empty] | -536 | 3.3782e-06 | 6504873.5723 | 0 | 1
[30 empty] | -534 | 3.6211e-06 | 6041306.4125 | 0 | 1
[30 empty] | -532 | 3.8804e-06 | 5612326.0921 | 0 | 1
[30 empty] | -530 | 4.1573e-06 | 5215247.938 | 0 | 1
[30 empty] | -528 | 4.4527e-06 | 4847603.0845 | 0 | 1
[30 empty] | -526 | 4.7679e-06 | 4507120.5709 | 0 | 1
[30 empty] | -524 | 5.1041e-06 | 4191710.9681 | 0 | 1
[30 empty] | -522 | 5.4625e-06 | 3899451.3984 | 0 | 1
[30 empty] | -520 | 5.8447e-06 | 3628571.8285 | 0 | 1
[30 empty] | -518 | 6.2519e-06 | 3377442.5235 | 0 | 1
[30 empty] | -516 | 6.6858e-06 | 3144562.5615 | 0 | 1
[30 empty] | -514 | 7.1479e-06 | 2928549.3162 | 0 | 1
[30 empty] | -512 | 7.64e-06 | 2728128.8238 | 0 | 1
[30 empty] | -510 | 8.1638e-06 | 2542126.9586 | 0 | 1
[30 empty] | -508 | 8.7213e-06 | 2369461.3461 | 0 | 1
[30 empty] | -506 | 9.3144e-06 | 2209133.9514 | 0 | 1
[30 empty] | -504 | 9.9453e-06 | 2060224.2846 | 0 | 1
[30 empty] | -502 | 1.0616e-05 | 1921883.1704 | 0 | 1
[30 empty] | -500 | 1.1329e-05 | 1793327.0338 | 0 | 1
[30 empty] | -498 | 1.2087e-05 | 1673832.6572 | 0 | 1
[30 empty] | -496 | 1.2893e-05 | 1562732.3706 | 0 | 1
[30 empty] | -494 | 1.3748e-05 | 1459409.6365 | 0 | 1
[30 empty] | -492 | 1.4657e-05 | 1363294.9964 | 0 | 1
[30 empty] | -490 | 1.5621e-05 | 1273862.3498 | 0 | 1
[30 empty] | -488 | 1.6644e-05 | 1190625.5358 | 0 | 1
[30 empty] | -486 | 1.773e-05 | 1113135.193 | 0 | 1
[30 empty] | -484 | 1.8882e-05 | 1040975.8744 | 0 | 1
[30 empty] | -482 | 2.0104e-05 | 973763.3956 | 0 | 1
[30 empty] | -480 | 2.1399e-05 | 911142.3972 | 0 | 1
[30 empty] | -478 | 2.2771e-05 | 852784.1033 | 0 | 1
[30 empty] | -476 | 2.4225e-05 | 798384.2602 | 0 | 1
[30 empty] | -474 | 2.5766e-05 | 747661.24 | 0 | 1
[30 empty] | -472 | 2.7397e-05 | 700354.2957 | 0 | 1
[30 empty] | -470 | 2.9124e-05 | 656221.9557 | 0 | 1
[30 empty] | -468 | 3.0951e-05 | 615040.5453 | 0 | 1
[30 empty] | -466 | 3.2885e-05 | 576602.8259 | 0 | 1
[30 empty] | -464 | 3.4931e-05 | 540716.7414 | 0 | 1
[30 empty] | -462 | 3.7094e-05 | 507204.2638 | 0 | 1
[30 empty] | -460 | 3.9381e-05 | 475900.3293 | 0 | 1
[30 empty] | -458 | 4.1798e-05 | 446651.8577 | 0 | 1
[30 empty] | -456 | 4.4352e-05 | 419316.8494 | 0 | 1
[30 empty] | -454 | 4.705e-05 | 393763.5512 | 0 | 1
[30 empty] | -452 | 4.9899e-05 | 369869.689 | 0 | 1
[30 empty] | -450 | 5.2907e-05 | 347521.7585 | 0 | 1
[30 empty] | -448 | 5.6082e-05 | 326614.3712 | 0 | 1
[30 empty] | -446 | 5.9431e-05 | 307049.6515 | 0 | 1
[30 empty] | -444 | 6.2964e-05 | 288736.6793 | 0 | 1
[30 empty] | -442 | 6.669e-05 | 271590.9761 | 0 | 1
[30 empty] | -440 | 7.0619e-05 | 255534.0301 | 0 | 1
[30 empty] | -438 | 7.4759e-05 | 240492.8575 | 0 | 1
[30 empty] | -436 | 7.9121e-05 | 226399.5977 | 0 | 1
[30 empty] | -434 | 8.3716e-05 | 213191.1386 | 0 | 1
[30 empty] | -432 | 8.8556e-05 | 200808.7704 | 0 | 1
[30 empty] | -430 | 9.365e-05 | 189197.8665 | 0 | 1
[30 empty] | -428 | 9.9012e-05 | 178307.5869 | 0 | 1
[30 empty] | -426 | 0.00010465 | 168090.605 | 0 | 1
[30 empty] | -424 | 0.00011059 | 158502.8545 | 0 | 1
[30 empty] | -422 | 0.00011683 | 149503.2953 | 0 | 1
[30 empty] | -420 | 0.00012339 | 141053.6968 | 0 | 1
[30 empty] | -418 | 0.00013028 | 133118.4371 | 0 | 1
[30 empty] | -416 | 0.00013753 | 125664.3176 | 0 | 1
[30 empty] | -414 | 0.00014514 | 118660.3908 | 0 | 1
[30 empty] | -412 | 0.00015313 | 112077.8009 | 0 | 1
[30 empty] | -410 | 0.00016152 | 105889.6366 | 0 | 1
[30 empty] | -408 | 0.00017033 | 100070.7938 | 0 | 1
[30 empty] | -406 | 0.00017957 | 94597.849 | 0 | 1
[30 empty] | -404 | 0.00018926 | 89448.9419 | 0 | 1
[30 empty] | -402 | 0.00019942 | 84603.6664 | 0 | 1
[30 empty] | -400 | 0.00021007 | 80042.9692 | 0 | 1
[30 empty] | -398 | 0.00022123 | 75749.0563 | 0 | 1
[30 empty] | -396 | 0.00023293 | 71705.3059 | 0 | 1
[30 empty] | -394 | 0.00024518 | 67896.1875 | 0 | 1
[30 empty] | -392 | 0.00025801 | 64307.1873 | 0 | 1
[30 empty] | -390 | 0.00027144 | 60924.738 | 0 | 1
[30 empty] | -388 | 0.0002855 | 57736.1547 | 0 | 1
[30 empty] | -386 | 0.00030021 | 54729.5745 | 0 | 1
[30 empty] | -384 | 0.00031559 | 51893.9008 | 0 | 1
[30 empty] | -382 | 0.00033167 | 49218.7514 | 0 | 1
[30 empty] | -380 | 0.00034848 | 46694.4106 | 0 | 1
[30 empty] | -378 | 0.00036605 | 44311.7838 | 0 | 1
[30 empty] | -376 | 0.0003844 | 42062.3563 | 0 | 1
[30 empty] | -374 | 0.00040358 | 39938.1545 | 0 | 1
[30 empty] | -372 | 0.00042359 | 37931.7096 | 0 | 1
[30 empty] | -370 | 0.00044449 | 36036.0244 | 0 | 1
[30 empty] | -368 | 0.00046629 | 34244.5416 | 0 | 1
[30 empty] | -366 | 0.00048904 | 32551.1151 | 0 | 1
[30 empty] | -364 | 0.00051276 | 30949.9831 | 0 | 1
[30 empty] | -362 | 0.00053749 | 29435.7422 | 0 | 1
[30 empty] | -360 | 0.00056327 | 28003.3246 | 0 | 1
[30 empty] | -358 | 0.00059014 | 26647.976 | 0 | 1
[30 empty] | -356 | 0.00061812 | 25365.2351 | 0 | 1
[30 empty] | -354 | 0.00064727 | 24150.9148 | 0 | 1
[30 empty] | -352 | 0.00067761 | 23001.0843 | 0 | 1
[30 empty] | -350 | 0.00070919 | 21912.0527 | 0 | 1
[30 empty] | -348 | 0.00074205 | 20880.3535 | 0 | 1
[30 empty] | -346 | 0.00077623 | 19902.7304 | 1.3589e-305 | 1
[30 empty] | -344 | 0.00081178 | 18976.1237 | 4.3573e-292 | 1
[30 empty] | -342 | 0.00084873 | 18097.658 | 3.0178e-279 | 1
[30 empty] | -340 | 0.00088713 | 17264.6302 | 4.8994e-267 | 1
[30 empty] | -338 | 0.00092703 | 16474.4989 | 2.014e-255 | 1
[30 empty] | -336 | 0.00096848 | 15724.8741 | 2.2543e-244 | 1
[30 empty] | -334 | 0.0010115 | 15013.5076 | 7.3592e-234 | 1
[30 empty] | -332 | 0.0010562 | 14338.2844 | 7.4754e-224 | 1
[30 empty] | -330 | 0.0011025 | 13697.2141 | 2.5117e-214 | 1
[30 empty] | -328 | 0.0011506 | 13088.4231 | 2.9573e-205 | 1
[30 empty] | -326 | 0.0012005 | 12510.1478 | 1.2885e-196 | 1
[30 empty] | -324 | 0.0012522 | 11960.7271 | 2.1871e-188 | 1
[30 empty] | -322 | 0.0013058 | 11438.5968 | 1.5183e-180 | 1
[30 empty] | -320 | 0.0013614 | 10942.2833 | 4.5135e-173 | 1
[30 empty] | -318 | 0.0014189 | 10470.3979 | 6.0001e-166 | 1
[30 empty] | -316 | 0.0014785 | 10021.632 | 3.7164e-159 | 1
[30 empty] | -314 | 0.0015402 | 9594.7517 | 1.1149e-152 | 1
[30 empty] | -312 | 0.0016041 | 9188.594 | 1.6805e-146 | 1
[30 empty] | -310 | 0.0016702 | 8802.0618 | 1.3175e-140 | 1
[30 empty] | -308 | 0.0017385 | 8434.1204 | 5.552e-135 | 1
[30 empty] | -306 | 0.0018092 | 8083.7934 | 1.2972e-129 | 1
[30 empty] | -304 | 0.0018822 | 7750.1596 | 1.7305e-124 | 1
[30 empty] | -302 | 0.0019577 | 7432.3494 | 1.3552e-119 | 1
[30 empty] | -300 | 0.0020357 | 7129.5418 | 6.3964e-115 | 1
[30 empty] | -298 | 0.0021162 | 6840.9616 | 1.8655e-110 | 1
[30 empty] | -296 | 0.0021994 | 6565.8765 | 3.4421e-106 | 1
[30 empty] | -294 | 0.0022852 | 6303.595 | 4.1089e-102 | 1
[30 empty] | -292 | 0.0023738 | 6053.4634 | 3.2411e-98 | 1
[30 empty] | -290 | 0.0024652 | 5814.8642 | 1.7236e-94 | 1
[30 empty] | -288 | 0.0025594 | 5587.2133 | 6.2985e-91 | 1
[30 empty] | -286 | 0.0026565 | 5369.9589 | 1.6103e-87 | 1
[30 empty] | -284 | 0.0027566 | 5162.5789 | 2.9299e-84 | 1
[30 empty] | -282 | 0.0028597 | 4964.5796 | 3.8559e-81 | 1
[30 empty] | -280 | 0.0029659 | 4775.4937 | 3.7275e-78 | 1
[30 empty] | -278 | 0.0030753 | 4594.8793 | 2.6856e-75 | 1
[30 empty] | -276 | 0.0031878 | 4422.3179 | 1.4623e-72 | 1
[30 empty] | -274 | 0.0033037 | 4257.4137 | 6.0963e-70 | 1
[30 empty] | -272 | 0.0034228 | 4099.7915 | 1.9705e-67 | 1
[30 empty] | -270 | 0.0035453 | 3949.0963 | 4.9969e-65 | 1
[30 empty] | -268 | 0.0036713 | 3804.9916 | 1.0054e-62 | 1
[30 empty] | -266 | 0.0038007 | 3667.1587 | 1.6221e-60 | 1
[30 empty] | -264 | 0.0039337 | 3535.2957 | 2.1201e-58 | 1
[30 empty] | -262 | 0.0040703 | 3409.1163 | 2.2665e-56 | 1
[30 empty] | -260 | 0.0042106 | 3288.3491 | 2.0001e-54 | 1
[30 empty] | -258 | 0.0043545 | 3172.7368 | 1.4697e-52 | 1
[30 empty] | -256 | 0.0045022 | 3062.0354 | 9.0676e-51 | 1
[30 empty] | -254 | 0.0046537 | 2956.0134 | 4.7341e-49 | 1
[30 empty] | -252 | 0.004809 | 2854.4511 | 2.1073e-47 | 1
[30 empty] | -250 | 0.0049682 | 2757.1403 | 8.0545e-46 | 1
[30 empty] | -248 | 0.0051314 | 2663.883 | 2.6615e-44 | 1
[30 empty] | -246 | 0.0052985 | 2574.4914 | 7.6522e-43 | 1
[30 empty] | -244 | 0.0054697 | 2488.7873 | 1.9261e-41 | 1
[30 empty] | -242 | 0.005645 | 2406.6013 | 4.2693e-40 | 1
[30 empty] | -240 | 0.0058243 | 2327.7726 | 8.3793e-39 | 1
[30 empty] | -238 | 0.0060078 | 2252.1483 | 1.464e-37 | 1
[30 empty] | -236 | 0.0061955 | 2179.5831 | 2.2885e-36 | 1
[30 empty] | -234 | 0.0063873 | 2109.9391 | 3.2161e-35 | 1
[30 empty] | -232 | 0.0065834 | 2043.085 | 4.0818e-34 | 1
[30 empty] | -230 | 0.0067838 | 1978.8961 | 4.699e-33 | 1
[30 empty] | -228 | 0.0069884 | 1917.2536 | 4.9274e-32 | 1
[30 empty] | -226 | 0.0071973 | 1858.0448 | 4.7249e-31 | 1
[30 empty] | -224 | 0.0074106 | 1801.1621 | 4.1588e-30 | 1
[30 empty] | -222 | 0.0076282 | 1746.5036 | 3.3723e-29 | 1
[30 empty] | -220 | 0.0078502 | 1693.9718 | 2.5278e-28 | 1
[30 empty] | -218 | 0.0080765 | 1643.4742 | 1.7573e-27 | 1
[30 empty] | -216 | 0.0083072 | 1594.9228 | 1.1366e-26 | 1
[30 empty] | -214 | 0.0085422 | 1548.2334 | 6.8598e-26 | 1
[30 empty] | -212 | 0.0087817 | 1503.3263 | 3.8743e-25 | 1
[30 empty] | -210 | 0.0090254 | 1460.1252 | 2.0532e-24 | 1
[30 empty] | -208 | 0.0092736 | 1418.5576 | 1.0237e-23 | 1
[30 empty] | -206 | 0.0095261 | 1378.5543 | 4.8136e-23 | 1
[30 empty] | -204 | 0.0097829 | 1340.0494 | 2.1397e-22 | 1
[30 empty] | -202 | 0.010044 | 1302.9801 | 9.0122e-22 | 1
[30 empty] | -200 | 0.01031 | 1267.2864 | 3.6043e-21 | 1
[30 empty] | -198 | 0.010579 | 1232.9112 | 1.3716e-20 | 1
[30 empty] | -196 | 0.010853 | 1199.8 | 4.9763e-20 | 1
[30 empty] | -194 | 0.011131 | 1167.9008 | 1.7245e-19 | 1
[30 empty] | -192 | 0.011414 | 1137.1639 | 5.7189e-19 | 1
[30 empty] | -190 | 0.0117 | 1107.542 | 1.818e-18 | 1
[30 empty] | -188 | 0.011991 | 1078.9899 | 5.5487e-18 | 1
[30 empty] | -186 | 0.012285 | 1051.4644 | 1.6287e-17 | 1
[30 empty] | -184 | 0.012584 | 1024.9244 | 4.6042e-17 | 1
[30 empty] | -182 | 0.012886 | 999.3304 | 1.2554e-16 | 1
[30 empty] | -180 | 0.013193 | 974.6448 | 3.3062e-16 | 1
[30 empty] | -178 | 0.013503 | 950.8318 | 8.4209e-16 | 1
[30 empty] | -176 | 0.013816 | 927.857 | 2.077e-15 | 1
[30 empty] | -174 | 0.014134 | 905.6877 | 4.9666e-15 | 1
[30 empty] | -172 | 0.014455 | 884.2923 | 1.1528e-14 | 1
[30 empty] | -170 | 0.014779 | 863.6411 | 2.6003e-14 | 1
[30 empty] | -168 | 0.015107 | 843.7053 | 5.7054e-14 | 1
[30 empty] | -166 | 0.015438 | 824.4575 | 1.219e-13 | 1
[30 empty] | -164 | 0.015772 | 805.8715 | 2.5388e-13 | 1
[30 empty] | -162 | 0.016109 | 787.9223 | 5.1586e-13 | 1
[30 empty] | -160 | 0.016449 | 770.5858 | 1.0236e-12 | 1
[30 empty] | -158 | 0.016792 | 753.839 | 1.985e-12 | 1
[30 empty] | -156 | 0.017138 | 737.66 | 3.7654e-12 | 1
[30 empty] | -154 | 0.017486 | 722.0278 | 6.9923e-12 | 1
[30 empty] | -152 | 0.017837 | 706.9222 | 1.2721e-11 | 1
[30 empty] | -150 | 0.01819 | 692.324 | 2.269e-11 | 1
[30 empty] | -148 | 0.018545 | 678.2146 | 3.9704e-11 | 1
[30 empty] | -146 | 0.018902 | 664.5765 | 6.821e-11 | 1
[30 empty] | -144 | 0.019261 | 651.3926 | 1.1512e-10 | 1
[30 empty] | -142 | 0.019622 | 638.6467 | 1.9097e-10 | 1
[30 empty] | -140 | 0.019984 | 626.3233 | 3.1161e-10 | 1
[30 empty] | -138 | 0.020348 | 614.4075 | 5.0039e-10 | 1
[30 empty] | -136 | 0.020713 | 602.8849 | 7.9119e-10 | 1
[30 empty] | -134 | 0.021079 | 591.742 | 1.2325e-09 | 1
[30 empty] | -132 | 0.021446 | 580.9656 | 1.8923e-09 | 1
[30 empty] | -130 | 0.021814 | 570.5431 | 2.8652e-09 | 1
[30 empty] | -128 | 0.022182 | 560.4625 | 4.2803e-09 | 1
[30 empty] | -126 | 0.022551 | 550.7121 | 6.3113e-09 | 1
[30 empty] | -124 | 0.02292 | 541.281 | 9.1894e-09 | 1
[30 empty] | -122 | 0.023288 | 532.1584 | 1.3218e-08 | 1
[30 empty] | -120 | 0.023657 | 523.3342 | 1.8789e-08 | 1
[30 empty] | -118 | 0.024025 | 514.7986 | 2.6405e-08 | 1
[30 empty] | -116 | 0.024393 | 506.5422 | 3.6699e-08 | 1
[30 empty] | -114 | 0.02476 | 498.5559 | 5.0464e-08 | 1
[30 empty] | -112 | 0.025125 | 490.8312 | 6.8674e-08 | 1
[30 empty] | -110 | 0.02549 | 483.3598 | 9.2521e-08 | 1
[30 empty] | -108 | 0.025853 | 476.1337 | 1.2344e-07 | 1
[30 empty] | -106 | 0.026215 | 469.1452 | 1.6314e-07 | 1
[30 empty] | -104 | 0.026574 | 462.3871 | 2.1365e-07 | 1
[30 empty] | -102 | 0.026932 | 455.8523 | 2.7731e-07 | 1
[30 empty] | -100 | 0.027287 | 449.5341 | 3.5686e-07 | 1
[30 empty] | -98 | 0.02764 | 443.426 | 4.554e-07 | 1
[30 empty] | -96 | 0.02799 | 437.5219 | 5.7645e-07 | 1
[30 empty] | -94 | 0.028337 | 431.8156 | 7.2393e-07 | 1
[30 empty] | -92 | 0.028682 | 426.3016 | 9.0221e-07 | 1
[30 empty] | -90 | 0.029022 | 420.9743 | 1.116e-06 | 1
[30 empty] | -88 | 0.029359 | 415.8285 | 1.3706e-06 | 1
[30 empty] | -86 | 0.029693 | 410.8591 | 1.6714e-06 | 1
[30 empty] | -84 | 0.030022 | 406.0614 | 2.0243e-06 | 1
[30 empty] | -82 | 0.030347 | 401.4306 | 2.4354e-06 | 1
[30 empty] | -80 | 0.030668 | 396.9623 | 2.9111e-06 | 1
[30 empty] | -78 | 0.030984 | 392.6522 | 3.4577e-06 | 1
[30 empty] | -76 | 0.031295 | 388.4963 | 4.0818e-06 | 1
[30 empty] | -74 | 0.031601 | 384.4906 | 4.7896e-06 | 1
[30 empty] | -72 | 0.031902 | 380.6315 | 5.5874e-06 | 1
[30 empty] | -70 | 0.032197 | 376.9152 | 6.481e-06 | 1
[30 empty] | -68 | 0.032487 | 373.3383 | 7.4757e-06 | 1
[30 empty] | -66 | 0.032771 | 369.8977 | 8.5762e-06 | 1
[30 empty] | -64 | 0.033048 | 366.59 | 9.7865e-06 | 1
[30 empty] | -62 | 0.03332 | 363.4123 | 1.111e-05 | 1
[30 empty] | -60 | 0.033585 | 360.3618 | 1.2548e-05 | 1
[30 empty] | -58 | 0.033843 | 357.4357 | 1.4102e-05 | 1
[30 empty] | -56 | 0.034094 | 354.6313 | 1.5772e-05 | 1
[30 empty] | -54 | 0.034338 | 351.9461 | 1.7556e-05 | 1
[30 empty] | -52 | 0.034575 | 349.3779 | 1.945e-05 | 1
[30 empty] | -50 | 0.034805 | 346.9242 | 2.145e-05 | 1
[30 empty] | -48 | 0.035027 | 344.5831 | 2.355e-05 | 1
[30 empty] | -46 | 0.035241 | 342.3523 | 2.5741e-05 | 1
[30 empty] | -44 | 0.035448 | 340.23 | 2.8015e-05 | 1
[30 empty] | -42 | 0.035646 | 338.2143 | 3.036e-05 | 1
[30 empty] | -40 | 0.035836 | 336.3034 | 3.2764e-05 | 1
[30 empty] | -38 | 0.036018 | 334.4958 | 3.5213e-05 | 1
[30 empty] | -36 | 0.036191 | 332.7899 | 3.7691e-05 | 1
[30 empty] | -34 | 0.036356 | 331.1842 | 4.0183e-05 | 1
[30 empty] | -32 | 0.036512 | 329.6774 | 4.2671e-05 | 1
[30 empty] | -30 | 0.036659 | 328.2681 | 4.5137e-05 | 1
[30 empty] | -28 | 0.036798 | 326.9552 | 4.7562e-05 | 1
[30 empty] | -26 | 0.036927 | 325.7376 | 4.9927e-05 | 1
[30 empty] | -24 | 0.037047 | 324.6142 | 5.2213e-05 | 1
[30 empty] | -22 | 0.037157 | 323.5841 | 5.4401e-05 | 1
[30 empty] | -20 | 0.037259 | 322.6464 | 5.6473e-05 | 1
[30 empty] | -18 | 0.037351 | 321.8004 | 5.8409e-05 | 1
[30 empty] | -16 | 0.037433 | 321.0453 | 6.0193e-05 | 1
[30 empty] | -14 | 0.037506 | 320.3805 | 6.1809e-05 | 1
[30 empty] | -12 | 0.03757 | 319.8054 | 6.3242e-05 | 1
[30 empty] | -10 | 0.037623 | 319.3197 | 6.4478e-05 | 1
[30 empty] | -8 | 0.037667 | 318.9228 | 6.5506e-05 | 1
[30 empty] | -6 | 0.037701 | 318.6144 | 6.6315e-05 | 1
[30 empty] | -4 | 0.037726 | 318.3944 | 6.6899e-05 | 1
[30 empty] | -2 | 0.037741 | 318.2624 | 6.7252e-05 | 1
[30 empty] | 0 | 0.037746 | 318.2184 | 6.737e-05 | 1
[30 empty] | 2 | 0.037741 | 318.2624 | 6.7252e-05 | 1
[30 empty] | 4 | 0.037726 | 318.3944 | 6.6899e-05 | 1
[30 empty] | 6 | 0.037701 | 318.6144 | 6.6315e-05 | 1
[30 empty] | 8 | 0.037667 | 318.9228 | 6.5506e-05 | 1
[30 empty] | 10 | 0.037623 | 319.3197 | 6.4478e-05 | 1
[30 empty] | 12 | 0.03757 | 319.8054 | 6.3242e-05 | 1
[30 empty] | 14 | 0.037506 | 320.3805 | 6.1809e-05 | 1
[30 empty] | 16 | 0.037433 | 321.0453 | 6.0193e-05 | 1
[30 empty] | 18 | 0.037351 | 321.8004 | 5.8409e-05 | 1
[30 empty] | 20 | 0.037259 | 322.6464 | 5.6473e-05 | 1
[30 empty] | 22 | 0.037157 | 323.5841 | 5.4401e-05 | 1
[30 empty] | 24 | 0.037047 | 324.6142 | 5.2213e-05 | 1
[30 empty] | 26 | 0.036927 | 325.7376 | 4.9927e-05 | 1
[30 empty] | 28 | 0.036798 | 326.9552 | 4.7562e-05 | 1
[30 empty] | 30 | 0.036659 | 328.2681 | 4.5137e-05 | 1
[30 empty] | 32 | 0.036512 | 329.6774 | 4.2671e-05 | 1
[30 empty] | 34 | 0.036356 | 331.1842 | 4.0183e-05 | 1
[30 empty] | 36 | 0.036191 | 332.7899 | 3.7691e-05 | 1
[30 empty] | 38 | 0.036018 | 334.4958 | 3.5213e-05 | 1
[30 empty] | 40 | 0.035836 | 336.3034 | 3.2764e-05 | 1
[30 empty] | 42 | 0.035646 | 338.2143 | 3.036e-05 | 1
[30 empty] | 44 | 0.035448 | 340.23 | 2.8015e-05 | 1
[30 empty] | 46 | 0.035241 | 342.3523 | 2.5741e-05 | 1
[30 empty] | 48 | 0.035027 | 344.5831 | 2.355e-05 | 1
[30 empty] | 50 | 0.034805 | 346.9242 | 2.145e-05 | 1
[30 empty] | 52 | 0.034575 | 349.3779 | 1.945e-05 | 1
[30 empty] | 54 | 0.034338 | 351.9461 | 1.7556e-05 | 1
[30 empty] | 56 | 0.034094 | 354.6313 | 1.5772e-05 | 1
[30 empty] | 58 | 0.033843 | 357.4357 | 1.4102e-05 | 1
[30 empty] | 60 | 0.033585 | 360.3618 | 1.2548e-05 | 1
[30 empty] | 62 | 0.03332 | 363.4123 | 1.111e-05 | 1
[30 empty] | 64 | 0.033048 | 366.59 | 9.7865e-06 | 1
[30 empty] | 66 | 0.032771 | 369.8977 | 8.5762e-06 | 1
[30 empty] | 68 | 0.032487 | 373.3383 | 7.4757e-06 | 1
[30 empty] | 70 | 0.032197 | 376.9152 | 6.481e-06 | 1
[30 empty] | 72 | 0.031902 | 380.6315 | 5.5874e-06 | 1
[30 empty] | 74 | 0.031601 | 384.4906 | 4.7896e-06 | 1
[30 empty] | 76 | 0.031295 | 388.4963 | 4.0818e-06 | 1
[30 empty] | 78 | 0.030984 | 392.6522 | 3.4577e-06 | 1
[30 empty] | 80 | 0.030668 | 396.9623 | 2.9111e-06 | 1
[30 empty] | 82 | 0.030347 | 401.4306 | 2.4354e-06 | 1
[30 empty] | 84 | 0.030022 | 406.0614 | 2.0243e-06 | 1
[30 empty] | 86 | 0.029693 | 410.8591 | 1.6714e-06 | 1
[30 empty] | 88 | 0.029359 | 415.8285 | 1.3706e-06 | 1
[30 empty] | 90 | 0.029022 | 420.9743 | 1.116e-06 | 1
[30 empty] | 92 | 0.028682 | 426.3016 | 9.0221e-07 | 1
[30 empty] | 94 | 0.028337 | 431.8156 | 7.2393e-07 | 1
[30 empty] | 96 | 0.02799 | 437.5219 | 5.7645e-07 | 1
[30 empty] | 98 | 0.02764 | 443.426 | 4.554e-07 | 1
[30 empty] | 100 | 0.027287 | 449.5341 | 3.5686e-07 | 1
[30 empty] | 102 | 0.026932 | 455.8523 | 2.7731e-07 | 1
[30 empty] | 104 | 0.026574 | 462.3871 | 2.1365e-07 | 1
[30 empty] | 106 | 0.026215 | 469.1452 | 1.6314e-07 | 1
[30 empty] | 108 | 0.025853 | 476.1337 | 1.2344e-07 | 1
[30 empty] | 110 | 0.02549 | 483.3598 | 9.2521e-08 | 1
[30 empty] | 112 | 0.025125 | 490.8312 | 6.8674e-08 | 1
[30 empty] | 114 | 0.02476 | 498.5559 | 5.0464e-08 | 1
[30 empty] | 116 | 0.024393 | 506.5422 | 3.6699e-08 | 1
[30 empty] | 118 | 0.024025 | 514.7986 | 2.6405e-08 | 1
[30 empty] | 120 | 0.023657 | 523.3342 | 1.8789e-08 | 1
[30 empty] | 122 | 0.023288 | 532.1584 | 1.3218e-08 | 1
[30 empty] | 124 | 0.02292 | 541.281 | 9.1894e-09 | 1
[30 empty] | 126 | 0.022551 | 550.7121 | 6.3113e-09 | 1
[30 empty] | 128 | 0.022182 | 560.4625 | 4.2803e-09 | 1
[30 empty] | 130 | 0.021814 | 570.5431 | 2.8652e-09 | 1
[30 empty] | 132 | 0.021446 | 580.9656 | 1.8923e-09 | 1
[30 empty] | 134 | 0.021079 | 591.742 | 1.2325e-09 | 1
[30 empty] | 136 | 0.020713 | 602.8849 | 7.9119e-10 | 1
[30 empty] | 138 | 0.020348 | 614.4075 | 5.0039e-10 | 1
[30 empty] | 140 | 0.019984 | 626.3233 | 3.1161e-10 | 1
[30 empty] | 142 | 0.019622 | 638.6467 | 1.9097e-10 | 1
[30 empty] | 144 | 0.019261 | 651.3926 | 1.1512e-10 | 1
[30 empty] | 146 | 0.018902 | 664.5765 | 6.821e-11 | 1
[30 empty] | 148 | 0.018545 | 678.2146 | 3.9704e-11 | 1
[30 empty] | 150 | 0.01819 | 692.324 | 2.269e-11 | 1
[30 empty] | 152 | 0.017837 | 706.9222 | 1.2721e-11 | 1
[30 empty] | 154 | 0.017486 | 722.0278 | 6.9923e-12 | 1
[30 empty] | 156 | 0.017138 | 737.66 | 3.7654e-12 | 1
[30 empty] | 158 | 0.016792 | 753.839 | 1.985e-12 | 1
[30 empty] | 160 | 0.016449 | 770.5858 | 1.0236e-12 | 1
[30 empty] | 162 | 0.016109 | 787.9223 | 5.1586e-13 | 1
[30 empty] | 164 | 0.015772 | 805.8715 | 2.5388e-13 | 1
[30 empty] | 166 | 0.015438 | 824.4575 | 1.219e-13 | 1
[30 empty] | 168 | 0.015107 | 843.7053 | 5.7054e-14 | 1
[30 empty] | 170 | 0.014779 | 863.6411 | 2.6003e-14 | 1
[30 empty] | 172 | 0.014455 | 884.2923 | 1.1528e-14 | 1
[30 empty] | 174 | 0.014134 | 905.6877 | 4.9666e-15 | 1
[30 empty] | 176 | 0.013816 | 927.857 | 2.077e-15 | 1
[30 empty] | 178 | 0.013503 | 950.8318 | 8.4209e-16 | 1
[30 empty] | 180 | 0.013193 | 974.6448 | 3.3062e-16 | 1
[30 empty] | 182 | 0.012886 | 999.3304 | 1.2554e-16 | 1
[30 empty] | 184 | 0.012584 | 1024.9244 | 4.6042e-17 | 1
[30 empty] | 186 | 0.012285 | 1051.4644 | 1.6287e-17 | 1
[30 empty] | 188 | 0.011991 | 1078.9899 | 5.5487e-18 | 1
[30 empty] | 190 | 0.0117 | 1107.542 | 1.818e-18 | 1
[30 empty] | 192 | 0.011414 | 1137.1639 | 5.7189e-19 | 1
[30 empty] | 194 | 0.011131 | 1167.9008 | 1.7245e-19 | 1
[30 empty] | 196 | 0.010853 | 1199.8 | 4.9763e-20 | 1
[30 empty] | 198 | 0.010579 | 1232.9112 | 1.3716e-20 | 1
[30 empty] | 200 | 0.01031 | 1267.2864 | 3.6043e-21 | 1
[30 empty] | 202 | 0.010044 | 1302.9801 | 9.0122e-22 | 1
[30 empty] | 204 | 0.0097829 | 1340.0494 | 2.1397e-22 | 1
[30 empty] | 206 | 0.0095261 | 1378.5543 | 4.8136e-23 | 1
[30 empty] | 208 | 0.0092736 | 1418.5576 | 1.0237e-23 | 1
[30 empty] | 210 | 0.0090254 | 1460.1252 | 2.0532e-24 | 1
[30 empty] | 212 | 0.0087817 | 1503.3263 | 3.8743e-25 | 1
[30 empty] | 214 | 0.0085422 | 1548.2334 | 6.8598e-26 | 1
[30 empty] | 216 | 0.0083072 | 1594.9228 | 1.1366e-26 | 1
[30 empty] | 218 | 0.0080765 | 1643.4742 | 1.7573e-27 | 1
[30 empty] | 220 | 0.0078502 | 1693.9718 | 2.5278e-28 | 1
[30 empty] | 222 | 0.0076282 | 1746.5036 | 3.3723e-29 | 1
[30 empty] | 224 | 0.0074106 | 1801.1621 | 4.1588e-30 | 1
[30 empty] | 226 | 0.0071973 | 1858.0448 | 4.7249e-31 | 1
[30 empty] | 228 | 0.0069884 | 1917.2536 | 4.9274e-32 | 1
[30 empty] | 230 | 0.0067838 | 1978.8961 | 4.699e-33 | 1
[30 empty] | 232 | 0.0065834 | 2043.085 | 4.0818e-34 | 1
[30 empty] | 234 | 0.0063873 | 2109.9391 | 3.2161e-35 | 1
[30 empty] | 236 | 0.0061955 | 2179.5831 | 2.2885e-36 | 1
[30 empty] | 238 | 0.0060078 | 2252.1483 | 1.464e-37 | 1
[30 empty] | 240 | 0.0058243 | 2327.7726 | 8.3793e-39 | 1
[30 empty] | 242 | 0.005645 | 2406.6013 | 4.2693e-40 | 1
[30 empty] | 244 | 0.0054697 | 2488.7873 | 1.9261e-41 | 1
[30 empty] | 246 | 0.0052985 | 2574.4914 | 7.6522e-43 | 1
[30 empty] | 248 | 0.0051314 | 2663.883 | 2.6615e-44 | 1
[30 empty] | 250 | 0.0049682 | 2757.1403 | 8.0545e-46 | 1
[30 empty] | 252 | 0.004809 | 2854.4511 | 2.1073e-47 | 1
[30 empty] | 254 | 0.0046537 | 2956.0134 | 4.7341e-49 | 1
[30 empty] | 256 | 0.0045022 | 3062.0354 | 9.0676e-51 | 1
[30 empty] | 258 | 0.0043545 | 3172.7368 | 1.4697e-52 | 1
[30 empty] | 260 | 0.0042106 | 3288.3491 | 2.0001e-54 | 1
[30 empty] | 262 | 0.0040703 | 3409.1163 | 2.2665e-56 | 1
[30 empty] | 264 | 0.0039337 | 3535.2957 | 2.1201e-58 | 1
[30 empty] | 266 | 0.0038007 | 3667.1587 | 1.6221e-60 | 1
[30 empty] | 268 | 0.0036713 | 3804.9916 | 1.0054e-62 | 1
[30 empty] | 270 | 0.0035453 | 3949.0963 | 4.9969e-65 | 1
[30 empty] | 272 | 0.0034228 | 4099.7915 | 1.9705e-67 | 1
[30 empty] | 274 | 0.0033037 | 4257.4137 | 6.0963e-70 | 1
[30 empty] | 276 | 0.0031878 | 4422.3179 | 1.4623e-72 | 1
[30 empty] | 278 | 0.0030753 | 4594.8793 | 2.6856e-75 | 1
[30 empty] | 280 | 0.0029659 | 4775.4937 | 3.7275e-78 | 1
[30 empty] | 282 | 0.0028597 | 4964.5796 | 3.8559e-81 | 1
[30 empty] | 284 | 0.0027566 | 5162.5789 | 2.9299e-84 | 1
[30 empty] | 286 | 0.0026565 | 5369.9589 | 1.6103e-87 | 1
[30 empty] | 288 | 0.0025594 | 5587.2133 | 6.2985e-91 | 1
[30 empty] | 290 | 0.0024652 | 5814.8642 | 1.7236e-94 | 1
[30 empty] | 292 | 0.0023738 | 6053.4634 | 3.2411e-98 | 1
[30 empty] | 294 | 0.0022852 | 6303.595 | 4.1089e-102 | 1
[30 empty] | 296 | 0.0021994 | 6565.8765 | 3.4421e-106 | 1
[30 empty] | 298 | 0.0021162 | 6840.9616 | 1.8655e-110 | 1
[30 empty] | 300 | 0.0020357 | 7129.5418 | 6.3964e-115 | 1
[30 empty] | 302 | 0.0019577 | 7432.3494 | 1.3552e-119 | 1
[30 empty] | 304 | 0.0018822 | 7750.1596 | 1.7305e-124 | 1
[30 empty] | 306 | 0.0018092 | 8083.7934 | 1.2972e-129 | 1
[30 empty] | 308 | 0.0017385 | 8434.1204 | 5.552e-135 | 1
[30 empty] | 310 | 0.0016702 | 8802.0618 | 1.3175e-140 | 1
[30 empty] | 312 | 0.0016041 | 9188.594 | 1.6805e-146 | 1
[30 empty] | 314 | 0.0015402 | 9594.7517 | 1.1149e-152 | 1
[30 empty] | 316 | 0.0014785 | 10021.632 | 3.7164e-159 | 1
[30 empty] | 318 | 0.0014189 | 10470.3979 | 6.0001e-166 | 1
[30 empty] | 320 | 0.0013614 | 10942.2833 | 4.5135e-173 | 1
[30 empty] | 322 | 0.0013058 | 11438.5968 | 1.5183e-180 | 1
[30 empty] | 324 | 0.0012522 | 11960.7271 | 2.1871e-188 | 1
[30 empty] | 326 | 0.0012005 | 12510.1478 | 1.2885e-196 | 1
[30 empty] | 328 | 0.0011506 | 13088.4231 | 2.9573e-205 | 1
[30 empty] | 330 | 0.0011025 | 13697.2141 | 2.5117e-214 | 1
[30 empty] | 332 | 0.0010562 | 14338.2844 | 7.4754e-224 | 1
[30 empty] | 334 | 0.0010115 | 15013.5076 | 7.3592e-234 | 1
[30 empty] | 336 | 0.00096848 | 15724.8741 | 2.2543e-244 | 1
[30 empty] | 338 | 0.00092703 | 16474.4989 | 2.014e-255 | 1
[30 empty] | 340 | 0.00088713 | 17264.6302 | 4.8994e-267 | 1
[30 empty] | 342 | 0.00084873 | 18097.658 | 3.0178e-279 | 1
[30 empty] | 344 | 0.00081178 | 18976.1237 | 4.3573e-292 | 1
[30 empty] | 346 | 0.00077623 | 19902.7304 | 1.3589e-305 | 1
[30 empty] | 348 | 0.00074205 | 20880.3535 | 0 | 1
[30 empty] | 350 | 0.00070919 | 21912.0527 | 0 | 1
[30 empty] | 352 | 0.00067761 | 23001.0843 | 0 | 1
[30 empty] | 354 | 0.00064727 | 24150.9148 | 0 | 1
[30 empty] | 356 | 0.00061812 | 25365.2351 | 0 | 1
[30 empty] | 358 | 0.00059014 | 26647.976 | 0 | 1
[30 empty] | 360 | 0.00056327 | 28003.3246 | 0 | 1
[30 empty] | 362 | 0.00053749 | 29435.7422 | 0 | 1
[30 empty] | 364 | 0.00051276 | 30949.9831 | 0 | 1
[30 empty] | 366 | 0.00048904 | 32551.1151 | 0 | 1
[30 empty] | 368 | 0.00046629 | 34244.5416 | 0 | 1
[30 empty] | 370 | 0.00044449 | 36036.0244 | 0 | 1
[30 empty] | 372 | 0.00042359 | 37931.7096 | 0 | 1
[30 empty] | 374 | 0.00040358 | 39938.1545 | 0 | 1
[30 empty] | 376 | 0.0003844 | 42062.3563 | 0 | 1
[30 empty] | 378 | 0.00036605 | 44311.7838 | 0 | 1
[30 empty] | 380 | 0.00034848 | 46694.4106 | 0 | 1
[30 empty] | 382 | 0.00033167 | 49218.7514 | 0 | 1
[30 empty] | 384 | 0.00031559 | 51893.9008 | 0 | 1
[30 empty] | 386 | 0.00030021 | 54729.5745 | 0 | 1
[30 empty] | 388 | 0.0002855 | 57736.1547 | 0 | 1
[30 empty] | 390 | 0.00027144 | 60924.738 | 0 | 1
[30 empty] | 392 | 0.00025801 | 64307.1873 | 0 | 1
[30 empty] | 394 | 0.00024518 | 67896.1875 | 0 | 1
[30 empty] | 396 | 0.00023293 | 71705.3059 | 0 | 1
[30 empty] | 398 | 0.00022123 | 75749.0563 | 0 | 1
[30 empty] | 400 | 0.00021007 | 80042.9692 | 0 | 1
[30 empty] | 402 | 0.00019942 | 84603.6664 | 0 | 1
[30 empty] | 404 | 0.00018926 | 89448.9419 | 0 | 1
[30 empty] | 406 | 0.00017957 | 94597.849 | 0 | 1
[30 empty] | 408 | 0.00017033 | 100070.7938 | 0 | 1
[30 empty] | 410 | 0.00016152 | 105889.6366 | 0 | 1
[30 empty] | 412 | 0.00015313 | 112077.8009 | 0 | 1
[30 empty] | 414 | 0.00014514 | 118660.3908 | 0 | 1
[30 empty] | 416 | 0.00013753 | 125664.3176 | 0 | 1
[30 empty] | 418 | 0.00013028 | 133118.4371 | 0 | 1
[30 empty] | 420 | 0.00012339 | 141053.6968 | 0 | 1
[30 empty] | 422 | 0.00011683 | 149503.2953 | 0 | 1
[30 empty] | 424 | 0.00011059 | 158502.8545 | 0 | 1
[30 empty] | 426 | 0.00010465 | 168090.605 | 0 | 1
[30 empty] | 428 | 9.9012e-05 | 178307.5869 | 0 | 1
[30 empty] | 430 | 9.365e-05 | 189197.8665 | 0 | 1
[30 empty] | 432 | 8.8556e-05 | 200808.7704 | 0 | 1
[30 empty] | 434 | 8.3716e-05 | 213191.1386 | 0 | 1
[30 empty] | 436 | 7.9121e-05 | 226399.5977 | 0 | 1
[30 empty] | 438 | 7.4759e-05 | 240492.8575 | 0 | 1
[30 empty] | 440 | 7.0619e-05 | 255534.0301 | 0 | 1
[30 empty] | 442 | 6.669e-05 | 271590.9761 | 0 | 1
[30 empty] | 444 | 6.2964e-05 | 288736.6793 | 0 | 1
[30 empty] | 446 | 5.9431e-05 | 307049.6515 | 0 | 1
[30 empty] | 448 | 5.6082e-05 | 326614.3712 | 0 | 1
[30 empty] | 450 | 5.2907e-05 | 347521.7585 | 0 | 1
[30 empty] | 452 | 4.9899e-05 | 369869.689 | 0 | 1
[30 empty] | 454 | 4.705e-05 | 393763.5512 | 0 | 1
[30 empty] | 456 | 4.4352e-05 | 419316.8494 | 0 | 1
[30 empty] | 458 | 4.1798e-05 | 446651.8577 | 0 | 1
[30 empty] | 460 | 3.9381e-05 | 475900.3293 | 0 | 1
[30 empty] | 462 | 3.7094e-05 | 507204.2638 | 0 | 1
[30 empty] | 464 | 3.4931e-05 | 540716.7414 | 0 | 1
[30 empty] | 466 | 3.2885e-05 | 576602.8259 | 0 | 1
[30 empty] | 468 | 3.0951e-05 | 615040.5453 | 0 | 1
[30 empty] | 470 | 2.9124e-05 | 656221.9557 | 0 | 1
[30 empty] | 472 | 2.7397e-05 | 700354.2957 | 0 | 1
[30 empty] | 474 | 2.5766e-05 | 747661.24 | 0 | 1
[30 empty] | 476 | 2.4225e-05 | 798384.2602 | 0 | 1
[30 empty] | 478 | 2.2771e-05 | 852784.1033 | 0 | 1
[30 empty] | 480 | 2.1399e-05 | 911142.3972 | 0 | 1
[30 empty] | 482 | 2.0104e-05 | 973763.3956 | 0 | 1
[30 empty] | 484 | 1.8882e-05 | 1040975.8744 | 0 | 1
[30 empty] | 486 | 1.773e-05 | 1113135.193 | 0 | 1
[30 empty] | 488 | 1.6644e-05 | 1190625.5358 | 0 | 1
[30 empty] | 490 | 1.5621e-05 | 1273862.3498 | 0 | 1
[30 empty] | 492 | 1.4657e-05 | 1363294.9964 | 0 | 1
[30 empty] | 494 | 1.3748e-05 | 1459409.6365 | 0 | 1
[30 empty] | 496 | 1.2893e-05 | 1562732.3706 | 0 | 1
[30 empty] | 498 | 1.2087e-05 | 1673832.6572 | 0 | 1
[30 empty] | 500 | 1.1329e-05 | 1793327.0338 | 0 | 1
[30 empty] | 502 | 1.0616e-05 | 1921883.1704 | 0 | 1
[30 empty] | 504 | 9.9453e-06 | 2060224.2846 | 0 | 1
[30 empty] | 506 | 9.3144e-06 | 2209133.9514 | 0 | 1
[30 empty] | 508 | 8.7213e-06 | 2369461.3461 | 0 | 1
[30 empty] | 510 | 8.1638e-06 | 2542126.9586 | 0 | 1
[30 empty] | 512 | 7.64e-06 | 2728128.8238 | 0 | 1
[30 empty] | 514 | 7.1479e-06 | 2928549.3162 | 0 | 1
[30 empty] | 516 | 6.6858e-06 | 3144562.5615 | 0 | 1
[30 empty] | 518 | 6.2519e-06 | 3377442.5235 | 0 | 1
[30 empty] | 520 | 5.8447e-06 | 3628571.8285 | 0 | 1
[30 empty] | 522 | 5.4625e-06 | 3899451.3984 | 0 | 1
[30 empty] | 524 | 5.1041e-06 | 4191710.9681 | 0 | 1
[30 empty] | 526 | 4.7679e-06 | 4507120.5709 | 0 | 1
[30 empty] | 528 | 4.4527e-06 | 4847603.0845 | 0 | 1
[30 empty] | 530 | 4.1573e-06 | 5215247.938 | 0 | 1
[30 empty] | 532 | 3.8804e-06 | 5612326.0921 | 0 | 1
[30 empty] | 534 | 3.6211e-06 | 6041306.4125 | 0 | 1
[30 empty] | 536 | 3.3782e-06 | 6504873.5723 | 0 | 1
[30 empty] | 538 | 3.1508e-06 | 7005947.6295 | 0 | 1
[30 empty] | 540 | 2.9379e-06 | 7547705.4415 | 0 | 1
[30 empty] | 542 | 2.7387e-06 | 8133604.0952 | 0 | 1
[30 empty] | 544 | 2.5524e-06 | 8767406.5469 | 0 | 1
[30 empty] | 546 | 2.3781e-06 | 9453209.6889 | 0 | 1
[30 empty] | 548 | 2.2151e-06 | 10195475.0776 | 0 | 1
[30 empty] | 550 | 2.0628e-06 | 10999062.585 | 0 | 1
[30 empty] | 552 | 1.9204e-06 | 11869267.2596 | 0 | 1
[30 empty] | 554 | 1.7874e-06 | 12811859.7121 | 0 | 1
[30 empty] | 556 | 1.6632e-06 | 13833130.374 | 0 | 1
[30 empty] | 558 | 1.5472e-06 | 14939938.0107 | 0 | 1
[30 empty] | 560 | 1.4389e-06 | 16139762.9126 | 0 | 1
[30 empty] | 562 | 1.3379e-06 | 17440765.2263 | 0 | 1
[30 empty] | 564 | 1.2436e-06 | 18851848.94 | 0 | 1
[30 empty] | 566 | 1.1557e-06 | 20382732.0865 | 0 | 1
[30 empty] | 568 | 1.0737e-06 | 22044023.7861 | 0 | 1
[30 empty] | 570 | 9.9729e-07 | 23847308.8167 | 0 | 1
[30 empty] | 572 | 9.2606e-07 | 25805240.4671 | 0 | 1
[30 empty] | 574 | 8.5969e-07 | 27931642.5099 | 0 | 1
[30 empty] | 576 | 7.9787e-07 | 30241621.2154 | 0 | 1
[30 empty] | 578 | 7.4031e-07 | 32751688.4251 | 0 | 1
[30 empty] | 580 | 6.8672e-07 | 35479896.808 | 0 | 1
[30 empty] | 582 | 6.3684e-07 | 38445988.5416 | 0 | 1
[30 empty] | 584 | 5.9043e-07 | 41671558.7877 | 0 | 1
[30 empty] | 586 | 5.4727e-07 | 45180235.479 | 0 | 1
[30 empty] | 588 | 5.0712e-07 | 48997877.0904 | 0 | 1
[30 empty] | 590 | 4.698e-07 | 53152790.2455 | 0 | 1
[30 empty] | 592 | 4.3512e-07 | 57675969.2045 | 0 | 1
[30 empty] | 594 | 4.0289e-07 | 62601359.4972 | 0 | 1
[30 empty] | 596 | 3.7295e-07 | 67966148.2043 | 0 | 1
[30 empty] | 598 | 3.4514e-07 | 73811083.6552 | 0 | 1
[30 empty] | 600 | 3.1933e-07 | 80180827.6104 | 0 | 1
[30 empty] | 602 | 2.9537e-07 | 87124343.3185 | 0 | 1
[30 empty] | 604 | 2.7314e-07 | 94695323.2065 | 0 | 1
[30 empty] | 606 | 2.5251e-07 | 102952660.3632 | 0 | 1
[30 empty] | 608 | 2.3338e-07 | 111960968.4233 | 0 | 1
[30 empty] | 610 | 2.1565e-07 | 121791154.9601 | 0 | 1
[30 empty] | 612 | 1.9921e-07 | 132521054.0422 | 0 | 1
[30 empty] | 614 | 1.8397e-07 | 144236124.2303 | 0 | 1
[30 empty] | 616 | 1.6986e-07 | 157030218.9649 | 0 | 1
[30 empty] | 618 | 1.5679e-07 | 171006437.059 | 0 | 1
[30 empty] | 620 | 1.4469e-07 | 186278061.8501 | 0 | 1
[30 empty] | 622 | 1.3348e-07 | 202969598.5023 | 0 | 1
[30 empty] | 624 | 1.2312e-07 | 221217919.9923 | 0 | 1
[30 empty] | 626 | 1.1352e-07 | 241173533.4709 | 0 | 1
[30 empty] | 628 | 1.0465e-07 | 263001979.9811 | 0 | 1
[30 empty] | 630 | 9.6448e-08 | 286885381.9498 | 0 | 1
[30 empty] | 632 | 8.8865e-08 | 313024154.4645 | 0 | 1
[30 empty] | 634 | 8.1856e-08 | 341638898.1289 | 0 | 1
[30 empty] | 636 | 7.5381e-08 | 372972493.2674 | 0 | 1
[30 empty] | 638 | 6.94e-08 | 407292417.4575 | 0 | 1
[30 empty] | 640 | 6.3877e-08 | 444893310.8252 | 0 | 1
[30 empty] | 642 | 5.8778e-08 | 486099816.2777 | 0 | 1
[30 empty] | 644 | 5.4072e-08 | 531269724.9021 | 0 | 1
[30 empty] | 646 | 4.973e-08 | 580797460.1599 | 0 | 1
[30 empty] | 648 | 4.5725e-08 | 635117938.3063 | 0 | 1
[30 empty] | 650 | 4.2031e-08 | 694710846.6955 | 0 | 1
[30 empty] | 652 | 3.8626e-08 | 760105386.3569 | 0 | 1
[30 empty] | 654 | 3.5488e-08 | 831885530.5014 | 0 | 1
[30 empty] | 656 | 3.2596e-08 | 910695856.499 | 0 | 1
[30 empty] | 658 | 2.9932e-08 | 997248015.4402 | 0 | 1
[30 empty] | 660 | 2.7478e-08 | 1092327910.7314 | 0 | 1
[30 empty] | 662 | 2.5219e-08 | 1196803665.3669 | 0 | 1
[30 empty] | 664 | 2.314e-08 | 1311634466.681 | 0 | 1
[30 empty] | 666 | 2.1227e-08 | 1437880387.6113 | 0 | 1
[30 empty] | 668 | 1.9467e-08 | 1576713294.945 | 0 | 1
[30 empty] | 670 | 1.7848e-08 | 1729428967.8058 | 0 | 1
[30 empty] | 672 | 1.6359e-08 | 1897460563.9396 | 0 | 1
[30 empty] | 674 | 1.4991e-08 | 2082393587.3516 | 0 | 1
[30 empty] | 676 | 1.3734e-08 | 2285982528.7464 | 0 | 1
[30 empty] | 678 | 1.2578e-08 | 2510169370.244 | 0 | 1
[30 empty] | 680 | 1.1517e-08 | 2757104168.2685 | 0 | 1
[30 empty] | 682 | 1.0543e-08 | 3029167953.597 | 0 | 1
[30 empty] | 684 | 9.6489e-09 | 3328998215.6695 | 0 | 1
[30 empty] | 686 | 8.8282e-09 | 3659517269.7364 | 0 | 1
[30 empty] | 688 | 8.0751e-09 | 4023963840.6985 | 0 | 1
[30 empty] | 690 | 7.3844e-09 | 4425928237.0177 | 0 | 1
[30 empty] | 692 | 6.751e-09 | 4869391532.3882 | 0 | 1
[30 empty] | 694 | 6.1704e-09 | 5358769222.5315 | 0 | 1
[30 empty] | 696 | 5.6382e-09 | 5898959880.1882 | 0 | 1
[30 empty] | 698 | 5.1506e-09 | 6495399393.8699 | 0 | 1
[30 empty] | 700 | 4.7039e-09 | 7154121446.0445 | 0 | 1
[30 empty] | 702 | 4.2948e-09 | 7881824965.1049 | 0 | 1
[30 empty] | 704 | 3.9203e-09 | 8685949373.7941 | 0 | 1
[30 empty] | 706 | 3.5776e-09 | 9574758555.9158 | 0 | 1
[30 empty] | 708 | 3.2639e-09 | 10557434574.5165 | 0 | 0
[30 empty] | 710 | 2.977e-09 | 11644182299.8156 | 0 | 0
[30 empty] | 712 | 2.7146e-09 | 12846346245.7005 | 0 | 0
[30 empty] | 714 | 2.4747e-09 | 14176541071.5443 | 0 | 0
[30 empty] | 716 | 2.2554e-09 | 15648797383.6509 | 0 | 0
[30 empty] | 718 | 2.055e-09 | 17278724670.2447 | 0 | 0
[30 empty] | 720 | 1.8719e-09 | 19083693428.4203 | 0 | 0
[30 empty] | 722 | 1.7047e-09 | 21083038793.9945 | 0 | 0
[30 empty] | 724 | 1.552e-09 | 23298288269.335 | 0 | 0
[30 empty] | 726 | 1.4126e-09 | 25753416464.0068 | 0 | 0
[30 empty] | 728 | 1.2855e-09 | 28475130123.0325 | 0 | 0
[30 empty] | 730 | 1.1694e-09 | 31493187122.8501 | 0 | 0
[30 empty] | 732 | 1.0636e-09 | 34840753571.5005 | 0 | 0
[30 empty] | 734 | 9.6706e-10 | 38554803663.7459 | 0 | 0
[30 empty] | 736 | 8.7908e-10 | 42676567521.1763 | 0 | 0
[30 empty] | 738 | 7.9889e-10 | 47252032900.2894 | 0 | 0
[30 empty] | 740 | 7.2583e-10 | 52332507387.5793 | 0 | 0
[30 empty] | 742 | 6.5928e-10 | 57975248530.6002 | 0 | 0
[30 empty] | 744 | 5.9868e-10 | 64244170289.9855 | 0 | 0
[30 empty] | 746 | 5.4351e-10 | 71210635253.3183 | 0 | 0
[30 empty] | 748 | 4.9329e-10 | 78954343243.1976 | 0 | 0
[30 empty] | 750 | 4.476e-10 | 87564328296.5564 | 0 | 0
[30 empty] | 752 | 4.0603e-10 | 97140077510.3221 | 0 | 0
[30 empty] | 754 | 3.6823e-10 | 107792786962.6465 | 0 | 0
[30 empty] | 756 | 3.3386e-10 | 119646771854.9193 | 0 | 0
[30 empty] | 758 | 3.0262e-10 | 132841050206.9158 | 0 | 0
[30 empty] | 760 | 2.7423e-10 | 147531121908.8174 | 0 | 0
[30 empty] | 762 | 2.4844e-10 | 163890967727.1547 | 0 | 0
[30 empty] | 764 | 2.2502e-10 | 182115296019.6082 | 0 | 0
[30 empty] | 766 | 2.0375e-10 | 202422068484.5296 | 0 | 0
[30 empty] | 768 | 1.8445e-10 | 225055340309.9524 | 0 | 0
[30 empty] | 770 | 1.6693e-10 | 250288454656.289 | 0 | 0
[30 empty] | 772 | 1.5103e-10 | 278427636577.6196 | 0 | 0
[30 empty] | 774 | 1.3662e-10 | 309816037339.1529 | 0 | 0
[30 empty] | 776 | 1.2355e-10 | 344838286714.5367 | 0 | 0
[30 empty] | 778 | 1.1169e-10 | 383925618350.1826 | 0 | 0
[30 empty] | 780 | 1.0095e-10 | 427561641783.0515 | 0 | 0
[30 empty] | 782 | 9.1224e-11 | 476288844327.5776 | 0 | 0
[30 empty] | 784 | 8.2409e-11 | 530715916959.8683 | 0 | 0
[30 empty] | 786 | 7.4427e-11 | 591526010696.4731 | 0 | 0
[30 empty] | 788 | 6.7201e-11 | 659486043989.2975 | 0 | 0
[30 empty] | 790 | 6.066e-11 | 735457197562.2821 | 0 | 0
[30 empty] | 792 | 5.4742e-11 | 820406751156.3346 | 0 | 0
[30 empty] | 794 | 4.9388e-11 | 915421437117.9113 | 0 | 0
[30 empty] | 796 | 4.4547e-11 | 1.0217e+12 | 0 | 0
[30 empty] | 798 | 4.0169e-11 | 1.1407e+12 | 0 | 0
[30 empty] | 800 | 3.6213e-11 | 1.2738e+12 | 0 | 0
[30 empty] | 802 | 3.2637e-11 | 1.4229e+12 | 0 | 0
[30 empty] | 804 | 2.9407e-11 | 1.5899e+12 | 0 | 0
[30 empty] | 806 | 2.649e-11 | 1.777e+12 | 0 | 0
[30 empty] | 808 | 2.3856e-11 | 1.9867e+12 | 0 | 0
[30 empty] | 810 | 2.1478e-11 | 2.2217e+12 | 0 | 0
[30 empty] | 812 | 1.9333e-11 | 2.4851e+12 | 0 | 0
[30 empty] | 814 | 1.7397e-11 | 2.7806e+12 | 0 | 0
[30 empty] | 816 | 1.5651e-11 | 3.1121e+12 | 0 | 0
[30 empty] | 818 | 1.4076e-11 | 3.4841e+12 | 0 | 0
[30 empty] | 820 | 1.2657e-11 | 3.9016e+12 | 0 | 0
[30 empty] | 822 | 1.1378e-11 | 4.3703e+12 | 0 | 0
[30 empty] | 824 | 1.0225e-11 | 4.8967e+12 | 0 | 0
[30 empty] | 826 | 9.1869e-12 | 5.488e+12 | 0 | 0
[30 empty] | 828 | 8.2519e-12 | 6.1524e+12 | 0 | 0
[30 empty] | 830 | 7.4102e-12 | 6.8992e+12 | 0 | 0
[30 empty] | 832 | 6.6526e-12 | 7.7388e+12 | 0 | 0
[30 empty] | 834 | 5.9709e-12 | 8.6829e+12 | 0 | 0
[30 empty] | 836 | 5.3577e-12 | 9.7449e+12 | 0 | 0
[30 empty] | 838 | 4.8062e-12 | 1.094e+13 | 0 | 0
[30 empty] | 840 | 4.3104e-12 | 1.2285e+13 | 0 | 0
[30 empty] | 842 | 3.8647e-12 | 1.3799e+13 | 0 | 0
[30 empty] | 844 | 3.4642e-12 | 1.5503e+13 | 0 | 0
[30 empty] | 846 | 3.1044e-12 | 1.7424e+13 | 0 | 0
[30 empty] | 848 | 2.7812e-12 | 1.9587e+13 | 0 | 0
[30 empty] | 850 | 2.4911e-12 | 2.2025e+13 | 0 | 0
[30 empty] | 852 | 2.2306e-12 | 2.4774e+13 | 0 | 0
[30 empty] | 854 | 1.9968e-12 | 2.7873e+13 | 0 | 0
[30 empty] | 856 | 1.7871e-12 | 3.1369e+13 | 0 | 0
[30 empty] | 858 | 1.599e-12 | 3.5313e+13 | 0 | 0
[30 empty] | 860 | 1.4303e-12 | 3.9764e+13 | 0 | 0
[30 empty] | 862 | 1.2791e-12 | 4.4788e+13 | 0 | 0
[30 empty] | 864 | 1.1436e-12 | 5.0461e+13 | 0 | 0
[30 empty] | 866 | 1.0221e-12 | 5.6868e+13 | 0 | 0
[30 empty] | 868 | 9.1337e-13 | 6.4106e+13 | 0 | 0
[30 empty] | 870 | 8.1596e-13 | 7.2286e+13 | 0 | 0
[30 empty] | 872 | 7.2875e-13 | 8.1532e+13 | 0 | 0
[30 empty] | 874 | 6.5069e-13 | 9.1986e+13 | 0 | 0
[30 empty] | 876 | 5.8084e-13 | 1.0381e+14 | 0 | 0
[30 empty] | 878 | 5.1835e-13 | 1.1718e+14 | 0 | 0
[30 empty] | 880 | 4.6247e-13 | 1.3232e+14 | 0 | 0
[30 empty] | 882 | 4.125e-13 | 1.4945e+14 | 0 | 0
[30 empty] | 884 | 3.6784e-13 | 1.6884e+14 | 0 | 0
[30 empty] | 886 | 3.2793e-13 | 1.9081e+14 | 0 | 0
[30 empty] | 888 | 2.9227e-13 | 2.1569e+14 | 0 | 0
[30 empty] | 890 | 2.6042e-13 | 2.4389e+14 | 0 | 0
[30 empty] | 892 | 2.3198e-13 | 2.7584e+14 | 0 | 0
[30 empty] | 894 | 2.066e-13 | 3.1207e+14 | 0 | 0
[30 empty] | 896 | 1.8394e-13 | 3.5315e+14 | 0 | 0
[30 empty] | 898 | 1.6373e-13 | 3.9976e+14 | 0 | 0
[30 empty] | 900 | 1.457e-13 | 4.5264e+14 | 0 | 0
[30 empty] | 902 | 1.2962e-13 | 5.1266e+14 | 0 | 0
[30 empty] | 904 | 1.1529e-13 | 5.8079e+14 | 0 | 0
[30 empty] | 906 | 1.0251e-13 | 6.5816e+14 | 0 | 0
[30 empty] | 908 | 9.1127e-14 | 746046860018493 | 0 | 0
[30 empty] | 910 | 8.0987e-14 | 8.459e+14 | 0 | 0
[30 empty] | 912 | 7.1956e-14 | 9.5939e+14 | 0 | 0
[30 empty] | 914 | 6.3916e-14 | 1088396049243835 | 0 | 0
[30 empty] | 916 | 5.6759e-14 | 1.2351e+15 | 0 | 0
[30 empty] | 918 | 5.0391e-14 | 1401955857078098 | 0 | 0
[30 empty] | 920 | 4.4726e-14 | 1591798442918833 | 0 | 0
[30 empty] | 922 | 3.9687e-14 | 1.8078e+15 | 0 | 0
[30 empty] | 924 | 3.5207e-14 | 2053788121009773 | 0 | 0
[30 empty] | 926 | 3.1224e-14 | 2333831318317630 | 0 | 0
[30 empty] | 928 | 2.7685e-14 | 2652792733279947 | 0 | 0
[30 empty] | 930 | 2.454e-14 | 3016179645934775 | 0 | 0
[30 empty] | 932 | 2.1747e-14 | 3.4303e+15 | 0 | 0
[30 empty] | 934 | 1.9267e-14 | 3902339643187096 | 0 | 0
[30 empty] | 936 | 1.7066e-14 | 4.4406e+15 | 0 | 0
[30 empty] | 938 | 1.5112e-14 | 5054440010691498 | 0 | 0
[30 empty] | 940 | 1.3378e-14 | 5754758214946539 | 0 | 0
[30 empty] | 942 | 1.184e-14 | 6553920161104904 | 0 | 0
[30 empty] | 944 | 1.0476e-14 | 7466124737717987 | 0 | 0
[30 empty] | 946 | 9.2669e-15 | 8507645128397785 | 0 | 0
[30 empty] | 948 | 8.1952e-15 | 9697136769217426 | 0 | 0
[30 empty] | 950 | 7.2456e-15 | 11055991740098382 | 0 | 0
[30 empty] | 952 | 6.4043e-15 | 12608746696626006 | 0 | 0
[30 empty] | 954 | 5.6592e-15 | 14383552552063576 | 0 | 0
[30 empty] | 956 | 4.9996e-15 | 16412715396365464 | 0 | 0
[30 empty] | 958 | 4.4156e-15 | 18733319617414828 | 0 | 0
[30 empty] | 960 | 3.8989e-15 | 21387945901746404 | 0 | 0
[30 empty] | 962 | 3.4417e-15 | 24425498775042776 | 0 | 0
[30 empty] | 964 | 3.0374e-15 | 27902160640208224 | 0 | 0
[30 empty] | 966 | 2.6798e-15 | 31882491933343868 | 0 | 0
[30 empty] | 968 | 2.3638e-15 | 36440700104243816 | 0 | 0
[30 empty] | 970 | 2.0845e-15 | 41662103706459960 | 0 | 0
[30 empty] | 972 | 1.8377e-15 | 47644822032023696 | 0 | 0
[30 empty] | 974 | 1.6197e-15 | 54501725540112088 | 0 | 0
[30 empty] | 976 | 1.4271e-15 | 62362687914986400 | 0 | 0
[30 empty] | 978 | 1.2572e-15 | 71377187071758824 | 0 | 0
[30 empty] | 980 | 1.1072e-15 | 81717309954977360 | 0 | 0
[30 empty] | 982 | 9.7484e-16 | 93581224714695968 | 0 | 0
[30 empty] | 984 | 8.5808e-16 | 1.072e+17 | 0 | 0
[30 empty] | 986 | 7.5511e-16 | 1.2283e+17 | 0 | 0
[30 empty] | 988 | 6.6433e-16 | 1.4078e+17 | 0 | 0
[30 empty] | 990 | 5.843e-16 | 1.6139e+17 | 0 | 0
[30 empty] | 992 | 5.1379e-16 | 1.8508e+17 | 0 | 0
[30 empty] | 994 | 4.5166e-16 | 2.123e+17 | 0 | 0
[30 empty] | 996 | 3.9695e-16 | 2.436e+17 | 0 | 0
[30 empty] | 998 | 3.4877e-16 | 2.7958e+17 | 0 | 0
[30 empty] | 1000 | 3.0636e-16 | 3.2097e+17 | 0 | 0
[30 empty] | 1002 | 2.6904e-16 | 3.6858e+17 | 0 | 0
[30 empty] | 1004 | 2.362e-16 | 4.2338e+17 | 0 | 0
[30 empty] | 1006 | 2.0732e-16 | 4.8646e+17 | 0 | 0
[30 empty] | 1008 | 1.8192e-16 | 5.5909e+17 | 0 | 0
[30 empty] | 1010 | 1.5959e-16 | 6.4274e+17 | 0 | 0
[30 empty] | 1012 | 1.3997e-16 | 7.3912e+17 | 0 | 0
[30 empty] | 1014 | 1.2273e-16 | 8.5017e+17 | 0 | 0
[30 empty] | 1016 | 1.0758e-16 | 9.7819e+17 | 0 | 0
[30 empty] | 1018 | 9.4277e-17 | 1.1258e+18 | 0 | 0
[30 empty] | 1020 | 8.2599e-17 | 1.296e+18 | 0 | 0
[30 empty] | 1022 | 7.2348e-17 | 1.4924e+18 | 0 | 0
[30 empty] | 1024 | 6.3353e-17 | 1.719e+18 | 0 | 0
[30 empty] | 1026 | 5.5462e-17 | 1.9806e+18 | 0 | 0
[30 empty] | 1028 | 4.8541e-17 | 2.2826e+18 | 0 | 0
[30 empty] | 1030 | 4.2473e-17 | 2.6314e+18 | 0 | 0
[30 empty] | 1032 | 3.7154e-17 | 3.0343e+18 | 0 | 0
[30 empty] | 1034 | 3.2493e-17 | 3.4999e+18 | 0 | 0
[30 empty] | 1036 | 2.8409e-17 | 4.0381e+18 | 0 | 0
[30 empty] | 1038 | 2.4831e-17 | 4.6603e+18 | 0 | 0
[30 empty] | 1040 | 2.1699e-17 | 5.3798e+18 | 0 | 0
[30 empty] | 1042 | 1.8957e-17 | 6.2122e+18 | 0 | 0
[30 empty] | 1044 | 1.6557e-17 | 7.1753e+18 | 0 | 0
[30 empty] | 1046 | 1.4457e-17 | 8.29e+18 | 0 | 0
[30 empty] | 1048 | 1.262e-17 | 9.5805e+18 | 0 | 0
[30 empty] | 1050 | 1.1014e-17 | 1.1075e+19 | 0 | 0
[30 empty] | 1052 | 9.6097e-18 | 1.2806e+19 | 0 | 0
[30 empty] | 1054 | 8.3822e-18 | 1.4812e+19 | 0 | 0
[30 empty] | 1056 | 7.3097e-18 | 1.7137e+19 | 0 | 0
[30 empty] | 1058 | 6.3727e-18 | 1.9832e+19 | 0 | 0
[30 empty] | 1060 | 5.5544e-18 | 2.2957e+19 | 0 | 0
[30 empty] | 1062 | 4.8399e-18 | 2.6583e+19 | 0 | 0
[30 empty] | 1064 | 4.2162e-18 | 3.0789e+19 | 0 | 0
[30 empty] | 1066 | 3.6719e-18 | 3.5671e+19 | 0 | 0
[30 empty] | 1068 | 3.1971e-18 | 4.1338e+19 | 0 | 0
[30 empty] | 1070 | 2.7829e-18 | 4.7919e+19 | 0 | 0
[30 empty] | 1072 | 2.4218e-18 | 5.5562e+19 | 0 | 0
[30 empty] | 1074 | 2.107e-18 | 6.4443e+19 | 0 | 0
[30 empty] | 1076 | 1.8326e-18 | 7.4764e+19 | 0 | 0
[30 empty] | 1078 | 1.5936e-18 | 8.6762e+19 | 0 | 0
[30 empty] | 1080 | 1.3853e-18 | 1.0071e+20 | 0 | 0
[30 empty] | 1082 | 1.204e-18 | 1.1694e+20 | 0 | 0
[30 empty] | 1084 | 1.0461e-18 | 1.3582e+20 | 0 | 0
[30 empty] | 1086 | 9.0873e-19 | 1.5779e+20 | 0 | 0
[30 empty] | 1088 | 7.8916e-19 | 1.8336e+20 | 0 | 0
[30 empty] | 1090 | 6.8515e-19 | 2.1314e+20 | 0 | 0
[30 empty] | 1092 | 5.947e-19 | 2.4782e+20 | 0 | 0
[30 empty] | 1094 | 5.1605e-19 | 2.8823e+20 | 0 | 0
[30 empty] | 1096 | 4.4769e-19 | 3.3532e+20 | 0 | 0
[30 empty] | 1098 | 3.8828e-19 | 3.902e+20 | 0 | 0
[30 empty] | 1100 | 3.3667e-19 | 4.542e+20 | 0 | 0
[30 empty] | 1102 | 2.9184e-19 | 5.2884e+20 | 0 | 0
[30 empty] | 1104 | 2.5292e-19 | 6.1591e+20 | 0 | 0
[30 empty] | 1106 | 2.1913e-19 | 7.1752e+20 | 0 | 0
[30 empty] | 1108 | 1.898e-19 | 8.3613e+20 | 0 | 0
[30 empty] | 1110 | 1.6436e-19 | 9.7461e+20 | 0 | 0
[30 empty] | 1112 | 1.4229e-19 | 1.1363e+21 | 0 | 0
[30 empty] | 1114 | 1.2315e-19 | 1.3253e+21 | 0 | 0
[30 empty] | 1116 | 1.0656e-19 | 1.546e+21 | 0 | 0
[30 empty] | 1118 | 9.2183e-20 | 1.8041e+21 | 0 | 0
[30 empty] | 1120 | 7.9722e-20 | 2.1058e+21 | 0 | 0
[30 empty] | 1122 | 6.8928e-20 | 2.4586e+21 | 0 | 0
[30 empty] | 1124 | 5.958e-20 | 2.8714e+21 | 0 | 0
[30 empty] | 1126 | 5.1487e-20 | 3.3543e+21 | 0 | 0
[30 empty] | 1128 | 4.4481e-20 | 3.9196e+21 | 0 | 0
[30 empty] | 1130 | 3.8418e-20 | 4.5814e+21 | 0 | 0
[30 empty] | 1132 | 3.3174e-20 | 5.3564e+21 | 0 | 0
[30 empty] | 1134 | 2.8638e-20 | 6.2643e+21 | 0 | 0
[30 empty] | 1136 | 2.4715e-20 | 7.328e+21 | 0 | 0
[30 empty] | 1138 | 2.1325e-20 | 8.5748e+21 | 0 | 0
[30 empty] | 1140 | 1.8394e-20 | 1.0036e+22 | 0 | 0
[30 empty] | 1142 | 1.5863e-20 | 1.1751e+22 | 0 | 0
[30 empty] | 1144 | 1.3676e-20 | 1.3761e+22 | 0 | 0
[30 empty] | 1146 | 1.1787e-20 | 1.612e+22 | 0 | 0
[30 empty] | 1148 | 1.0157e-20 | 1.8889e+22 | 0 | 0
[30 empty] | 1150 | 8.75e-21 | 2.2139e+22 | 0 | 0
[30 empty] | 1152 | 7.5359e-21 | 2.5956e+22 | 0 | 0
[30 empty] | 1154 | 6.4886e-21 | 3.044e+22 | 0 | 0
[30 empty] | 1156 | 5.5853e-21 | 3.5707e+22 | 0 | 0
[30 empty] | 1158 | 4.8066e-21 | 4.1898e+22 | 0 | 0
[30 empty] | 1160 | 4.1354e-21 | 4.9176e+22 | 0 | 0
[30 empty] | 1162 | 3.5569e-21 | 5.7734e+22 | 0 | 0
[30 empty] | 1164 | 3.0586e-21 | 6.78e+22 | 0 | 0
[30 empty] | 1166 | 2.6295e-21 | 7.9643e+22 | 0 | 0
[30 empty] | 1168 | 2.2599e-21 | 9.358e+22 | 0 | 0
[30 empty] | 1170 | 1.9418e-21 | 1.0999e+23 | 0 | 0
[30 empty] | 1172 | 1.668e-21 | 1.2931e+23 | 0 | 0
[30 empty] | 1174 | 1.4325e-21 | 1.5206e+23 | 0 | 0
[30 empty] | 1176 | 1.2299e-21 | 1.7887e+23 | 0 | 0
[30 empty] | 1178 | 1.0557e-21 | 2.1046e+23 | 0 | 0
[30 empty] | 1180 | 9.0588e-22 | 2.477e+23 | 0 | 0
[30 empty] | 1182 | 7.7716e-22 | 2.9161e+23 | 0 | 0
[30 empty] | 1184 | 6.6655e-22 | 3.434e+23 | 0 | 0
[30 empty] | 1186 | 5.7153e-22 | 4.045e+23 | 0 | 0
[30 empty] | 1188 | 4.8994e-22 | 4.7661e+23 | 0 | 0
[30 empty] | 1190 | 4.1988e-22 | 5.6172e+23 | 0 | 0
[30 empty] | 1192 | 3.5975e-22 | 6.6221e+23 | 0 | 0
[30 empty] | 1194 | 3.0815e-22 | 7.8089e+23 | 0 | 0
[30 empty] | 1196 | 2.6388e-22 | 9.2111e+23 | 0 | 0
[30 empty] | 1198 | 2.2591e-22 | 1.0868e+24 | 0 | 0
[30 empty] | 1200 | 1.9336e-22 | 1.2826e+24 | 0 | 0
[30 empty] | 1202 | 1.6545e-22 | 1.5142e+24 | 0 | 0
[30 empty] | 1204 | 1.4153e-22 | 1.7881e+24 | 0 | 0
[30 empty] | 1206 | 1.2104e-22 | 2.112e+24 | 0 | 0
[30 empty] | 1208 | 1.0349e-22 | 2.4954e+24 | 0 | 0
[30 empty] | 1210 | 8.8466e-23 | 2.9491e+24 | 0 | 0
[30 empty] | 1212 | 7.56e-23 | 3.4864e+24 | 0 | 0
[30 empty] | 1214 | 6.4588e-23 | 4.1226e+24 | 0 | 0
[30 empty] | 1216 | 5.5166e-23 | 4.8763e+24 | 0 | 0
[30 empty] | 1218 | 4.7106e-23 | 5.7694e+24 | 0 | 0
[30 empty] | 1220 | 4.0213e-23 | 6.8279e+24 | 0 | 0
[30 empty] | 1222 | 3.432e-23 | 8.0829e+24 | 0 | 0
[30 empty] | 1224 | 2.9283e-23 | 9.5711e+24 | 0 | 0
[30 empty] | 1226 | 2.4979e-23 | 1.1337e+25 | 0 | 0
[30 empty] | 1228 | 2.1302e-23 | 1.3431e+25 | 0 | 0
[30 empty] | 1230 | 1.8161e-23 | 1.5918e+25 | 0 | 0
[30 empty] | 1232 | 1.548e-23 | 1.8869e+25 | 0 | 0
[30 empty] | 1234 | 1.3191e-23 | 2.2375e+25 | 0 | 0
[30 empty] | 1236 | 1.1237e-23 | 2.6538e+25 | 0 | 0
[30 empty] | 1238 | 9.5708e-24 | 3.1486e+25 | 0 | 0
[30 empty] | 1240 | 8.1492e-24 | 3.7366e+25 | 0 | 0
[30 empty] | 1242 | 6.9369e-24 | 4.4356e+25 | 0 | 0
[30 empty] | 1244 | 5.9035e-24 | 5.2668e+25 | 0 | 0
[30 empty] | 1246 | 5.0227e-24 | 6.2556e+25 | 0 | 0
[30 empty] | 1248 | 4.2722e-24 | 7.432e+25 | 0 | 0
[30 empty] | 1250 | 3.6329e-24 | 8.8321e+25 | 0 | 0
[30 empty] | 1252 | 3.0885e-24 | 1.0499e+26 | 0 | 0
[30 empty] | 1254 | 2.625e-24 | 1.2484e+26 | 0 | 0
[30 empty] | 1256 | 2.2304e-24 | 1.4848e+26 | 0 | 0
[30 empty] | 1258 | 1.8947e-24 | 1.7664e+26 | 0 | 0
[30 empty] | 1260 | 1.6091e-24 | 2.1021e+26 | 0 | 0
[30 empty] | 1262 | 1.3662e-24 | 2.5023e+26 | 0 | 0
[30 empty] | 1264 | 1.1596e-24 | 2.9794e+26 | 0 | 0
[30 empty] | 1266 | 9.8406e-25 | 3.5486e+26 | 0 | 0
[30 empty] | 1268 | 8.3486e-25 | 4.2276e+26 | 0 | 0
[30 empty] | 1270 | 7.0809e-25 | 5.0379e+26 | 0 | 0
[30 empty] | 1272 | 6.0042e-25 | 6.0053e+26 | 0 | 0
[30 empty] | 1274 | 5.0898e-25 | 7.1603e+26 | 0 | 0
[30 empty] | 1276 | 4.3136e-25 | 8.5398e+26 | 0 | 0
[30 empty] | 1278 | 3.6548e-25 | 1.0188e+27 | 0 | 0
[30 empty] | 1280 | 3.0958e-25 | 1.2158e+27 | 0 | 0
[30 empty] | 1282 | 2.6217e-25 | 1.4512e+27 | 0 | 0
[30 empty] | 1284 | 2.2195e-25 | 1.7327e+27 | 0 | 0
[30 empty] | 1286 | 1.8786e-25 | 2.0694e+27 | 0 | 0
[30 empty] | 1288 | 1.5896e-25 | 2.4722e+27 | 0 | 0
[30 empty] | 1290 | 1.3448e-25 | 2.9542e+27 | 0 | 0
[30 empty] | 1292 | 1.1373e-25 | 3.5312e+27 | 0 | 0
[30 empty] | 1294 | 9.6163e-26 | 4.222e+27 | 0 | 0
[30 empty] | 1296 | 8.1286e-26 | 5.0494e+27 | 0 | 0
[30 empty] | 1298 | 6.8694e-26 | 6.0406e+27 | 0 | 0
[30 empty] | 1300 | 5.8036e-26 | 7.2284e+27 | 0 | 0
[30 empty] | 1302 | 4.902e-26 | 8.6521e+27 | 0 | 0
[30 empty] | 1304 | 4.1394e-26 | 1.0359e+28 | 0 | 0
[30 empty] | 1306 | 3.4945e-26 | 1.2406e+28 | 0 | 0
[30 empty] | 1308 | 2.9493e-26 | 1.4862e+28 | 0 | 0
[30 empty] | 1310 | 2.4885e-26 | 1.7809e+28 | 0 | 0
[30 empty] | 1312 | 2.0992e-26 | 2.1346e+28 | 0 | 0
[30 empty] | 1314 | 1.7703e-26 | 2.5593e+28 | 0 | 0
[30 empty] | 1316 | 1.4925e-26 | 3.0693e+28 | 0 | 0
[30 empty] | 1318 | 1.258e-26 | 3.6819e+28 | 0 | 0
[30 empty] | 1320 | 1.0601e-26 | 4.4181e+28 | 0 | 0
[30 empty] | 1322 | 8.9309e-27 | 5.3029e+28 | 0 | 0
[30 empty] | 1324 | 7.5219e-27 | 6.3667e+28 | 0 | 0
[30 empty] | 1326 | 6.3336e-27 | 7.646e+28 | 0 | 0
[30 empty] | 1328 | 5.3316e-27 | 9.1849e+28 | 0 | 0
[30 empty] | 1330 | 4.4869e-27 | 1.1037e+29 | 0 | 0
[30 empty] | 1332 | 3.7751e-27 | 1.3265e+29 | 0 | 0
[30 empty] | 1334 | 3.1754e-27 | 1.5948e+29 | 0 | 0
[30 empty] | 1336 | 2.6703e-27 | 1.9179e+29 | 0 | 0
[30 empty] | 1338 | 2.2449e-27 | 2.3071e+29 | 0 | 0
[30 empty] | 1340 | 1.8868e-27 | 2.7761e+29 | 0 | 0
[30 empty] | 1342 | 1.5854e-27 | 3.3413e+29 | 0 | 0
[30 empty] | 1344 | 1.3318e-27 | 4.0227e+29 | 0 | 0
[30 empty] | 1346 | 1.1185e-27 | 4.8443e+29 | 0 | 0
[30 empty] | 1348 | 9.3913e-28 | 5.8355e+29 | 0 | 0
[30 empty] | 1350 | 7.883e-28 | 7.0313e+29 | 0 | 0
[30 empty] | 1352 | 6.6153e-28 | 8.4745e+29 | 0 | 0
[30 empty] | 1354 | 5.5499e-28 | 1.0217e+30 | 0 | 0
[30 empty] | 1356 | 4.655e-28 | 1.2321e+30 | 0 | 0
[30 empty] | 1358 | 3.9033e-28 | 1.4862e+30 | 0 | 0
[30 empty] | 1360 | 3.2722e-28 | 1.7932e+30 | 0 | 0
[30 empty] | 1362 | 2.7424e-28 | 2.1643e+30 | 0 | 0
[30 empty] | 1364 | 2.2978e-28 | 2.6129e+30 | 0 | 0
[30 empty] | 1366 | 1.9247e-28 | 3.1553e+30 | 0 | 0
[30 empty] | 1368 | 1.6118e-28 | 3.8113e+30 | 0 | 0
[30 empty] | 1370 | 1.3495e-28 | 4.6051e+30 | 0 | 0
[30 empty] | 1372 | 1.1295e-28 | 5.5657e+30 | 0 | 0
[30 empty] | 1374 | 9.4516e-29 | 6.7285e+30 | 0 | 0
[30 empty] | 1376 | 7.9069e-29 | 8.1366e+30 | 0 | 0
[30 empty] | 1378 | 6.6129e-29 | 9.8419e+30 | 0 | 0
[30 empty] | 1380 | 5.5293e-29 | 1.1908e+31 | 0 | 0
[30 empty] | 1382 | 4.622e-29 | 1.4412e+31 | 0 | 0
[30 empty] | 1384 | 3.8626e-29 | 1.7447e+31 | 0 | 0
[30 empty] | 1386 | 3.2272e-29 | 2.1127e+31 | 0 | 0
[30 empty] | 1388 | 2.6955e-29 | 2.5591e+31 | 0 | 0
[30 empty] | 1390 | 2.2509e-29 | 3.1006e+31 | 0 | 0
[30 empty] | 1392 | 1.8791e-29 | 3.7577e+31 | 0 | 0
[30 empty] | 1394 | 1.5684e-29 | 4.5554e+31 | 0 | 0
[30 empty] | 1396 | 1.3086e-29 | 5.5239e+31 | 0 | 0
[30 empty] | 1398 | 1.0916e-29 | 6.7002e+31 | 0 | 0
[30 empty] | 1400 | 9.104e-30 | 8.1292e+31 | 0 | 0
[30 empty] | 1402 | 7.5904e-30 | 9.8658e+31 | 0 | 0
[30 empty] | 1404 | 6.3269e-30 | 1.1977e+32 | 0 | 0
[30 empty] | 1406 | 5.2723e-30 | 1.4543e+32 | 0 | 0
[30 empty] | 1408 | 4.3924e-30 | 1.7664e+32 | 0 | 0
[30 empty] | 1410 | 3.6583e-30 | 2.1461e+32 | 0 | 0
[30 empty] | 1412 | 3.0462e-30 | 2.6082e+32 | 0 | 0
[30 empty] | 1414 | 2.5358e-30 | 3.1706e+32 | 0 | 0
[30 empty] | 1416 | 2.1104e-30 | 3.8553e+32 | 0 | 0
[30 empty] | 1418 | 1.7559e-30 | 4.6892e+32 | 0 | 0
[30 empty] | 1420 | 1.4606e-30 | 5.7051e+32 | 0 | 0
[30 empty] | 1422 | 1.2146e-30 | 6.9429e+32 | 0 | 0
[30 empty] | 1424 | 1.0098e-30 | 8.4517e+32 | 0 | 0
[30 empty] | 1426 | 8.3928e-31 | 1.0291e+33 | 0 | 0
[30 empty] | 1428 | 6.9739e-31 | 1.2534e+33 | 0 | 0
[30 empty] | 1430 | 5.7934e-31 | 1.5271e+33 | 0 | 0
[30 empty] | 1432 | 4.8115e-31 | 1.861e+33 | 0 | 0
[30 empty] | 1434 | 3.995e-31 | 2.2686e+33 | 0 | 0
[30 empty] | 1436 | 3.3161e-31 | 2.7661e+33 | 0 | 0
[30 empty] | 1438 | 2.752e-31 | 3.3737e+33 | 0 | 0
[30 empty] | 1440 | 2.2832e-31 | 4.116e+33 | 0 | 0
[30 empty] | 1442 | 1.8937e-31 | 5.0229e+33 | 0 | 0
[30 empty] | 1444 | 1.5703e-31 | 6.1314e+33 | 0 | 0
[30 empty] | 1446 | 1.3018e-31 | 7.4865e+33 | 0 | 0
[30 empty] | 1448 | 1.0789e-31 | 9.1437e+33 | 0 | 0
[30 empty] | 1450 | 8.9396e-32 | 1.1171e+34 | 0 | 0
[30 empty] | 1452 | 7.4052e-32 | 1.3651e+34 | 0 | 0
[30 empty] | 1454 | 6.1325e-32 | 1.6686e+34 | 0 | 0
[30 empty] | 1456 | 5.0773e-32 | 2.0403e+34 | 0 | 0
[30 empty] | 1458 | 4.2025e-32 | 2.4953e+34 | 0 | 0
[30 empty] | 1460 | 3.4776e-32 | 3.0527e+34 | 0 | 0
[30 empty] | 1462 | 2.877e-32 | 3.7357e+34 | 0 | 0
[30 empty] | 1464 | 2.3794e-32 | 4.5727e+34 | 0 | 0
[30 empty] | 1466 | 1.9674e-32 | 5.5988e+34 | 0 | 0
[30 empty] | 1468 | 1.6264e-32 | 6.8571e+34 | 0 | 0
[30 empty] | 1470 | 1.3441e-32 | 8.4004e+34 | 0 | 0
[30 empty] | 1472 | 1.1105e-32 | 1.0294e+35 | 0 | 0
[30 empty] | 1474 | 9.1726e-33 | 1.2618e+35 | 0 | 0
[30 empty] | 1476 | 7.5746e-33 | 1.5471e+35 | 0 | 0
[30 empty] | 1478 | 6.2533e-33 | 1.8974e+35 | 0 | 0
[30 empty] | 1480 | 5.1612e-33 | 2.3276e+35 | 0 | 0
[30 empty] | 1482 | 4.2587e-33 | 2.8562e+35 | 0 | 0
[30 empty] | 1484 | 3.5131e-33 | 3.5059e+35 | 0 | 0
[30 empty] | 1486 | 2.8973e-33 | 4.3044e+35 | 0 | 0
[30 empty] | 1488 | 2.3888e-33 | 5.2864e+35 | 0 | 0
[30 empty] | 1490 | 1.9691e-33 | 6.4941e+35 | 0 | 0
[30 empty] | 1492 | 1.6226e-33 | 7.98e+35 | 0 | 0
[30 empty] | 1494 | 1.3368e-33 | 9.8086e+35 | 0 | 0
[30 empty] | 1496 | 1.1011e-33 | 1.2059e+36 | 0 | 0
[30 empty] | 1498 | 9.0664e-34 | 1.4831e+36 | 0 | 0
[30 empty] | 1500 | 7.4636e-34 | 1.8245e+36 | 0 | 0
[30 empty] | 1502 | 6.1425e-34 | 2.245e+36 | 0 | 0
[30 empty] | 1504 | 5.054e-34 | 2.7632e+36 | 0 | 0
[30 empty] | 1506 | 4.1573e-34 | 3.402e+36 | 0 | 0
[30 empty] | 1508 | 3.4188e-34 | 4.1897e+36 | 0 | 0
[30 empty] | 1510 | 2.8107e-34 | 5.1611e+36 | 0 | 0
[30 empty] | 1512 | 2.3102e-34 | 6.3596e+36 | 0 | 0
[30 empty] | 1514 | 1.8984e-34 | 7.8385e+36 | 0 | 0
[30 empty] | 1516 | 1.5595e-34 | 9.6639e+36 | 0 | 0
[30 empty] | 1518 | 1.2808e-34 | 1.1918e+37 | 0 | 0
[30 empty] | 1520 | 1.0517e-34 | 1.4701e+37 | 0 | 0
[30 empty] | 1522 | 8.6327e-35 | 1.814e+37 | 0 | 0
[30 empty] | 1524 | 7.0845e-35 | 2.2389e+37 | 0 | 0
[30 empty] | 1526 | 5.8124e-35 | 2.7642e+37 | 0 | 0
[30 empty] | 1528 | 4.7675e-35 | 3.4136e+37 | 0 | 0
[30 empty] | 1530 | 3.9094e-35 | 4.2167e+37 | 0 | 0
[30 empty] | 1532 | 3.2049e-35 | 5.2102e+37 | 0 | 0
[30 empty] | 1534 | 2.6267e-35 | 6.4396e+37 | 0 | 0
[30 empty] | 1536 | 2.1523e-35 | 7.9613e+37 | 0 | 0
[30 empty] | 1538 | 1.7631e-35 | 9.8452e+37 | 0 | 0
[30 empty] | 1540 | 1.4439e-35 | 1.2178e+38 | 0 | 0
[30 empty] | 1542 | 1.1822e-35 | 1.5069e+38 | 0 | 0
[30 empty] | 1544 | 9.6762e-36 | 1.865e+38 | 0 | 0
[30 empty] | 1546 | 7.9182e-36 | 2.3089e+38 | 0 | 0
[30 empty] | 1548 | 6.4779e-36 | 2.8592e+38 | 0 | 0
[30 empty] | 1550 | 5.2982e-36 | 3.5416e+38 | 0 | 0
[30 empty] | 1552 | 4.3322e-36 | 4.3882e+38 | 0 | 0
[30 empty] | 1554 | 3.5414e-36 | 5.4386e+38 | 0 | 0
[30 empty] | 1556 | 2.8942e-36 | 6.7424e+38 | 0 | 0
[30 empty] | 1558 | 2.3647e-36 | 8.361e+38 | 0 | 0
[30 empty] | 1560 | 1.9316e-36 | 1.0371e+39 | 0 | 0
[30 empty] | 1562 | 1.5773e-36 | 1.2868e+39 | 0 | 0
[30 empty] | 1564 | 1.2878e-36 | 1.597e+39 | 0 | 0
[30 empty] | 1566 | 1.0511e-36 | 1.9826e+39 | 0 | 0
[30 empty] | 1568 | 8.5764e-37 | 2.4619e+39 | 0 | 0
[30 empty] | 1570 | 6.9964e-37 | 3.058e+39 | 0 | 0
[30 empty] | 1572 | 5.7059e-37 | 3.7994e+39 | 0 | 0
[30 empty] | 1574 | 4.6523e-37 | 4.722e+39 | 0 | 0
[30 empty] | 1576 | 3.7922e-37 | 5.8701e+39 | 0 | 0
[30 empty] | 1578 | 3.0904e-37 | 7.2994e+39 | 0 | 0
[30 empty] | 1580 | 2.5178e-37 | 9.0793e+39 | 0 | 0
[30 empty] | 1582 | 2.0507e-37 | 1.1296e+40 | 0 | 0
[30 empty] | 1584 | 1.6699e-37 | 1.4059e+40 | 0 | 0
[30 empty] | 1586 | 1.3594e-37 | 1.7501e+40 | 0 | 0
[30 empty] | 1588 | 1.1064e-37 | 2.1793e+40 | 0 | 0
[30 empty] | 1590 | 9.0021e-38 | 2.7144e+40 | 0 | 0
[30 empty] | 1592 | 7.3227e-38 | 3.3819e+40 | 0 | 0
[30 empty] | 1594 | 5.9551e-38 | 4.2146e+40 | 0 | 0
[30 empty] | 1596 | 4.8416e-38 | 5.2539e+40 | 0 | 0
[30 empty] | 1598 | 3.9353e-38 | 6.5513e+40 | 0 | 0
[30 empty] | 1600 | 3.1978e-38 | 8.1713e+40 | 0 | 0
[30 empty] | 1602 | 2.5979e-38 | 1.0195e+41 | 0 | 0
[30 empty] | 1604 | 2.1099e-38 | 1.2723e+41 | 0 | 0
[30 empty] | 1606 | 1.7132e-38 | 1.5882e+41 | 0 | 0
[30 empty] | 1608 | 1.3907e-38 | 1.9831e+41 | 0 | 0
[30 empty] | 1610 | 1.1286e-38 | 2.4769e+41 | 0 | 0
[30 empty] | 1612 | 9.1568e-39 | 3.0945e+41 | 0 | 0
[30 empty] | 1614 | 7.4273e-39 | 3.8672e+41 | 0 | 0
[30 empty] | 1616 | 6.0229e-39 | 4.8342e+41 | 0 | 0
[30 empty] | 1618 | 4.8828e-39 | 6.0446e+41 | 0 | 0
[30 empty] | 1620 | 3.9575e-39 | 7.5602e+41 | 0 | 0
[30 empty] | 1622 | 3.2067e-39 | 9.4584e+41 | 0 | 0
[30 empty] | 1624 | 2.5976e-39 | 1.1836e+42 | 0 | 0
[30 empty] | 1626 | 2.1037e-39 | 1.4816e+42 | 0 | 0
[30 empty] | 1628 | 1.7033e-39 | 1.8552e+42 | 0 | 0
[30 empty] | 1630 | 1.3787e-39 | 2.3236e+42 | 0 | 0
[30 empty] | 1632 | 1.1157e-39 | 2.911e+42 | 0 | 0
[30 empty] | 1634 | 9.0262e-40 | 3.6479e+42 | 0 | 0
[30 empty] | 1636 | 7.3005e-40 | 4.5726e+42 | 0 | 0
[30 empty] | 1638 | 5.9032e-40 | 5.7334e+42 | 0 | 0
[30 empty] | 1640 | 4.7721e-40 | 7.1908e+42 | 0 | 0
[30 empty] | 1642 | 3.8567e-40 | 9.0211e+42 | 0 | 0
[30 empty] | 1644 | 3.1161e-40 | 1.132e+43 | 0 | 0
[30 empty] | 1646 | 2.5171e-40 | 1.421e+43 | 0 | 0
[30 empty] | 1648 | 2.0327e-40 | 1.7842e+43 | 0 | 0
[30 empty] | 1650 | 1.6411e-40 | 2.2408e+43 | 0 | 0
[30 empty] | 1652 | 1.3246e-40 | 2.815e+43 | 0 | 0
[30 empty] | 1654 | 1.0688e-40 | 3.5374e+43 | 0 | 0
[30 empty] | 1656 | 8.6223e-41 | 4.4464e+43 | 0 | 0
[30 empty] | 1658 | 6.9539e-41 | 5.5906e+43 | 0 | 0
[30 empty] | 1660 | 5.6069e-41 | 7.0311e+43 | 0 | 0
[30 empty] | 1662 | 4.5197e-41 | 8.8452e+43 | 0 | 0
[30 empty] | 1664 | 3.6423e-41 | 1.113e+44 | 0 | 0
[30 empty] | 1666 | 2.9345e-41 | 1.401e+44 | 0 | 0
[30 empty] | 1668 | 2.3636e-41 | 1.7639e+44 | 0 | 0
[30 empty] | 1670 | 1.9033e-41 | 2.2215e+44 | 0 | 0
[30 empty] | 1672 | 1.5322e-41 | 2.7985e+44 | 0 | 0
[30 empty] | 1674 | 1.2332e-41 | 3.5264e+44 | 0 | 0
[30 empty] | 1676 | 9.9226e-42 | 4.4449e+44 | 0 | 0
[30 empty] | 1678 | 7.9819e-42 | 5.6041e+44 | 0 | 0
[30 empty] | 1680 | 6.4191e-42 | 7.0676e+44 | 0 | 0
[30 empty] | 1682 | 5.1609e-42 | 8.9157e+44 | 0 | 0
[30 empty] | 1684 | 4.1483e-42 | 1.125e+45 | 0 | 0
[30 empty] | 1686 | 3.3335e-42 | 1.42e+45 | 0 | 0
[30 empty] | 1688 | 2.678e-42 | 1.7928e+45 | 0 | 0
[30 empty] | 1690 | 2.1509e-42 | 2.2641e+45 | 0 | 0
[30 empty] | 1692 | 1.7271e-42 | 2.8601e+45 | 0 | 0
[30 empty] | 1694 | 1.3864e-42 | 3.614e+45 | 0 | 0
[30 empty] | 1696 | 1.1126e-42 | 4.5679e+45 | 0 | 0
[30 empty] | 1698 | 8.927e-43 | 5.7751e+45 | 0 | 0
[30 empty] | 1700 | 7.1605e-43 | 7.3034e+45 | 0 | 0
[30 empty] | 1702 | 5.7421e-43 | 9.2387e+45 | 0 | 0
[30 empty] | 1704 | 4.6035e-43 | 1.169e+46 | 0 | 0
[30 empty] | 1706 | 3.6897e-43 | 1.4796e+46 | 0 | 0
[30 empty] | 1708 | 2.9565e-43 | 1.8732e+46 | 0 | 0
[30 empty] | 1710 | 2.3684e-43 | 2.3722e+46 | 0 | 0
[30 empty] | 1712 | 1.8968e-43 | 3.005e+46 | 0 | 0
[30 empty] | 1714 | 1.5187e-43 | 3.8075e+46 | 0 | 0
[30 empty] | 1716 | 1.2156e-43 | 4.8258e+46 | 0 | 0
[30 empty] | 1718 | 9.7282e-44 | 6.1181e+46 | 0 | 0
[30 empty] | 1720 | 7.783e-44 | 7.7585e+46 | 0 | 0
[30 empty] | 1722 | 6.2251e-44 | 9.8416e+46 | 0 | 0
[30 empty] | 1724 | 4.9778e-44 | 1.2487e+47 | 0 | 0
[30 empty] | 1726 | 3.9793e-44 | 1.5849e+47 | 0 | 0
[30 empty] | 1728 | 3.1803e-44 | 2.0121e+47 | 0 | 0
[30 empty] | 1730 | 2.5411e-44 | 2.5551e+47 | 0 | 0
[30 empty] | 1732 | 2.0298e-44 | 3.2456e+47 | 0 | 0
[30 empty] | 1734 | 1.621e-44 | 4.1238e+47 | 0 | 0
[30 empty] | 1736 | 1.2942e-44 | 5.2412e+47 | 0 | 0
[30 empty] | 1738 | 1.033e-44 | 6.663e+47 | 0 | 0
[30 empty] | 1740 | 8.2428e-45 | 8.473e+47 | 0 | 0
[30 empty] | 1742 | 6.5758e-45 | 1.0778e+48 | 0 | 0
[30 empty] | 1744 | 5.2445e-45 | 1.3713e+48 | 0 | 0
[30 empty] | 1746 | 4.1817e-45 | 1.7452e+48 | 0 | 0
[30 empty] | 1748 | 3.3334e-45 | 2.2218e+48 | 0 | 0
[30 empty] | 1750 | 2.6565e-45 | 2.8292e+48 | 0 | 0
[30 empty] | 1752 | 2.1165e-45 | 3.6038e+48 | 0 | 0
[30 empty] | 1754 | 1.6858e-45 | 4.5916e+48 | 0 | 0
[30 empty] | 1756 | 1.3425e-45 | 5.8518e+48 | 0 | 0
[30 empty] | 1758 | 1.0687e-45 | 7.4599e+48 | 0 | 0
[30 empty] | 1760 | 8.5061e-46 | 9.5126e+48 | 0 | 0
[30 empty] | 1762 | 6.7682e-46 | 1.2134e+49 | 0 | 0
[30 empty] | 1764 | 5.384e-46 | 1.5481e+49 | 0 | 0
[30 empty] | 1766 | 4.2818e-46 | 1.9757e+49 | 0 | 0
[30 empty] | 1768 | 3.4044e-46 | 2.5221e+49 | 0 | 0
[30 empty] | 1770 | 2.706e-46 | 3.2206e+49 | 0 | 0
[30 empty] | 1772 | 2.1504e-46 | 4.1136e+49 | 0 | 0
[30 empty] | 1774 | 1.7084e-46 | 5.2556e+49 | 0 | 0
[30 empty] | 1776 | 1.3569e-46 | 6.7166e+49 | 0 | 0
[30 empty] | 1778 | 1.0774e-46 | 8.5861e+49 | 0 | 0
[30 empty] | 1780 | 8.5529e-47 | 1.0979e+50 | 0 | 0
[30 empty] | 1782 | 6.7878e-47 | 1.4043e+50 | 0 | 0
[30 empty] | 1784 | 5.3856e-47 | 1.7966e+50 | 0 | 0
[30 empty] | 1786 | 4.272e-47 | 2.2992e+50 | 0 | 0
[30 empty] | 1788 | 3.3877e-47 | 2.9433e+50 | 0 | 0
[30 empty] | 1790 | 2.6858e-47 | 3.7688e+50 | 0 | 0
[30 empty] | 1792 | 2.1288e-47 | 4.8271e+50 | 0 | 0
[30 empty] | 1794 | 1.6868e-47 | 6.1843e+50 | 0 | 0
[30 empty] | 1796 | 1.3363e-47 | 7.9254e+50 | 0 | 0
[30 empty] | 1798 | 1.0583e-47 | 1.0159e+51 | 0 | 0
[30 empty] | 1800 | 8.3796e-48 | 1.3027e+51 | 0 | 0
[30 empty] | 1802 | 6.6331e-48 | 1.6708e+51 | 0 | 0
[30 empty] | 1804 | 5.2492e-48 | 2.1435e+51 | 0 | 0
[30 empty] | 1806 | 4.153e-48 | 2.7508e+51 | 0 | 0
[30 empty] | 1808 | 3.2848e-48 | 3.531e+51 | 0 | 0
[30 empty] | 1810 | 2.5975e-48 | 4.5339e+51 | 0 | 0
[30 empty] | 1812 | 2.0534e-48 | 5.8231e+51 | 0 | 0
[30 empty] | 1814 | 1.6229e-48 | 7.481e+51 | 0 | 0
[30 empty] | 1816 | 1.2823e-48 | 9.6137e+51 | 0 | 0
[30 empty] | 1818 | 1.0129e-48 | 1.2358e+52 | 0 | 0
[30 empty] | 1820 | 7.9995e-49 | 1.5889e+52 | 0 | 0
[30 empty] | 1822 | 6.3158e-49 | 2.0436e+52 | 0 | 0
[30 empty] | 1824 | 4.9851e-49 | 2.629e+52 | 0 | 0
[30 empty] | 1826 | 3.9338e-49 | 3.3832e+52 | 0 | 0
[30 empty] | 1828 | 3.1034e-49 | 4.3548e+52 | 0 | 0
[30 empty] | 1830 | 2.4477e-49 | 5.6071e+52 | 0 | 0
[30 empty] | 1832 | 1.93e-49 | 7.2215e+52 | 0 | 0
[30 empty] | 1834 | 1.5214e-49 | 9.3032e+52 | 0 | 0
[30 empty] | 1836 | 1.199e-49 | 1.1988e+53 | 0 | 0
[30 empty] | 1838 | 9.4467e-50 | 1.5453e+53 | 0 | 0
[30 empty] | 1840 | 7.441e-50 | 1.9924e+53 | 0 | 0
[30 empty] | 1842 | 5.8596e-50 | 2.5696e+53 | 0 | 0
[30 empty] | 1844 | 4.6131e-50 | 3.3149e+53 | 0 | 0
[30 empty] | 1846 | 3.6308e-50 | 4.2776e+53 | 0 | 0
[30 empty] | 1848 | 2.8569e-50 | 5.5214e+53 | 0 | 0
[30 empty] | 1850 | 2.2474e-50 | 7.1288e+53 | 0 | 0
[30 empty] | 1852 | 1.7675e-50 | 9.2067e+53 | 0 | 0
[30 empty] | 1854 | 1.3897e-50 | 1.1893e+54 | 0 | 0
[30 empty] | 1856 | 1.0924e-50 | 1.5369e+54 | 0 | 0
[30 empty] | 1858 | 8.5842e-51 | 100000000000 | 0 | 0
[30 empty] | 1860 | 6.7441e-51 | 100000000000 | 0 | 0
[30 empty] | 1862 | 5.297e-51 | 100000000000 | 0 | 0
[30 empty] | 1864 | 4.1594e-51 | 100000000000 | 0 | 0
[30 empty] | 1866 | 3.2652e-51 | 100000000000 | 0 | 0
[30 empty] | 1868 | 2.5626e-51 | 100000000000 | 0 | 0
[30 empty] | 1870 | 2.0107e-51 | 100000000000 | 0 | 0
[30 empty] | 1872 | 1.5772e-51 | 100000000000 | 0 | 0
[30 empty] | 1874 | 1.2369e-51 | 100000000000 | 0 | 0
[30 empty] | 1876 | 9.6971e-52 | 100000000000 | 0 | 0
[30 empty] | 1878 | 7.6006e-52 | 100000000000 | 0 | 0
[30 empty] | 1880 | 5.9558e-52 | 100000000000 | 0 | 0
[30 empty] | 1882 | 4.6658e-52 | 100000000000 | 0 | 0
[30 empty] | 1884 | 3.6542e-52 | 100000000000 | 0 | 0
[30 empty] | 1886 | 2.8612e-52 | 100000000000 | 0 | 0
[30 empty] | 1888 | 2.2397e-52 | 100000000000 | 0 | 0
[30 empty] | 1890 | 1.7528e-52 | 100000000000 | 0 | 0
[30 empty] | 1892 | 1.3713e-52 | 100000000000 | 0 | 0
[30 empty] | 1894 | 1.0726e-52 | 100000000000 | 0 | 0
[30 empty] | 1896 | 8.3877e-53 | 100000000000 | 0 | 0
[30 empty] | 1898 | 6.5573e-53 | 100000000000 | 0 | 0
[30 empty] | 1900 | 5.125e-53 | 100000000000 | 0 | 0
[30 empty] | 1902 | 4.0045e-53 | 100000000000 | 0 | 0
[30 empty] | 1904 | 3.1282e-53 | 100000000000 | 0 | 0
[30 empty] | 1906 | 2.443e-53 | 100000000000 | 0 | 0
[30 empty] | 1908 | 1.9074e-53 | 100000000000 | 0 | 0
[30 empty] | 1910 | 1.4888e-53 | 100000000000 | 0 | 0
[30 empty] | 1912 | 1.1618e-53 | 100000000000 | 0 | 0
[30 empty] | 1914 | 9.0638e-54 | 100000000000 | 0 | 0
[30 empty] | 1916 | 7.0693e-54 | 100000000000 | 0 | 0
[30 empty] | 1918 | 5.5122e-54 | 100000000000 | 0 | 0
[30 empty] | 1920 | 4.297e-54 | 100000000000 | 0 | 0
[30 empty] | 1922 | 3.3488e-54 | 100000000000 | 0 | 0
[30 empty] | 1924 | 2.6092e-54 | 100000000000 | 0 | 0
[30 empty] | 1926 | 2.0324e-54 | 100000000000 | 0 | 0
[30 empty] | 1928 | 1.5827e-54 | 100000000000 | 0 | 0
[30 empty] | 1930 | 1.2322e-54 | 100000000000 | 0 | 0
[30 empty] | 1932 | 9.5905e-55 | 100000000000 | 0 | 0
[30 empty] | 1934 | 7.4627e-55 | 100000000000 | 0 | 0
[30 empty] | 1936 | 5.8054e-55 | 100000000000 | 0 | 0
[30 empty] | 1938 | 4.515e-55 | 100000000000 | 0 | 0
[30 empty] | 1940 | 3.5105e-55 | 100000000000 | 0 | 0
[30 empty] | 1942 | 2.7288e-55 | 100000000000 | 0 | 0
[30 empty] | 1944 | 2.1206e-55 | 100000000000 | 0 | 0
[30 empty] | 1946 | 1.6475e-55 | 100000000000 | 0 | 0
[30 empty] | 1948 | 1.2797e-55 | 100000000000 | 0 | 0
[30 empty] | 1950 | 9.9368e-56 | 100000000000 | 0 | 0
[30 empty] | 1952 | 7.714e-56 | 100000000000 | 0 | 0
[30 empty] | 1954 | 5.987e-56 | 100000000000 | 0 | 0
[30 empty] | 1956 | 4.6453e-56 | 100000000000 | 0 | 0
[30 empty] | 1958 | 3.6034e-56 | 100000000000 | 0 | 0
[30 empty] | 1960 | 2.7945e-56 | 100000000000 | 0 | 0
[30 empty] | 1962 | 2.1666e-56 | 100000000000 | 0 | 0
[30 empty] | 1964 | 1.6793e-56 | 100000000000 | 0 | 0
[30 empty] | 1966 | 1.3013e-56 | 100000000000 | 0 | 0
[30 empty] | 1968 | 1.0081e-56 | 100000000000 | 0 | 0
[30 empty] | 1970 | 7.808e-57 | 100000000000 | 0 | 0
[30 empty] | 1972 | 6.0457e-57 | 100000000000 | 0 | 0
[30 empty] | 1974 | 4.68e-57 | 100000000000 | 0 | 0
[30 empty] | 1976 | 3.6218e-57 | 100000000000 | 0 | 0
[30 empty] | 1978 | 2.8022e-57 | 100000000000 | 0 | 0
[30 empty] | 1980 | 2.1675e-57 | 100000000000 | 0 | 0
[30 empty] | 1982 | 1.6761e-57 | 100000000000 | 0 | 0
[30 empty] | 1984 | 1.2958e-57 | 100000000000 | 0 | 0
[30 empty] | 1986 | 1.0015e-57 | 100000000000 | 0 | 0
[30 empty] | 1988 | 7.7387e-58 | 100000000000 | 0 | 0
[30 empty] | 1990 | 5.9781e-58 | 100000000000 | 0 | 0
[30 empty] | 1992 | 4.6168e-58 | 100000000000 | 0 | 0
[30 empty] | 1994 | 3.5646e-58 | 100000000000 | 0 | 0
[30 empty] | 1996 | 2.7515e-58 | 100000000000 | 0 | 0
[30 empty] | 1998 | 2.1233e-58 | 100000000000 | 0 | 0
[30 empty] | 2000 | 1.6381e-58 | 100000000000 | 0 | 0
[30 empty] | 2002 | 1.2635e-58 | 100000000000 | 0 | 0
[30 empty] | 2004 | 9.7425e-59 | 100000000000 | 0 | 0
[30 empty] | 2006 | 7.5104e-59 | 100000000000 | 0 | 0
[30 empty] | 2008 | 5.7882e-59 | 100000000000 | 0 | 0
[30 empty] | 2010 | 4.4598e-59 | 100000000000 | 0 | 0
[30 empty] | 2012 | 3.4353e-59 | 100000000000 | 0 | 0
[30 empty] | 2014 | 2.6455e-59 | 100000000000 | 0 | 0
[30 empty] | 2016 | 2.0368e-59 | 100000000000 | 0 | 0
[30 empty] | 2018 | 1.5677e-59 | 100000000000 | 0 | 0
[30 empty] | 2020 | 1.2063e-59 | 100000000000 | 0 | 0
[30 empty] | 2022 | 9.28e-60 | 100000000000 | 0 | 0
[30 empty] | 2024 | 7.1372e-60 | 100000000000 | 0 | 0
[30 empty] | 2026 | 5.4878e-60 | 100000000000 | 0 | 0
[30 empty] | 2028 | 4.2184e-60 | 100000000000 | 0 | 0
[30 empty] | 2030 | 3.2418e-60 | 100000000000 | 0 | 0
[30 empty] | 2032 | 2.4907e-60 | 100000000000 | 0 | 0
[30 empty] | 2034 | 1.9131e-60 | 100000000000 | 0 | 0
[30 empty] | 2036 | 1.469e-60 | 100000000000 | 0 | 0
[30 empty] | 2038 | 1.1278e-60 | 100000000000 | 0 | 0
[30 empty] | 2040 | 8.6557e-61 | 100000000000 | 0 | 0
[30 empty] | 2042 | 6.6415e-61 | 100000000000 | 0 | 0
[30 empty] | 2044 | 5.0947e-61 | 100000000000 | 0 | 0
[30 empty] | 2046 | 3.9071e-61 | 100000000000 | 0 | 0
[30 empty] | 2048 | 2.9956e-61 | 100000000000 | 0 | 0
[30 empty] | 2050 | 2.2961e-61 | 100000000000 | 0 | 0
[30 empty] | 2052 | 1.7595e-61 | 100000000000 | 0 | 0
[30 empty] | 2054 | 1.348e-61 | 100000000000 | 0 | 0
[30 empty] | 2056 | 1.0324e-61 | 100000000000 | 0 | 0
[30 empty] | 2058 | 7.9053e-62 | 100000000000 | 0 | 0
[30 empty] | 2060 | 6.0516e-62 | 100000000000 | 0 | 0
[30 empty] | 2062 | 4.6313e-62 | 100000000000 | 0 | 0
[30 empty] | 2064 | 3.5435e-62 | 100000000000 | 0 | 0
[30 empty] | 2066 | 2.7104e-62 | 100000000000 | 0 | 0
[30 empty] | 2068 | 2.0727e-62 | 100000000000 | 0 | 0
[30 empty] | 2070 | 1.5846e-62 | 100000000000 | 0 | 0
[30 empty] | 2072 | 1.2112e-62 | 100000000000 | 0 | 0
[30 empty] | 2074 | 9.2546e-63 | 100000000000 | 0 | 0
[30 empty] | 2076 | 7.0698e-63 | 100000000000 | 0 | 0
[30 empty] | 2078 | 5.3994e-63 | 100000000000 | 0 | 0
[30 empty] | 2080 | 4.1225e-63 | 100000000000 | 0 | 0
[30 empty] | 2082 | 3.1468e-63 | 100000000000 | 0 | 0
[30 empty] | 2084 | 2.4014e-63 | 100000000000 | 0 | 0
[30 empty] | 2086 | 1.8321e-63 | 100000000000 | 0 | 0
[30 empty] | 2088 | 1.3974e-63 | 100000000000 | 0 | 0
[30 empty] | 2090 | 1.0656e-63 | 100000000000 | 0 | 0
[30 empty] | 2092 | 8.1233e-64 | 100000000000 | 0 | 0
[30 empty] | 2094 | 6.191e-64 | 100000000000 | 0 | 0
[30 empty] | 2096 | 4.7172e-64 | 100000000000 | 0 | 0
[30 empty] | 2098 | 3.5933e-64 | 100000000000 | 0 | 0
[30 empty] | 2100 | 2.7364e-64 | 100000000000 | 0 | 0
[30 empty] | 2102 | 2.0834e-64 | 100000000000 | 0 | 0
[30 empty] | 2104 | 1.5858e-64 | 100000000000 | 0 | 0
[30 empty] | 2106 | 1.2067e-64 | 100000000000 | 0 | 0
[30 empty] | 2108 | 9.1799e-65 | 100000000000 | 0 | 0
[30 empty] | 2110 | 6.9819e-65 | 100000000000 | 0 | 0
[30 empty] | 2112 | 5.3087e-65 | 100000000000 | 0 | 0
[30 empty] | 2114 | 4.0355e-65 | 100000000000 | 0 | 0
[30 empty] | 2116 | 3.0668e-65 | 100000000000 | 0 | 0
[30 empty] | 2118 | 2.3301e-65 | 100000000000 | 0 | 0
[30 empty] | 2120 | 1.7699e-65 | 100000000000 | 0 | 0
[30 empty] | 2122 | 1.344e-65 | 100000000000 | 0 | 0
[30 empty] | 2124 | 1.0203e-65 | 100000000000 | 0 | 0
[30 empty] | 2126 | 7.744e-66 | 100000000000 | 0 | 0
[30 empty] | 2128 | 5.876e-66 | 100000000000 | 0 | 0
[30 empty] | 2130 | 4.4574e-66 | 100000000000 | 0 | 0
[30 empty] | 2132 | 3.3805e-66 | 100000000000 | 0 | 0
[30 empty] | 2134 | 2.563e-66 | 100000000000 | 0 | 0
[30 empty] | 2136 | 1.9428e-66 | 100000000000 | 0 | 0
[30 empty] | 2138 | 1.4722e-66 | 100000000000 | 0 | 0
[30 empty] | 2140 | 1.1154e-66 | 100000000000 | 0 | 0
[30 empty] | 2142 | 8.4478e-67 | 100000000000 | 0 | 0
[30 empty] | 2144 | 6.3968e-67 | 100000000000 | 0 | 0
[30 empty] | 2146 | 4.8424e-67 | 100000000000 | 0 | 0
[30 empty] | 2148 | 3.6648e-67 | 100000000000 | 0 | 0
[30 empty] | 2150 | 2.7729e-67 | 100000000000 | 0 | 0
[30 empty] | 2152 | 2.0975e-67 | 100000000000 | 0 | 0
[30 empty] | 2154 | 1.5861e-67 | 100000000000 | 0 | 0
[30 empty] | 2156 | 1.1992e-67 | 100000000000 | 0 | 0
[30 empty] | 2158 | 9.0638e-68 | 100000000000 | 0 | 0
[30 empty] | 2160 | 6.8489e-68 | 100000000000 | 0 | 0
[30 empty] | 2162 | 5.174e-68 | 100000000000 | 0 | 0
[30 empty] | 2164 | 3.9076e-68 | 100000000000 | 0 | 0
[30 empty] | 2166 | 2.9504e-68 | 100000000000 | 0 | 0
[30 empty] | 2168 | 2.2271e-68 | 100000000000 | 0 | 0
[30 empty] | 2170 | 1.6807e-68 | 100000000000 | 0 | 0
[30 empty] | 2172 | 1.268e-68 | 100000000000 | 0 | 0
[30 empty] | 2174 | 9.5644e-69 | 100000000000 | 0 | 0
[30 empty] | 2176 | 7.2122e-69 | 100000000000 | 0 | 0
[30 empty] | 2178 | 5.4371e-69 | 100000000000 | 0 | 0
[30 empty] | 2180 | 4.0978e-69 | 100000000000 | 0 | 0
[30 empty] | 2182 | 3.0877e-69 | 100000000000 | 0 | 0
[30 empty] | 2184 | 2.3259e-69 | 100000000000 | 0 | 0
[30 empty] | 2186 | 1.7516e-69 | 100000000000 | 0 | 0
[30 empty] | 2188 | 1.3188e-69 | 100000000000 | 0 | 0
[30 empty] | 2190 | 9.9265e-70 | 100000000000 | 0 | 0
[30 empty] | 2192 | 7.4697e-70 | 100000000000 | 0 | 0
[30 empty] | 2194 | 5.6196e-70 | 100000000000 | 0 | 0
[30 empty] | 2196 | 4.2266e-70 | 100000000000 | 0 | 0
[30 empty] | 2198 | 3.178e-70 | 100000000000 | 0 | 0
[30 empty] | 2200 | 2.389e-70 | 100000000000 | 0 | 0
[30 empty] | 2202 | 1.7954e-70 | 100000000000 | 0 | 0
[30 empty] | 2204 | 1.3489e-70 | 100000000000 | 0 | 0
[30 empty] | 2206 | 1.0132e-70 | 100000000000 | 0 | 0
[30 empty] | 2208 | 7.6089e-71 | 100000000000 | 0 | 0
[30 empty] | 2210 | 5.7124e-71 | 100000000000 | 0 | 0
[30 empty] | 2212 | 4.2875e-71 | 100000000000 | 0 | 0
[30 empty] | 2214 | 3.2172e-71 | 100000000000 | 0 | 0
[30 empty] | 2216 | 2.4134e-71 | 100000000000 | 0 | 0
[30 empty] | 2218 | 1.81e-71 | 100000000000 | 0 | 0
[30 empty] | 2220 | 1.3571e-71 | 100000000000 | 0 | 0
[30 empty] | 2222 | 1.0172e-71 | 100000000000 | 0 | 0
[30 empty] | 2224 | 7.6231e-72 | 100000000000 | 0 | 0
[30 empty] | 2226 | 5.7111e-72 | 100000000000 | 0 | 0
[30 empty] | 2228 | 4.2776e-72 | 100000000000 | 0 | 0
[30 empty] | 2230 | 3.2031e-72 | 100000000000 | 0 | 0
[30 empty] | 2232 | 2.3979e-72 | 100000000000 | 0 | 0
[30 empty] | 2234 | 1.7946e-72 | 100000000000 | 0 | 0
[30 empty] | 2236 | 1.3428e-72 | 100000000000 | 0 | 0
[30 empty] | 2238 | 1.0044e-72 | 100000000000 | 0 | 0
[30 empty] | 2240 | 7.5114e-73 | 100000000000 | 0 | 0
[30 empty] | 2242 | 5.6158e-73 | 100000000000 | 0 | 0
[30 empty] | 2244 | 4.1975e-73 | 100000000000 | 0 | 0
[30 empty] | 2246 | 3.1366e-73 | 100000000000 | 0 | 0
[30 empty] | 2248 | 2.3432e-73 | 100000000000 | 0 | 0
[30 empty] | 2250 | 1.7501e-73 | 100000000000 | 0 | 0
[30 empty] | 2252 | 1.3067e-73 | 100000000000 | 0 | 0
[30 empty] | 2254 | 9.7543e-74 | 100000000000 | 0 | 0
[30 empty] | 2256 | 7.2794e-74 | 100000000000 | 0 | 0
[30 empty] | 2258 | 5.4311e-74 | 100000000000 | 0 | 0
[30 empty] | 2260 | 4.051e-74 | 100000000000 | 0 | 0
[30 empty] | 2262 | 3.0208e-74 | 100000000000 | 0 | 0
[30 empty] | 2264 | 2.2521e-74 | 100000000000 | 0 | 0
[30 empty] | 2266 | 1.6785e-74 | 100000000000 | 0 | 0
[30 empty] | 2268 | 1.2507e-74 | 100000000000 | 0 | 0
[30 empty] | 2270 | 9.3166e-75 | 100000000000 | 0 | 0
[30 empty] | 2272 | 6.9384e-75 | 100000000000 | 0 | 0
[30 empty] | 2274 | 5.1659e-75 | 100000000000 | 0 | 0
[30 empty] | 2276 | 3.8452e-75 | 100000000000 | 0 | 0
[30 empty] | 2278 | 2.8614e-75 | 100000000000 | 0 | 0
[30 empty] | 2280 | 2.1288e-75 | 100000000000 | 0 | 0
[30 empty] | 2282 | 1.5833e-75 | 100000000000 | 0 | 0
[30 empty] | 2284 | 1.1773e-75 | 100000000000 | 0 | 0
[30 empty] | 2286 | 8.752e-76 | 100000000000 | 0 | 0
[30 empty] | 2288 | 6.5044e-76 | 100000000000 | 0 | 0
[30 empty] | 2290 | 4.8327e-76 | 100000000000 | 0 | 0
[30 empty] | 2292 | 3.5898e-76 | 100000000000 | 0 | 0
[30 empty] | 2294 | 2.6658e-76 | 100000000000 | 0 | 0
[30 empty] | 2296 | 1.9791e-76 | 100000000000 | 0 | 0
[30 empty] | 2298 | 1.469e-76 | 100000000000 | 0 | 0
[30 empty] | 2300 | 1.09e-76 | 100000000000 | 0 | 0
[30 empty] | 2302 | 8.0862e-77 | 100000000000 | 0 | 0
[30 empty] | 2304 | 5.9971e-77 | 100000000000 | 0 | 0
[30 empty] | 2306 | 4.4466e-77 | 100000000000 | 0 | 0
[30 empty] | 2308 | 3.2961e-77 | 100000000000 | 0 | 0
[30 empty] | 2310 | 2.4426e-77 | 100000000000 | 0 | 0
[30 empty] | 2312 | 1.8097e-77 | 100000000000 | 0 | 0
[30 empty] | 2314 | 1.3404e-77 | 100000000000 | 0 | 0
[30 empty] | 2316 | 9.9256e-78 | 100000000000 | 0 | 0
[30 empty] | 2318 | 7.3479e-78 | 100000000000 | 0 | 0
[30 empty] | 2320 | 5.4382e-78 | 100000000000 | 0 | 0
[30 empty] | 2322 | 4.0238e-78 | 100000000000 | 0 | 0
[30 empty] | 2324 | 2.9765e-78 | 100000000000 | 0 | 0
[30 empty] | 2326 | 2.2012e-78 | 100000000000 | 0 | 0
[30 empty] | 2328 | 1.6275e-78 | 100000000000 | 0 | 0
[30 empty] | 2330 | 1.2029e-78 | 100000000000 | 0 | 0
[30 empty] | 2332 | 8.8892e-79 | 100000000000 | 0 | 0
[30 empty] | 2334 | 6.567e-79 | 100000000000 | 0 | 0
[30 empty] | 2336 | 4.8502e-79 | 100000000000 | 0 | 0
[30 empty] | 2338 | 3.5813e-79 | 100000000000 | 0 | 0
[30 empty] | 2340 | 2.6437e-79 | 100000000000 | 0 | 0
[30 empty] | 2342 | 1.951e-79 | 100000000000 | 0 | 0
[30 empty] | 2344 | 1.4395e-79 | 100000000000 | 0 | 0
[30 empty] | 2346 | 1.0618e-79 | 100000000000 | 0 | 0
[30 empty] | 2348 | 7.8299e-80 | 100000000000 | 0 | 0
[30 empty] | 2350 | 5.7725e-80 | 100000000000 | 0 | 0
[30 empty] | 2352 | 4.2545e-80 | 100000000000 | 0 | 0
[30 empty] | 2354 | 3.135e-80 | 100000000000 | 0 | 0
[30 empty] | 2356 | 2.3094e-80 | 100000000000 | 0 | 0
[30 empty] | 2358 | 1.7008e-80 | 100000000000 | 0 | 0
[30 empty] | 2360 | 1.2523e-80 | 100000000000 | 0 | 0
[30 empty] | 2362 | 9.2177e-81 | 100000000000 | 0 | 0
[30 empty] | 2364 | 6.7832e-81 | 100000000000 | 0 | 0
[30 empty] | 2366 | 4.9904e-81 | 100000000000 | 0 | 0
[30 empty] | 2368 | 3.6705e-81 | 100000000000 | 0 | 0
[30 empty] | 2370 | 2.699e-81 | 100000000000 | 0 | 0
[30 empty] | 2372 | 1.9841e-81 | 100000000000 | 0 | 0
[30 empty] | 2374 | 1.4582e-81 | 100000000000 | 0 | 0
[30 empty] | 2376 | 1.0714e-81 | 100000000000 | 0 | 0
[30 empty] | 2378 | 7.8702e-82 | 100000000000 | 0 | 0
[30 empty] | 2380 | 5.7796e-82 | 100000000000 | 0 | 0
[30 empty] | 2382 | 4.2433e-82 | 100000000000 | 0 | 0
[30 empty] | 2384 | 3.1145e-82 | 100000000000 | 0 | 0
[30 empty] | 2386 | 2.2854e-82 | 100000000000 | 0 | 0
[30 empty] | 2388 | 1.6766e-82 | 100000000000 | 0 | 0
[30 empty] | 2390 | 1.2296e-82 | 100000000000 | 0 | 0
[30 empty] | 2392 | 9.016e-83 | 100000000000 | 0 | 0
[30 empty] | 2394 | 6.6091e-83 | 100000000000 | 0 | 0
[30 empty] | 2396 | 4.8434e-83 | 100000000000 | 0 | 0
[30 empty] | 2398 | 3.5485e-83 | 100000000000 | 0 | 0
[30 empty] | 2400 | 2.5992e-83 | 100000000000 | 0 | 0
[30 empty] | 2402 | 1.9033e-83 | 100000000000 | 0 | 0
[30 empty] | 2404 | 1.3934e-83 | 100000000000 | 0 | 0
[30 empty] | 2406 | 1.0198e-83 | 100000000000 | 0 | 0
[30 empty] | 2408 | 7.462e-84 | 100000000000 | 0 | 0
[30 empty] | 2410 | 5.4586e-84 | 100000000000 | 0 | 0
[30 empty] | 2412 | 3.992e-84 | 100000000000 | 0 | 0
[30 empty] | 2414 | 2.9187e-84 | 100000000000 | 0 | 0
[30 empty] | 2416 | 2.1334e-84 | 100000000000 | 0 | 0
[30 empty] | 2418 | 1.559e-84 | 100000000000 | 0 | 0
[30 empty] | 2420 | 1.1389e-84 | 100000000000 | 0 | 0
[30 empty] | 2422 | 8.3185e-85 | 100000000000 | 0 | 0
[30 empty] | 2424 | 6.0741e-85 | 100000000000 | 0 | 0
[30 empty] | 2426 | 4.4341e-85 | 100000000000 | 0 | 0
[30 empty] | 2428 | 3.236e-85 | 100000000000 | 0 | 0
[30 empty] | 2430 | 2.361e-85 | 100000000000 | 0 | 0
[30 empty] | 2432 | 1.7222e-85 | 100000000000 | 0 | 0
[30 empty] | 2434 | 1.2559e-85 | 100000000000 | 0 | 0
[30 empty] | 2436 | 9.1562e-86 | 100000000000 | 0 | 0
[30 empty] | 2438 | 6.6736e-86 | 100000000000 | 0 | 0
[30 empty] | 2440 | 4.8628e-86 | 100000000000 | 0 | 0
[30 empty] | 2442 | 3.5425e-86 | 100000000000 | 0 | 0
[30 empty] | 2444 | 2.58e-86 | 100000000000 | 0 | 0
[30 empty] | 2446 | 1.8785e-86 | 100000000000 | 0 | 0
[30 empty] | 2448 | 1.3674e-86 | 100000000000 | 0 | 0
[30 empty] | 2450 | 9.9508e-87 | 100000000000 | 0 | 0
[30 empty] | 2452 | 7.2396e-87 | 100000000000 | 0 | 0
[30 empty] | 2454 | 5.2657e-87 | 100000000000 | 0 | 0
[30 empty] | 2456 | 3.829e-87 | 100000000000 | 0 | 0
[30 empty] | 2458 | 2.7836e-87 | 100000000000 | 0 | 0
[30 empty] | 2460 | 2.0231e-87 | 100000000000 | 0 | 0
[30 empty] | 2462 | 1.4699e-87 | 100000000000 | 0 | 0
[30 empty] | 2464 | 1.0678e-87 | 100000000000 | 0 | 0
[30 empty] | 2466 | 7.7544e-88 | 100000000000 | 0 | 0
[30 empty] | 2468 | 5.6299e-88 | 100000000000 | 0 | 0
[30 empty] | 2470 | 4.0864e-88 | 100000000000 | 0 | 0
[30 empty] | 2472 | 2.9653e-88 | 100000000000 | 0 | 0
[30 empty] | 2474 | 2.1512e-88 | 100000000000 | 0 | 0
[30 empty] | 2476 | 1.5602e-88 | 100000000000 | 0 | 0
[30 empty] | 2478 | 1.1313e-88 | 100000000000 | 0 | 0
[30 empty] | 2480 | 8.2008e-89 | 100000000000 | 0 | 0
[30 empty] | 2482 | 5.9432e-89 | 100000000000 | 0 | 0
[30 empty] | 2484 | 4.306e-89 | 100000000000 | 0 | 0
[30 empty] | 2486 | 3.119e-89 | 100000000000 | 0 | 0
[30 empty] | 2488 | 2.2586e-89 | 100000000000 | 0 | 0
[30 empty] | 2490 | 1.6351e-89 | 100000000000 | 0 | 0
[30 empty] | 2492 | 1.1835e-89 | 100000000000 | 0 | 0
[30 empty] | 2494 | 8.5633e-90 | 100000000000 | 0 | 0
[30 empty] | 2496 | 6.1946e-90 | 100000000000 | 0 | 0
[30 empty] | 2498 | 4.48e-90 | 100000000000 | 0 | 0
[30 empty] | 2500 | 3.2391e-90 | 100000000000 | 0 | 0
[30 empty] | 2502 | 2.3413e-90 | 100000000000 | 0 | 0
[30 empty] | 2504 | 1.692e-90 | 100000000000 | 0 | 0
[30 empty] | 2506 | 1.2224e-90 | 100000000000 | 0 | 0
[30 empty] | 2508 | 8.8288e-91 | 100000000000 | 0 | 0
[30 empty] | 2510 | 6.3751e-91 | 100000000000 | 0 | 0
[30 empty] | 2512 | 4.6022e-91 | 100000000000 | 0 | 0
[30 empty] | 2514 | 3.3214e-91 | 100000000000 | 0 | 0
[30 empty] | 2516 | 2.3965e-91 | 100000000000 | 0 | 0
[30 empty] | 2518 | 1.7286e-91 | 100000000000 | 0 | 0
[30 empty] | 2520 | 1.2466e-91 | 100000000000 | 0 | 0
[30 empty] | 2522 | 8.9875e-92 | 100000000000 | 0 | 0
[30 empty] | 2524 | 6.4779e-92 | 100000000000 | 0 | 0
[30 empty] | 2526 | 4.6679e-92 | 100000000000 | 0 | 0
[30 empty] | 2528 | 3.3627e-92 | 100000000000 | 0 | 0
[30 empty] | 2530 | 2.4219e-92 | 100000000000 | 0 | 0
[30 empty] | 2532 | 1.7438e-92 | 100000000000 | 0 | 0
[30 empty] | 2534 | 1.2553e-92 | 100000000000 | 0 | 0
[30 empty] | 2536 | 9.0334e-93 | 100000000000 | 0 | 0
[30 empty] | 2538 | 6.4992e-93 | 100000000000 | 0 | 0
[30 empty] | 2540 | 4.6747e-93 | 100000000000 | 0 | 0
[30 empty] | 2542 | 3.3616e-93 | 100000000000 | 0 | 0
[30 empty] | 2544 | 2.4166e-93 | 100000000000 | 0 | 0
[30 empty] | 2546 | 1.7369e-93 | 100000000000 | 0 | 0
[30 empty] | 2548 | 1.248e-93 | 100000000000 | 0 | 0
[30 empty] | 2550 | 8.9649e-94 | 100000000000 | 0 | 0
[30 empty] | 2552 | 6.4382e-94 | 100000000000 | 0 | 0
[30 empty] | 2554 | 4.6224e-94 | 100000000000 | 0 | 0
[30 empty] | 2556 | 3.3179e-94 | 100000000000 | 0 | 0
[30 empty] | 2558 | 2.3809e-94 | 100000000000 | 0 | 0
[30 empty] | 2560 | 1.7081e-94 | 100000000000 | 0 | 0
[30 empty] | 2562 | 1.2251e-94 | 100000000000 | 0 | 0
[30 empty] | 2564 | 8.7844e-95 | 100000000000 | 0 | 0
[30 empty] | 2566 | 6.2971e-95 | 100000000000 | 0 | 0
[30 empty] | 2568 | 4.5129e-95 | 100000000000 | 0 | 0
[30 empty] | 2570 | 3.2334e-95 | 100000000000 | 0 | 0
[30 empty] | 2572 | 2.3161e-95 | 100000000000 | 0 | 0
[30 empty] | 2574 | 1.6586e-95 | 100000000000 | 0 | 0
[30 empty] | 2576 | 1.1874e-95 | 100000000000 | 0 | 0
[30 empty] | 2578 | 8.4987e-96 | 100000000000 | 0 | 0
[30 empty] | 2580 | 6.0813e-96 | 100000000000 | 0 | 0
[30 empty] | 2582 | 4.3504e-96 | 100000000000 | 0 | 0
[30 empty] | 2584 | 3.1113e-96 | 100000000000 | 0 | 0
[30 empty] | 2586 | 2.2246e-96 | 100000000000 | 0 | 0
[30 empty] | 2588 | 1.5901e-96 | 100000000000 | 0 | 0
[30 empty] | 2590 | 1.1363e-96 | 100000000000 | 0 | 0
[30 empty] | 2592 | 8.1185e-97 | 100000000000 | 0 | 0
[30 empty] | 2594 | 5.7987e-97 | 100000000000 | 0 | 0
[30 empty] | 2596 | 4.1406e-97 | 100000000000 | 0 | 0
[30 empty] | 2598 | 2.9559e-97 | 100000000000 | 0 | 0
[30 empty] | 2600 | 2.1096e-97 | 100000000000 | 0 | 0
[30 empty] | 2602 | 1.5052e-97 | 100000000000 | 0 | 0
[30 empty] | 2604 | 1.0737e-97 | 100000000000 | 0 | 0
[30 empty] | 2606 | 7.6572e-98 | 100000000000 | 0 | 0
[30 empty] | 2608 | 5.4593e-98 | 100000000000 | 0 | 0
[30 empty] | 2610 | 3.8912e-98 | 100000000000 | 0 | 0
[30 empty] | 2612 | 2.7728e-98 | 100000000000 | 0 | 0
[30 empty] | 2614 | 1.9754e-98 | 100000000000 | 0 | 0
[30 empty] | 2616 | 1.4069e-98 | 100000000000 | 0 | 0
[30 empty] | 2618 | 1.0017e-98 | 100000000000 | 0 | 0
[30 empty] | 2620 | 7.1309e-99 | 100000000000 | 0 | 0
[30 empty] | 2622 | 5.0748e-99 | 100000000000 | 0 | 0
[30 empty] | 2624 | 3.6106e-99 | 100000000000 | 0 | 0
[30 empty] | 2626 | 2.5682e-99 | 100000000000 | 0 | 0
[30 empty] | 2628 | 1.8263e-99 | 100000000000 | 0 | 0
[30 empty] | 2630 | 1.2983e-99 | 100000000000 | 0 | 0
[30 empty] | 2632 | 9.2278e-100 | 100000000000 | 0 | 0
[30 empty] | 2634 | 6.5568e-100 | 100000000000 | 0 | 0
[30 empty] | 2636 | 4.6578e-100 | 100000000000 | 0 | 0
[30 empty] | 2638 | 3.3079e-100 | 100000000000 | 0 | 0
[30 empty] | 2640 | 2.3486e-100 | 100000000000 | 0 | 0
[30 empty] | 2642 | 1.6671e-100 | 100000000000 | 0 | 0
[30 empty] | 2644 | 1.183e-100 | 100000000000 | 0 | 0
[30 empty] | 2646 | 8.3929e-101 | 100000000000 | 0 | 0
[30 empty] | 2648 | 5.9528e-101 | 100000000000 | 0 | 0
[30 empty] | 2650 | 4.221e-101 | 100000000000 | 0 | 0
[30 empty] | 2652 | 2.9923e-101 | 100000000000 | 0 | 0
[30 empty] | 2654 | 2.1207e-101 | 100000000000 | 0 | 0
[30 empty] | 2656 | 1.5025e-101 | 100000000000 | 0 | 0
[30 empty] | 2658 | 1.0643e-101 | 100000000000 | 0 | 0
[30 empty] | 2660 | 7.5371e-102 | 100000000000 | 0 | 0
[30 empty] | 2662 | 5.3361e-102 | 100000000000 | 0 | 0
[30 empty] | 2664 | 3.7769e-102 | 100000000000 | 0 | 0
[30 empty] | 2666 | 2.6725e-102 | 100000000000 | 0 | 0
[30 empty] | 2668 | 1.8906e-102 | 100000000000 | 0 | 0
[30 empty] | 2670 | 1.3371e-102 | 100000000000 | 0 | 0
[30 empty] | 2672 | 9.4543e-103 | 100000000000 | 0 | 0
[30 empty] | 2674 | 6.683e-103 | 100000000000 | 0 | 0
[30 empty] | 2676 | 4.7228e-103 | 100000000000 | 0 | 0
[30 empty] | 2678 | 3.3367e-103 | 100000000000 | 0 | 0
[30 empty] | 2680 | 2.3568e-103 | 100000000000 | 0 | 0
[30 empty] | 2682 | 1.6642e-103 | 100000000000 | 0 | 0
[30 empty] | 2684 | 1.1749e-103 | 100000000000 | 0 | 0
[30 empty] | 2686 | 8.2921e-104 | 100000000000 | 0 | 0
[30 empty] | 2688 | 5.8508e-104 | 100000000000 | 0 | 0
[30 empty] | 2690 | 4.1272e-104 | 100000000000 | 0 | 0
[30 empty] | 2692 | 2.9106e-104 | 100000000000 | 0 | 0
[30 empty] | 2694 | 2.0521e-104 | 100000000000 | 0 | 0
[30 empty] | 2696 | 1.4465e-104 | 100000000000 | 0 | 0
[30 empty] | 2698 | 1.0193e-104 | 100000000000 | 0 | 0
[30 empty] | 2700 | 7.1808e-105 | 100000000000 | 0 | 0
[30 empty] | 2702 | 5.0575e-105 | 100000000000 | 0 | 0
[30 empty] | 2704 | 3.5611e-105 | 100000000000 | 0 | 0
[30 empty] | 2706 | 2.5069e-105 | 100000000000 | 0 | 0
[30 empty] | 2708 | 1.7642e-105 | 100000000000 | 0 | 0
[30 empty] | 2710 | 1.2413e-105 | 100000000000 | 0 | 0
[30 empty] | 2712 | 8.7311e-106 | 100000000000 | 0 | 0
[30 empty] | 2714 | 6.1399e-106 | 100000000000 | 0 | 0
[30 empty] | 2716 | 4.3165e-106 | 100000000000 | 0 | 0
[30 empty] | 2718 | 3.0339e-106 | 100000000000 | 0 | 0
[30 empty] | 2720 | 2.1318e-106 | 100000000000 | 0 | 0
[30 empty] | 2722 | 1.4976e-106 | 100000000000 | 0 | 0
[30 empty] | 2724 | 1.0517e-106 | 100000000000 | 0 | 0
[30 empty] | 2726 | 7.3845e-107 | 100000000000 | 0 | 0
[30 empty] | 2728 | 5.1835e-107 | 100000000000 | 0 | 0
[30 empty] | 2730 | 3.6376e-107 | 100000000000 | 0 | 0
[30 empty] | 2732 | 2.552e-107 | 100000000000 | 0 | 0
[30 empty] | 2734 | 1.79e-107 | 100000000000 | 0 | 0
[30 empty] | 2736 | 1.2551e-107 | 100000000000 | 0 | 0
[30 empty] | 2738 | 8.7989e-108 | 100000000000 | 0 | 0
[30 empty] | 2740 | 6.1667e-108 | 100000000000 | 0 | 0
[30 empty] | 2742 | 4.3208e-108 | 100000000000 | 0 | 0
[30 empty] | 2744 | 3.0266e-108 | 100000000000 | 0 | 0
[30 empty] | 2746 | 2.1196e-108 | 100000000000 | 0 | 0
[30 empty] | 2748 | 1.4839e-108 | 100000000000 | 0 | 0
[30 empty] | 2750 | 1.0387e-108 | 100000000000 | 0 | 0
[30 empty] | 2752 | 7.2681e-109 | 100000000000 | 0 | 0
[30 empty] | 2754 | 5.0846e-109 | 100000000000 | 0 | 0
[30 empty] | 2756 | 3.5561e-109 | 100000000000 | 0 | 0
[30 empty] | 2758 | 2.4865e-109 | 100000000000 | 0 | 0
[30 empty] | 2760 | 1.7381e-109 | 100000000000 | 0 | 0
[30 empty] | 2762 | 1.2147e-109 | 100000000000 | 0 | 0
[30 empty] | 2764 | 8.4866e-110 | 100000000000 | 0 | 0
[30 empty] | 2766 | 5.9278e-110 | 100000000000 | 0 | 0
[30 empty] | 2768 | 4.1394e-110 | 100000000000 | 0 | 0
[30 empty] | 2770 | 2.8898e-110 | 100000000000 | 0 | 0
[30 empty] | 2772 | 2.0169e-110 | 100000000000 | 0 | 0
[30 empty] | 2774 | 1.4073e-110 | 100000000000 | 0 | 0
[30 empty] | 2776 | 9.8173e-111 | 100000000000 | 0 | 0
[30 empty] | 2778 | 6.8466e-111 | 100000000000 | 0 | 0
[30 empty] | 2780 | 4.7735e-111 | 100000000000 | 0 | 0
[30 empty] | 2782 | 3.3273e-111 | 100000000000 | 0 | 0
[30 empty] | 2784 | 2.3187e-111 | 100000000000 | 0 | 0
[30 empty] | 2786 | 1.6154e-111 | 100000000000 | 0 | 0
[30 empty] | 2788 | 1.1251e-111 | 100000000000 | 0 | 0
[30 empty] | 2790 | 7.8342e-112 | 100000000000 | 0 | 0
[30 empty] | 2792 | 5.4536e-112 | 100000000000 | 0 | 0
[30 empty] | 2794 | 3.7955e-112 | 100000000000 | 0 | 0
[30 empty] | 2796 | 2.6408e-112 | 100000000000 | 0 | 0
[30 empty] | 2798 | 1.8369e-112 | 100000000000 | 0 | 0
[30 empty] | 2800 | 1.2774e-112 | 100000000000 | 0 | 0
[30 empty] | 2802 | 8.8809e-113 | 100000000000 | 0 | 0
[30 empty] | 2804 | 6.1726e-113 | 100000000000 | 0 | 0
[30 empty] | 2806 | 4.2892e-113 | 100000000000 | 0 | 0
[30 empty] | 2808 | 2.9796e-113 | 100000000000 | 0 | 0
[30 empty] | 2810 | 2.0694e-113 | 100000000000 | 0 | 0
[30 empty] | 2812 | 1.4368e-113 | 100000000000 | 0 | 0
[30 empty] | 2814 | 9.9738e-114 | 100000000000 | 0 | 0
[30 empty] | 2816 | 6.9215e-114 | 100000000000 | 0 | 0
[30 empty] | 2818 | 4.802e-114 | 100000000000 | 0 | 0
[30 empty] | 2820 | 3.3307e-114 | 100000000000 | 0 | 0
[30 empty] | 2822 | 2.3096e-114 | 100000000000 | 0 | 0
[30 empty] | 2824 | 1.6011e-114 | 100000000000 | 0 | 0
[30 empty] | 2826 | 1.1097e-114 | 100000000000 | 0 | 0
[30 empty] | 2828 | 7.689e-115 | 100000000000 | 0 | 0
[30 empty] | 2830 | 5.3262e-115 | 100000000000 | 0 | 0
[30 empty] | 2832 | 3.6886e-115 | 100000000000 | 0 | 0
[30 empty] | 2834 | 2.5538e-115 | 100000000000 | 0 | 0
[30 empty] | 2836 | 1.7676e-115 | 100000000000 | 0 | 0
[30 empty] | 2838 | 1.2232e-115 | 100000000000 | 0 | 0
[30 empty] | 2840 | 8.4621e-116 | 100000000000 | 0 | 0
[30 empty] | 2842 | 5.8527e-116 | 100000000000 | 0 | 0
[30 empty] | 2844 | 4.0468e-116 | 100000000000 | 0 | 0
[30 empty] | 2846 | 2.7975e-116 | 100000000000 | 0 | 0
[30 empty] | 2848 | 1.9333e-116 | 100000000000 | 0 | 0
[30 empty] | 2850 | 1.3357e-116 | 100000000000 | 0 | 0
[30 empty] | 2852 | 9.2264e-117 | 100000000000 | 0 | 0
[30 empty] | 2854 | 6.3714e-117 | 100000000000 | 0 | 0
[30 empty] | 2856 | 4.3986e-117 | 100000000000 | 0 | 0
[30 empty] | 2858 | 3.0359e-117 | 100000000000 | 0 | 0
[30 empty] | 2860 | 2.0948e-117 | 100000000000 | 0 | 0
[30 empty] | 2862 | 1.4451e-117 | 100000000000 | 0 | 0
[30 empty] | 2864 | 9.9662e-118 | 100000000000 | 0 | 0
[30 empty] | 2866 | 6.8715e-118 | 100000000000 | 0 | 0
[30 empty] | 2868 | 4.7365e-118 | 100000000000 | 0 | 0
[30 empty] | 2870 | 3.264e-118 | 100000000000 | 0 | 0
[30 empty] | 2872 | 2.2487e-118 | 100000000000 | 0 | 0
[30 empty] | 2874 | 1.5488e-118 | 100000000000 | 0 | 0
[30 empty] | 2876 | 1.0665e-118 | 100000000000 | 0 | 0
[30 empty] | 2878 | 7.342e-119 | 100000000000 | 0 | 0
[30 empty] | 2880 | 5.0529e-119 | 100000000000 | 0 | 0
[30 empty] | 2882 | 3.4767e-119 | 100000000000 | 0 | 0
[30 empty] | 2884 | 2.3915e-119 | 100000000000 | 0 | 0
[30 empty] | 2886 | 1.6446e-119 | 100000000000 | 0 | 0
[30 empty] | 2888 | 1.1307e-119 | 100000000000 | 0 | 0
[30 empty] | 2890 | 7.7717e-120 | 100000000000 | 0 | 0
[30 empty] | 2892 | 5.3404e-120 | 100000000000 | 0 | 0
[30 empty] | 2894 | 3.6687e-120 | 100000000000 | 0 | 0
[30 empty] | 2896 | 2.5197e-120 | 100000000000 | 0 | 0
[30 empty] | 2898 | 1.7301e-120 | 100000000000 | 0 | 0
[30 empty] | 2900 | 1.1876e-120 | 100000000000 | 0 | 0
[30 empty] | 2902 | 8.15e-121 | 100000000000 | 0 | 0
[30 empty] | 2904 | 5.5916e-121 | 100000000000 | 0 | 0
[30 empty] | 2906 | 3.8354e-121 | 100000000000 | 0 | 0
[30 empty] | 2908 | 2.63e-121 | 100000000000 | 0 | 0
[30 empty] | 2910 | 1.803e-121 | 100000000000 | 0 | 0
[30 empty] | 2912 | 1.2357e-121 | 100000000000 | 0 | 0
[30 empty] | 2914 | 8.4673e-122 | 100000000000 | 0 | 0
[30 empty] | 2916 | 5.8003e-122 | 100000000000 | 0 | 0
[30 empty] | 2918 | 3.9723e-122 | 100000000000 | 0 | 0
[30 empty] | 2920 | 2.7197e-122 | 100000000000 | 0 | 0
[30 empty] | 2922 | 1.8616e-122 | 100000000000 | 0 | 0
[30 empty] | 2924 | 1.2739e-122 | 100000000000 | 0 | 0
[30 empty] | 2926 | 8.7152e-123 | 100000000000 | 0 | 0
[30 empty] | 2928 | 5.9608e-123 | 100000000000 | 0 | 0
[30 empty] | 2930 | 4.0758e-123 | 100000000000 | 0 | 0
[30 empty] | 2932 | 2.7862e-123 | 100000000000 | 0 | 0
[30 empty] | 2934 | 1.9042e-123 | 100000000000 | 0 | 0
[30 empty] | 2936 | 1.301e-123 | 100000000000 | 0 | 0
[30 empty] | 2938 | 8.8868e-124 | 100000000000 | 0 | 0
[30 empty] | 2940 | 6.0687e-124 | 100000000000 | 0 | 0
[30 empty] | 2942 | 4.1432e-124 | 100000000000 | 0 | 0
[30 empty] | 2944 | 2.8279e-124 | 100000000000 | 0 | 0
[30 empty] | 2946 | 1.9296e-124 | 100000000000 | 0 | 0
[30 empty] | 2948 | 1.3163e-124 | 100000000000 | 0 | 0
[30 empty] | 2950 | 8.9776e-125 | 100000000000 | 0 | 0
[30 empty] | 2952 | 6.1211e-125 | 100000000000 | 0 | 0
[30 empty] | 2954 | 4.1725e-125 | 100000000000 | 0 | 0
[30 empty] | 2956 | 2.8434e-125 | 100000000000 | 0 | 0
[30 empty] | 2958 | 1.9372e-125 | 100000000000 | 0 | 0
[30 empty] | 2960 | 1.3195e-125 | 100000000000 | 0 | 0
[30 empty] | 2962 | 8.9849e-126 | 100000000000 | 0 | 0
[30 empty] | 2964 | 6.1166e-126 | 100000000000 | 0 | 0
[30 empty] | 2966 | 4.1629e-126 | 100000000000 | 0 | 0
[30 empty] | 2968 | 2.8325e-126 | 100000000000 | 0 | 0
[30 empty] | 2970 | 1.9268e-126 | 100000000000 | 0 | 0
[30 empty] | 2972 | 1.3103e-126 | 100000000000 | 0 | 0
[30 empty] | 2974 | 8.9086e-127 | 100000000000 | 0 | 0
[30 empty] | 2976 | 6.0552e-127 | 100000000000 | 0 | 0
[30 empty] | 2978 | 4.1147e-127 | 100000000000 | 0 | 0
[30 empty] | 2980 | 2.7953e-127 | 100000000000 | 0 | 0
[30 empty] | 2982 | 1.8985e-127 | 100000000000 | 0 | 0
[30 empty] | 2984 | 1.2891e-127 | 100000000000 | 0 | 0
[30 empty] | 2986 | 8.7508e-128 | 100000000000 | 0 | 0
[30 empty] | 2988 | 5.9387e-128 | 100000000000 | 0 | 0
[30 empty] | 2990 | 4.0293e-128 | 100000000000 | 0 | 0
[30 empty] | 2992 | 2.733e-128 | 100000000000 | 0 | 0
[30 empty] | 2994 | 1.8533e-128 | 100000000000 | 0 | 0
[30 empty] | 2996 | 1.2565e-128 | 100000000000 | 0 | 0
[30 empty] | 2998 | 8.5158e-129 | 100000000000 | 0 | 0
[30 empty] | 3000 | 5.7703e-129 | 100000000000 | 0 | 0
[30 empty] | 3002 | 3.9089e-129 | 100000000000 | 0 | 0
[30 empty] | 3004 | 2.6473e-129 | 100000000000 | 0 | 0
[30 empty] | 3006 | 1.7924e-129 | 100000000000 | 0 | 0
[30 empty] | 3008 | 1.2132e-129 | 100000000000 | 0 | 0
[30 empty] | 3010 | 8.2101e-130 | 100000000000 | 0 | 0
[30 empty] | 3012 | 5.5545e-130 | 100000000000 | 0 | 0
[30 empty] | 3014 | 3.7568e-130 | 100000000000 | 0 | 0
[30 empty] | 3016 | 2.5403e-130 | 100000000000 | 0 | 0
[30 empty] | 3018 | 1.7173e-130 | 100000000000 | 0 | 0
[30 empty] | 3020 | 1.1606e-130 | 100000000000 | 0 | 0
[30 empty] | 3022 | 7.8417e-131 | 100000000000 | 0 | 0
[30 empty] | 3024 | 5.297e-131 | 100000000000 | 0 | 0
[30 empty] | 3026 | 3.5771e-131 | 100000000000 | 0 | 0
[30 empty] | 3028 | 2.415e-131 | 100000000000 | 0 | 0
[30 empty] | 3030 | 1.63e-131 | 100000000000 | 0 | 0
[30 empty] | 3032 | 1.0999e-131 | 100000000000 | 0 | 0
[30 empty] | 3034 | 7.4202e-132 | 100000000000 | 0 | 0
[30 empty] | 3036 | 5.0045e-132 | 100000000000 | 0 | 0
[30 empty] | 3038 | 3.3743e-132 | 100000000000 | 0 | 0
[30 empty] | 3040 | 2.2746e-132 | 100000000000 | 0 | 0
[30 empty] | 3042 | 1.5329e-132 | 100000000000 | 0 | 0
[30 empty] | 3044 | 1.0327e-132 | 100000000000 | 0 | 0
[30 empty] | 3046 | 6.9561e-133 | 100000000000 | 0 | 0
[30 empty] | 3048 | 4.6841e-133 | 100000000000 | 0 | 0
[30 empty] | 3050 | 3.1534e-133 | 100000000000 | 0 | 0
[30 empty] | 3052 | 2.1224e-133 | 100000000000 | 0 | 0
[30 empty] | 3054 | 1.428e-133 | 100000000000 | 0 | 0
[30 empty] | 3056 | 9.6063e-134 | 100000000000 | 0 | 0
[30 empty] | 3058 | 6.4603e-134 | 100000000000 | 0 | 0
[30 empty] | 3060 | 4.3435e-134 | 100000000000 | 0 | 0
[30 empty] | 3062 | 2.9196e-134 | 100000000000 | 0 | 0
[30 empty] | 3064 | 1.9619e-134 | 100000000000 | 0 | 0
[30 empty] | 3066 | 1.318e-134 | 100000000000 | 0 | 0
[30 empty] | 3068 | 8.8525e-135 | 100000000000 | 0 | 0
[30 empty] | 3070 | 5.9441e-135 | 100000000000 | 0 | 0
[30 empty] | 3072 | 3.9902e-135 | 100000000000 | 0 | 0
[30 empty] | 3074 | 2.6779e-135 | 100000000000 | 0 | 0
[30 empty] | 3076 | 1.7967e-135 | 100000000000 | 0 | 0
[30 empty] | 3078 | 1.2052e-135 | 100000000000 | 0 | 0
[30 empty] | 3080 | 8.0819e-136 | 100000000000 | 0 | 0
[30 empty] | 3082 | 5.4183e-136 | 100000000000 | 0 | 0
[30 empty] | 3084 | 3.6316e-136 | 100000000000 | 0 | 0
[30 empty] | 3086 | 2.4334e-136 | 100000000000 | 0 | 0
[30 empty] | 3088 | 1.6301e-136 | 100000000000 | 0 | 0
[30 empty] | 3090 | 1.0917e-136 | 100000000000 | 0 | 0
[30 empty] | 3092 | 7.3098e-137 | 100000000000 | 0 | 0
[30 empty] | 3094 | 4.893e-137 | 100000000000 | 0 | 0
[30 empty] | 3096 | 3.2744e-137 | 100000000000 | 0 | 0
[30 empty] | 3098 | 2.1907e-137 | 100000000000 | 0 | 0
[30 empty] | 3100 | 1.4652e-137 | 100000000000 | 0 | 0
[30 empty] | 3102 | 9.7979e-138 | 100000000000 | 0 | 0
[30 empty] | 3104 | 6.55e-138 | 100000000000 | 0 | 0
[30 empty] | 3106 | 4.3776e-138 | 100000000000 | 0 | 0
[30 empty] | 3108 | 2.9249e-138 | 100000000000 | 0 | 0
[30 empty] | 3110 | 1.9538e-138 | 100000000000 | 0 | 0
[30 empty] | 3112 | 1.3048e-138 | 100000000000 | 0 | 0
[30 empty] | 3114 | 8.7113e-139 | 100000000000 | 0 | 0
[30 empty] | 3116 | 5.8145e-139 | 100000000000 | 0 | 0
[30 empty] | 3118 | 3.88e-139 | 100000000000 | 0 | 0
[30 empty] | 3120 | 2.5884e-139 | 100000000000 | 0 | 0
[30 empty] | 3122 | 1.7264e-139 | 100000000000 | 0 | 0
[30 empty] | 3124 | 1.1511e-139 | 100000000000 | 0 | 0
[30 empty] | 3126 | 7.6732e-140 | 100000000000 | 0 | 0
[30 empty] | 3128 | 5.1136e-140 | 100000000000 | 0 | 0
[30 empty] | 3130 | 3.407e-140 | 100000000000 | 0 | 0
[30 empty] | 3132 | 2.2694e-140 | 100000000000 | 0 | 0
[30 empty] | 3134 | 1.5112e-140 | 100000000000 | 0 | 0
[30 empty] | 3136 | 1.0061e-140 | 100000000000 | 0 | 0
[30 empty] | 3138 | 6.6959e-141 | 100000000000 | 0 | 0
[30 empty] | 3140 | 4.4554e-141 | 100000000000 | 0 | 0
[30 empty] | 3142 | 2.9638e-141 | 100000000000 | 0 | 0
[30 empty] | 3144 | 1.9711e-141 | 100000000000 | 0 | 0
[30 empty] | 3146 | 1.3105e-141 | 100000000000 | 0 | 0
[30 empty] | 3148 | 8.7111e-142 | 100000000000 | 0 | 0
[30 empty] | 3150 | 5.7888e-142 | 100000000000 | 0 | 0
[30 empty] | 3152 | 3.8458e-142 | 100000000000 | 0 | 0
[30 empty] | 3154 | 2.5543e-142 | 100000000000 | 0 | 0
[30 empty] | 3156 | 1.6961e-142 | 100000000000 | 0 | 0
[30 empty] | 3158 | 1.126e-142 | 100000000000 | 0 | 0
[30 empty] | 3160 | 7.4726e-143 | 100000000000 | 0 | 0
[30 empty] | 3162 | 4.958e-143 | 100000000000 | 0 | 0
[30 empty] | 3164 | 3.2888e-143 | 100000000000 | 0 | 0
[30 empty] | 3166 | 2.181e-143 | 100000000000 | 0 | 0
[30 empty] | 3168 | 1.4459e-143 | 100000000000 | 0 | 0
[30 empty] | 3170 | 9.5837e-144 | 100000000000 | 0 | 0
[30 empty] | 3172 | 6.3505e-144 | 100000000000 | 0 | 0
[30 empty] | 3174 | 4.207e-144 | 100000000000 | 0 | 0
[30 empty] | 3176 | 2.7862e-144 | 100000000000 | 0 | 0
[30 empty] | 3178 | 1.8448e-144 | 100000000000 | 0 | 0
[30 empty] | 3180 | 1.2212e-144 | 100000000000 | 0 | 0
[30 empty] | 3182 | 8.0815e-145 | 100000000000 | 0 | 0
[30 empty] | 3184 | 5.3467e-145 | 100000000000 | 0 | 0
[30 empty] | 3186 | 3.5365e-145 | 100000000000 | 0 | 0
[30 empty] | 3188 | 2.3385e-145 | 100000000000 | 0 | 0
[30 empty] | 3190 | 1.546e-145 | 100000000000 | 0 | 0
[30 empty] | 3192 | 1.0218e-145 | 100000000000 | 0 | 0
[30 empty] | 3194 | 6.7513e-146 | 100000000000 | 0 | 0
[30 empty] | 3196 | 4.4597e-146 | 100000000000 | 0 | 0
[30 empty] | 3198 | 2.9452e-146 | 100000000000 | 0 | 0
[30 empty] | 3200 | 1.9445e-146 | 100000000000 | 0 | 0
[30 empty] | 3202 | 1.2835e-146 | 100000000000 | 0 | 0
[30 empty] | 3204 | 8.4697e-147 | 100000000000 | 0 | 0
[30 empty] | 3206 | 5.5876e-147 | 100000000000 | 0 | 0
[30 empty] | 3208 | 3.6853e-147 | 100000000000 | 0 | 0
[30 empty] | 3210 | 2.43e-147 | 100000000000 | 0 | 0
[30 empty] | 3212 | 1.6019e-147 | 100000000000 | 0 | 0
[30 empty] | 3214 | 1.0557e-147 | 100000000000 | 0 | 0
[30 empty] | 3216 | 6.9555e-148 | 100000000000 | 0 | 0
[30 empty] | 3218 | 4.5815e-148 | 100000000000 | 0 | 0
[30 empty] | 3220 | 3.017e-148 | 100000000000 | 0 | 0
[30 empty] | 3222 | 1.9863e-148 | 100000000000 | 0 | 0
[30 empty] | 3224 | 1.3073e-148 | 100000000000 | 0 | 0
[30 empty] | 3226 | 8.6022e-149 | 100000000000 | 0 | 0
[30 empty] | 3228 | 5.6588e-149 | 100000000000 | 0 | 0
[30 empty] | 3230 | 3.7216e-149 | 100000000000 | 0 | 0
[30 empty] | 3232 | 2.4469e-149 | 100000000000 | 0 | 0
[30 empty] | 3234 | 1.6084e-149 | 100000000000 | 0 | 0
[30 empty] | 3236 | 1.057e-149 | 100000000000 | 0 | 0
[30 empty] | 3238 | 6.9443e-150 | 100000000000 | 0 | 0
[30 empty] | 3240 | 4.5611e-150 | 100000000000 | 0 | 0
[30 empty] | 3242 | 2.995e-150 | 100000000000 | 0 | 0
[30 empty] | 3244 | 1.9661e-150 | 100000000000 | 0 | 0
[30 empty] | 3246 | 1.2904e-150 | 100000000000 | 0 | 0
[30 empty] | 3248 | 8.4666e-151 | 100000000000 | 0 | 0
[30 empty] | 3250 | 5.5538e-151 | 100000000000 | 0 | 0
[30 empty] | 3252 | 3.6421e-151 | 100000000000 | 0 | 0
[30 empty] | 3254 | 2.3878e-151 | 100000000000 | 0 | 0
[30 empty] | 3256 | 1.5651e-151 | 100000000000 | 0 | 0
[30 empty] | 3258 | 1.0256e-151 | 100000000000 | 0 | 0
[30 empty] | 3260 | 6.7187e-152 | 100000000000 | 0 | 0
[30 empty] | 3262 | 4.4004e-152 | 100000000000 | 0 | 0
[30 empty] | 3264 | 2.8812e-152 | 100000000000 | 0 | 0
[30 empty] | 3266 | 1.8861e-152 | 100000000000 | 0 | 0
[30 empty] | 3268 | 1.2343e-152 | 100000000000 | 0 | 0
[30 empty] | 3270 | 8.0755e-153 | 100000000000 | 0 | 0
[30 empty] | 3272 | 5.2821e-153 | 100000000000 | 0 | 0
[30 empty] | 3274 | 3.4541e-153 | 100000000000 | 0 | 0
[30 empty] | 3276 | 2.2581e-153 | 100000000000 | 0 | 0
[30 empty] | 3278 | 1.4759e-153 | 100000000000 | 0 | 0
[30 empty] | 3280 | 9.6434e-154 | 100000000000 | 0 | 0
[30 empty] | 3282 | 6.2995e-154 | 100000000000 | 0 | 0
[30 empty] | 3284 | 4.114e-154 | 100000000000 | 0 | 0
[30 empty] | 3286 | 2.6861e-154 | 100000000000 | 0 | 0
[30 empty] | 3288 | 1.7533e-154 | 100000000000 | 0 | 0
[30 empty] | 3290 | 1.1441e-154 | 100000000000 | 0 | 0
[30 empty] | 3292 | 7.4643e-155 | 100000000000 | 0 | 0
[30 empty] | 3294 | 4.8684e-155 | 100000000000 | 0 | 0
[30 empty] | 3296 | 3.1745e-155 | 100000000000 | 0 | 0
[30 empty] | 3298 | 2.0694e-155 | 100000000000 | 0 | 0
[30 empty] | 3300 | 1.3487e-155 | 100000000000 | 0 | 0
[30 empty] | 3302 | 8.7872e-156 | 100000000000 | 0 | 0
[30 empty] | 3304 | 5.7238e-156 | 100000000000 | 0 | 0
[30 empty] | 3306 | 3.7274e-156 | 100000000000 | 0 | 0
[30 empty] | 3308 | 2.4267e-156 | 100000000000 | 0 | 0
[30 empty] | 3310 | 1.5795e-156 | 100000000000 | 0 | 0
[30 empty] | 3312 | 1.0278e-156 | 100000000000 | 0 | 0
[30 empty] | 3314 | 6.686e-157 | 100000000000 | 0 | 0
[30 empty] | 3316 | 4.3484e-157 | 100000000000 | 0 | 0
[30 empty] | 3318 | 2.8273e-157 | 100000000000 | 0 | 0
[30 empty] | 3320 | 1.8378e-157 | 100000000000 | 0 | 0
[30 empty] | 3322 | 1.1943e-157 | 100000000000 | 0 | 0
[30 empty] | 3324 | 7.7595e-158 | 100000000000 | 0 | 0
[30 empty] | 3326 | 5.04e-158 | 100000000000 | 0 | 0
[30 empty] | 3328 | 3.2727e-158 | 100000000000 | 0 | 0
[30 empty] | 3330 | 2.1246e-158 | 100000000000 | 0 | 0
[30 empty] | 3332 | 1.3789e-158 | 100000000000 | 0 | 0
[30 empty] | 3334 | 8.947e-159 | 100000000000 | 0 | 0
[30 empty] | 3336 | 5.8038e-159 | 100000000000 | 0 | 0
[30 empty] | 3338 | 3.7638e-159 | 100000000000 | 0 | 0
[30 empty] | 3340 | 2.4402e-159 | 100000000000 | 0 | 0
[30 empty] | 3342 | 1.5817e-159 | 100000000000 | 0 | 0
[30 empty] | 3344 | 1.025e-159 | 100000000000 | 0 | 0
[30 empty] | 3346 | 6.6401e-160 | 100000000000 | 0 | 0
[30 empty] | 3348 | 4.3006e-160 | 100000000000 | 0 | 0
[30 empty] | 3350 | 2.7846e-160 | 100000000000 | 0 | 0
[30 empty] | 3352 | 1.8026e-160 | 100000000000 | 0 | 0
[30 empty] | 3354 | 1.1666e-160 | 100000000000 | 0 | 0
[30 empty] | 3356 | 7.5478e-161 | 100000000000 | 0 | 0
[30 empty] | 3358 | 4.8821e-161 | 100000000000 | 0 | 0
[30 empty] | 3360 | 3.1571e-161 | 100000000000 | 0 | 0
[30 empty] | 3362 | 2.0411e-161 | 100000000000 | 0 | 0
[30 empty] | 3364 | 1.3192e-161 | 100000000000 | 0 | 0
[30 empty] | 3366 | 8.5241e-162 | 100000000000 | 0 | 0
[30 empty] | 3368 | 5.5065e-162 | 100000000000 | 0 | 0
[30 empty] | 3370 | 3.5562e-162 | 100000000000 | 0 | 0
[30 empty] | 3372 | 2.2961e-162 | 100000000000 | 0 | 0
[30 empty] | 3374 | 1.4821e-162 | 100000000000 | 0 | 0
[30 empty] | 3376 | 9.5644e-163 | 100000000000 | 0 | 0
[30 empty] | 3378 | 6.1705e-163 | 100000000000 | 0 | 0
[30 empty] | 3380 | 3.9799e-163 | 100000000000 | 0 | 0
[30 empty] | 3382 | 2.5663e-163 | 100000000000 | 0 | 0
[30 empty] | 3384 | 1.6544e-163 | 100000000000 | 0 | 0
[30 empty] | 3386 | 1.0662e-163 | 100000000000 | 0 | 0
[30 empty] | 3388 | 6.8699e-164 | 100000000000 | 0 | 0
[30 empty] | 3390 | 4.4252e-164 | 100000000000 | 0 | 0
[30 empty] | 3392 | 2.8498e-164 | 100000000000 | 0 | 0
[30 empty] | 3394 | 1.8347e-164 | 100000000000 | 0 | 0
[30 empty] | 3396 | 1.1809e-164 | 100000000000 | 0 | 0
[30 empty] | 3398 | 7.599e-165 | 100000000000 | 0 | 0
[30 empty] | 3400 | 4.8886e-165 | 100000000000 | 0 | 0
[30 empty] | 3402 | 3.1441e-165 | 100000000000 | 0 | 0
[30 empty] | 3404 | 2.0216e-165 | 100000000000 | 0 | 0
[30 empty] | 3406 | 1.2995e-165 | 100000000000 | 0 | 0
[30 empty] | 3408 | 8.3512e-166 | 100000000000 | 0 | 0
[30 empty] | 3410 | 5.3655e-166 | 100000000000 | 0 | 0
[30 empty] | 3412 | 3.4463e-166 | 100000000000 | 0 | 0
[30 empty] | 3414 | 2.2131e-166 | 100000000000 | 0 | 0
[30 empty] | 3416 | 1.4207e-166 | 100000000000 | 0 | 0
[30 empty] | 3418 | 9.1185e-167 | 100000000000 | 0 | 0
[30 empty] | 3420 | 5.8509e-167 | 100000000000 | 0 | 0
[30 empty] | 3422 | 3.7532e-167 | 100000000000 | 0 | 0
[30 empty] | 3424 | 2.407e-167 | 100000000000 | 0 | 0
[30 empty] | 3426 | 1.5432e-167 | 100000000000 | 0 | 0
[30 empty] | 3428 | 9.8919e-168 | 100000000000 | 0 | 0
[30 empty] | 3430 | 6.3389e-168 | 100000000000 | 0 | 0
[30 empty] | 3432 | 4.061e-168 | 100000000000 | 0 | 0
[30 empty] | 3434 | 2.601e-168 | 100000000000 | 0 | 0
[30 empty] | 3436 | 1.6655e-168 | 100000000000 | 0 | 0
[30 empty] | 3438 | 1.0661e-168 | 100000000000 | 0 | 0
[30 empty] | 3440 | 6.8232e-169 | 100000000000 | 0 | 0
[30 empty] | 3442 | 4.3656e-169 | 100000000000 | 0 | 0
[30 empty] | 3444 | 2.7925e-169 | 100000000000 | 0 | 0
[30 empty] | 3446 | 1.7857e-169 | 100000000000 | 0 | 0
[30 empty] | 3448 | 1.1417e-169 | 100000000000 | 0 | 0
[30 empty] | 3450 | 7.297e-170 | 100000000000 | 0 | 0
[30 empty] | 3452 | 4.6627e-170 | 100000000000 | 0 | 0
[30 empty] | 3454 | 2.9786e-170 | 100000000000 | 0 | 0
[30 empty] | 3456 | 1.9023e-170 | 100000000000 | 0 | 0
[30 empty] | 3458 | 1.2146e-170 | 100000000000 | 0 | 0
[30 empty] | 3460 | 7.7532e-171 | 100000000000 | 0 | 0
[30 empty] | 3462 | 4.9478e-171 | 100000000000 | 0 | 0
[30 empty] | 3464 | 3.1566e-171 | 100000000000 | 0 | 0
[30 empty] | 3466 | 2.0134e-171 | 100000000000 | 0 | 0
[30 empty] | 3468 | 1.2839e-171 | 100000000000 | 0 | 0
[30 empty] | 3470 | 8.1846e-172 | 100000000000 | 0 | 0
[30 empty] | 3472 | 5.2163e-172 | 100000000000 | 0 | 0
[30 empty] | 3474 | 3.3237e-172 | 100000000000 | 0 | 0
[30 empty] | 3476 | 2.1172e-172 | 100000000000 | 0 | 0
[30 empty] | 3478 | 1.3483e-172 | 100000000000 | 0 | 0
[30 empty] | 3480 | 8.5842e-173 | 100000000000 | 0 | 0
[30 empty] | 3482 | 5.4639e-173 | 100000000000 | 0 | 0
[30 empty] | 3484 | 3.4769e-173 | 100000000000 | 0 | 0
[30 empty] | 3486 | 2.2119e-173 | 100000000000 | 0 | 0
[30 empty] | 3488 | 1.4068e-173 | 100000000000 | 0 | 0
[30 empty] | 3490 | 8.9451e-174 | 100000000000 | 0 | 0
[30 empty] | 3492 | 5.6862e-174 | 100000000000 | 0 | 0
[30 empty] | 3494 | 3.6137e-174 | 100000000000 | 0 | 0
[30 empty] | 3496 | 2.2959e-174 | 100000000000 | 0 | 0
[30 empty] | 3498 | 1.4583e-174 | 100000000000 | 0 | 0
[30 empty] | 3500 | 9.2608e-175 | 100000000000 | 0 | 0
[30 empty] | 3502 | 5.8793e-175 | 100000000000 | 0 | 0
[30 empty] | 3504 | 3.7315e-175 | 100000000000 | 0 | 0
[30 empty] | 3506 | 2.3677e-175 | 100000000000 | 0 | 0
[30 empty] | 3508 | 1.502e-175 | 100000000000 | 0 | 0
[30 empty] | 3510 | 9.5257e-176 | 100000000000 | 0 | 0
[30 empty] | 3512 | 6.0396e-176 | 100000000000 | 0 | 0
[30 empty] | 3514 | 3.8283e-176 | 100000000000 | 0 | 0
[30 empty] | 3516 | 2.426e-176 | 100000000000 | 0 | 0
[30 empty] | 3518 | 1.537e-176 | 100000000000 | 0 | 0
[30 empty] | 3520 | 9.7347e-177 | 100000000000 | 0 | 0
[30 empty] | 3522 | 6.1641e-177 | 100000000000 | 0 | 0
[30 empty] | 3524 | 3.9022e-177 | 100000000000 | 0 | 0
[30 empty] | 3526 | 2.4696e-177 | 100000000000 | 0 | 0
[30 empty] | 3528 | 1.5626e-177 | 100000000000 | 0 | 0
[30 empty] | 3530 | 9.884e-178 | 100000000000 | 0 | 0
[30 empty] | 3532 | 6.2506e-178 | 100000000000 | 0 | 0
[30 empty] | 3534 | 3.9518e-178 | 100000000000 | 0 | 0
[30 empty] | 3536 | 2.4977e-178 | 100000000000 | 0 | 0
[30 empty] | 3538 | 1.5783e-178 | 100000000000 | 0 | 0
[30 empty] | 3540 | 9.9707e-179 | 100000000000 | 0 | 0
[30 empty] | 3542 | 6.2972e-179 | 100000000000 | 0 | 0
[30 empty] | 3544 | 3.9761e-179 | 100000000000 | 0 | 0
[30 empty] | 3546 | 2.5099e-179 | 100000000000 | 0 | 0
[30 empty] | 3548 | 1.5839e-179 | 100000000000 | 0 | 0
[30 empty] | 3550 | 9.9931e-180 | 100000000000 | 0 | 0
[30 empty] | 3552 | 6.3032e-180 | 100000000000 | 0 | 0
[30 empty] | 3554 | 3.9747e-180 | 100000000000 | 0 | 0
[30 empty] | 3556 | 2.5057e-180 | 100000000000 | 0 | 0
[30 empty] | 3558 | 1.5793e-180 | 100000000000 | 0 | 0
[30 empty] | 3560 | 9.9508e-181 | 100000000000 | 0 | 0
[30 empty] | 3562 | 6.2683e-181 | 100000000000 | 0 | 0
[30 empty] | 3564 | 3.9476e-181 | 100000000000 | 0 | 0
[30 empty] | 3566 | 2.4854e-181 | 100000000000 | 0 | 0
[30 empty] | 3568 | 1.5644e-181 | 100000000000 | 0 | 0
[30 empty] | 3570 | 9.8445e-182 | 100000000000 | 0 | 0
[30 empty] | 3572 | 6.1933e-182 | 100000000000 | 0 | 0
[30 empty] | 3574 | 3.8953e-182 | 100000000000 | 0 | 0
[30 empty] | 3576 | 2.4493e-182 | 100000000000 | 0 | 0
[30 empty] | 3578 | 1.5397e-182 | 100000000000 | 0 | 0
[30 empty] | 3580 | 9.6764e-183 | 100000000000 | 0 | 0
[30 empty] | 3582 | 6.0797e-183 | 100000000000 | 0 | 0
[30 empty] | 3584 | 3.8189e-183 | 100000000000 | 0 | 0
[30 empty] | 3586 | 2.3981e-183 | 100000000000 | 0 | 0
[30 empty] | 3588 | 1.5056e-183 | 100000000000 | 0 | 0
[30 empty] | 3590 | 9.4497e-184 | 100000000000 | 0 | 0
[30 empty] | 3592 | 5.9295e-184 | 100000000000 | 0 | 0
[30 empty] | 3594 | 3.7197e-184 | 100000000000 | 0 | 0
[30 empty] | 3596 | 2.3328e-184 | 100000000000 | 0 | 0
[30 empty] | 3598 | 1.4627e-184 | 100000000000 | 0 | 0
[30 empty] | 3600 | 9.1686e-185 | 100000000000 | 0 | 0
[30 empty] | 3602 | 5.7457e-185 | 100000000000 | 0 | 0
[30 empty] | 3604 | 3.5997e-185 | 100000000000 | 0 | 0
[30 empty] | 3606 | 2.2546e-185 | 100000000000 | 0 | 0
[30 empty] | 3608 | 1.4118e-185 | 100000000000 | 0 | 0
[30 empty] | 3610 | 8.8383e-186 | 100000000000 | 0 | 0
[30 empty] | 3612 | 5.5315e-186 | 100000000000 | 0 | 0
[30 empty] | 3614 | 3.461e-186 | 100000000000 | 0 | 0
[30 empty] | 3616 | 2.165e-186 | 100000000000 | 0 | 0
[30 empty] | 3618 | 1.3539e-186 | 100000000000 | 0 | 0
[30 empty] | 3620 | 8.4647e-187 | 100000000000 | 0 | 0
[30 empty] | 3622 | 5.2908e-187 | 100000000000 | 0 | 0
[30 empty] | 3624 | 3.3062e-187 | 100000000000 | 0 | 0
[30 empty] | 3626 | 2.0654e-187 | 100000000000 | 0 | 0
[30 empty] | 3628 | 1.29e-187 | 100000000000 | 0 | 0
[30 empty] | 3630 | 8.0546e-188 | 100000000000 | 0 | 0
[30 empty] | 3632 | 5.028e-188 | 100000000000 | 0 | 0
[30 empty] | 3634 | 3.1378e-188 | 100000000000 | 0 | 0
[30 empty] | 3636 | 1.9577e-188 | 100000000000 | 0 | 0
[30 empty] | 3638 | 1.2211e-188 | 100000000000 | 0 | 0
[30 empty] | 3640 | 7.6147e-189 | 100000000000 | 0 | 0
[30 empty] | 3642 | 4.7472e-189 | 100000000000 | 0 | 0
[30 empty] | 3644 | 2.9588e-189 | 100000000000 | 0 | 0
[30 empty] | 3646 | 1.8436e-189 | 100000000000 | 0 | 0
[30 empty] | 3648 | 1.1485e-189 | 100000000000 | 0 | 0
[30 empty] | 3650 | 7.1523e-190 | 100000000000 | 0 | 0
[30 empty] | 3652 | 4.4532e-190 | 100000000000 | 0 | 0
[30 empty] | 3654 | 2.7719e-190 | 100000000000 | 0 | 0
[30 empty] | 3656 | 1.7249e-190 | 100000000000 | 0 | 0
[30 empty] | 3658 | 1.0731e-190 | 100000000000 | 0 | 0
[30 empty] | 3660 | 6.6746e-191 | 100000000000 | 0 | 0
[30 empty] | 3662 | 4.1503e-191 | 100000000000 | 0 | 0
[30 empty] | 3664 | 2.58e-191 | 100000000000 | 0 | 0
[30 empty] | 3666 | 1.6034e-191 | 100000000000 | 0 | 0
[30 empty] | 3668 | 9.9626e-192 | 100000000000 | 0 | 0
[30 empty] | 3670 | 6.1884e-192 | 100000000000 | 0 | 0
[30 empty] | 3672 | 3.843e-192 | 100000000000 | 0 | 0
[30 empty] | 3674 | 2.3859e-192 | 100000000000 | 0 | 0
[30 empty] | 3676 | 1.4809e-192 | 100000000000 | 0 | 0
[30 empty] | 3678 | 9.1892e-193 | 100000000000 | 0 | 0
[30 empty] | 3680 | 5.7006e-193 | 100000000000 | 0 | 0
[30 empty] | 3682 | 3.5355e-193 | 100000000000 | 0 | 0
[30 empty] | 3684 | 2.1921e-193 | 100000000000 | 0 | 0
[30 empty] | 3686 | 1.3588e-193 | 100000000000 | 0 | 0
[30 empty] | 3688 | 8.4209e-194 | 100000000000 | 0 | 0
[30 empty] | 3690 | 5.2172e-194 | 100000000000 | 0 | 0
[30 empty] | 3692 | 3.2315e-194 | 100000000000 | 0 | 0
[30 empty] | 3694 | 2.001e-194 | 100000000000 | 0 | 0
[30 empty] | 3696 | 1.2388e-194 | 100000000000 | 0 | 0
[30 empty] | 3698 | 7.667e-195 | 100000000000 | 0 | 0
[30 empty] | 3700 | 4.744e-195 | 100000000000 | 0 | 0
[30 empty] | 3702 | 2.9346e-195 | 100000000000 | 0 | 0
[30 empty] | 3704 | 1.8148e-195 | 100000000000 | 0 | 0
[30 empty] | 3706 | 1.122e-195 | 100000000000 | 0 | 0
[30 empty] | 3708 | 6.9354e-196 | 100000000000 | 0 | 0
[30 empty] | 3710 | 4.2857e-196 | 100000000000 | 0 | 0
[30 empty] | 3712 | 2.6477e-196 | 100000000000 | 0 | 0
[30 empty] | 3714 | 1.6353e-196 | 100000000000 | 0 | 0
[30 empty] | 3716 | 1.0097e-196 | 100000000000 | 0 | 0
[30 empty] | 3718 | 6.2331e-197 | 100000000000 | 0 | 0
[30 empty] | 3720 | 3.8467e-197 | 100000000000 | 0 | 0
[30 empty] | 3722 | 2.3734e-197 | 100000000000 | 0 | 0
[30 empty] | 3724 | 1.464e-197 | 100000000000 | 0 | 0
[30 empty] | 3726 | 9.0277e-198 | 100000000000 | 0 | 0
[30 empty] | 3728 | 5.5656e-198 | 100000000000 | 0 | 0
[30 empty] | 3730 | 3.4304e-198 | 100000000000 | 0 | 0
[30 empty] | 3732 | 2.1137e-198 | 100000000000 | 0 | 0
[30 empty] | 3734 | 1.3021e-198 | 100000000000 | 0 | 0
[30 empty] | 3736 | 8.0193e-199 | 100000000000 | 0 | 0
[30 empty] | 3738 | 4.9375e-199 | 100000000000 | 0 | 0
[30 empty] | 3740 | 3.0393e-199 | 100000000000 | 0 | 0
[30 empty] | 3742 | 1.8703e-199 | 100000000000 | 0 | 0
[30 empty] | 3744 | 1.1507e-199 | 100000000000 | 0 | 0
[30 empty] | 3746 | 7.0774e-200 | 100000000000 | 0 | 0
[30 empty] | 3748 | 4.352e-200 | 100000000000 | 0 | 0
[30 empty] | 3750 | 2.6754e-200 | 100000000000 | 0 | 0
[30 empty] | 3752 | 1.6442e-200 | 100000000000 | 0 | 0
[30 empty] | 3754 | 1.0103e-200 | 100000000000 | 0 | 0
[30 empty] | 3756 | 6.2058e-201 | 100000000000 | 0 | 0
[30 empty] | 3758 | 3.811e-201 | 100000000000 | 0 | 0
[30 empty] | 3760 | 2.3398e-201 | 100000000000 | 0 | 0
[30 empty] | 3762 | 1.4361e-201 | 100000000000 | 0 | 0
[30 empty] | 3764 | 8.8126e-202 | 100000000000 | 0 | 0
[30 empty] | 3766 | 5.4063e-202 | 100000000000 | 0 | 0
[30 empty] | 3768 | 3.3157e-202 | 100000000000 | 0 | 0
[30 empty] | 3770 | 2.0331e-202 | 100000000000 | 0 | 0
[30 empty] | 3772 | 1.2463e-202 | 100000000000 | 0 | 0
[30 empty] | 3774 | 7.6375e-203 | 100000000000 | 0 | 0
[30 empty] | 3776 | 4.6793e-203 | 100000000000 | 0 | 0
[30 empty] | 3778 | 2.8662e-203 | 100000000000 | 0 | 0
[30 empty] | 3780 | 1.7551e-203 | 100000000000 | 0 | 0
[30 empty] | 3782 | 1.0745e-203 | 100000000000 | 0 | 0
[30 empty] | 3784 | 6.5763e-204 | 100000000000 | 0 | 0
[30 empty] | 3786 | 4.0239e-204 | 100000000000 | 0 | 0
[30 empty] | 3788 | 2.4615e-204 | 100000000000 | 0 | 0
[30 empty] | 3790 | 1.5054e-204 | 100000000000 | 0 | 0
[30 empty] | 3792 | 9.204e-205 | 100000000000 | 0 | 0
[30 empty] | 3794 | 5.6259e-205 | 100000000000 | 0 | 0
[30 empty] | 3796 | 3.4379e-205 | 100000000000 | 0 | 0
[30 empty] | 3798 | 2.1003e-205 | 100000000000 | 0 | 0
[30 empty] | 3800 | 1.2828e-205 | 100000000000 | 0 | 0
[30 empty] | 3802 | 7.8331e-206 | 100000000000 | 0 | 0
[30 empty] | 3804 | 4.7818e-206 | 100000000000 | 0 | 0
[30 empty] | 3806 | 2.9183e-206 | 100000000000 | 0 | 0
[30 empty] | 3808 | 1.7806e-206 | 100000000000 | 0 | 0
[30 empty] | 3810 | 1.0861e-206 | 100000000000 | 0 | 0
[30 empty] | 3812 | 6.6233e-207 | 100000000000 | 0 | 0
[30 empty] | 3814 | 4.038e-207 | 100000000000 | 0 | 0
[30 empty] | 3816 | 2.4612e-207 | 100000000000 | 0 | 0
[30 empty] | 3818 | 1.4997e-207 | 100000000000 | 0 | 0
[30 empty] | 3820 | 9.136e-208 | 100000000000 | 0 | 0
[30 empty] | 3822 | 5.5641e-208 | 100000000000 | 0 | 0
[30 empty] | 3824 | 3.3878e-208 | 100000000000 | 0 | 0
[30 empty] | 3826 | 2.0622e-208 | 100000000000 | 0 | 0
[30 empty] | 3828 | 1.255e-208 | 100000000000 | 0 | 0
[30 empty] | 3830 | 7.6353e-209 | 100000000000 | 0 | 0
[30 empty] | 3832 | 4.6441e-209 | 100000000000 | 0 | 0
[30 empty] | 3834 | 2.824e-209 | 100000000000 | 0 | 0
[30 empty] | 3836 | 1.7168e-209 | 100000000000 | 0 | 0
[30 empty] | 3838 | 1.0434e-209 | 100000000000 | 0 | 0
[30 empty] | 3840 | 6.3397e-210 | 100000000000 | 0 | 0
[30 empty] | 3842 | 3.8511e-210 | 100000000000 | 0 | 0
[30 empty] | 3844 | 2.3387e-210 | 100000000000 | 0 | 0
[30 empty] | 3846 | 1.4199e-210 | 100000000000 | 0 | 0
[30 empty] | 3848 | 8.6187e-211 | 100000000000 | 0 | 0
[30 empty] | 3850 | 5.23e-211 | 100000000000 | 0 | 0
[30 empty] | 3852 | 3.1729e-211 | 100000000000 | 0 | 0
[30 empty] | 3854 | 1.9244e-211 | 100000000000 | 0 | 0
[30 empty] | 3856 | 1.1668e-211 | 100000000000 | 0 | 0
[30 empty] | 3858 | 7.0732e-212 | 100000000000 | 0 | 0
[30 empty] | 3860 | 4.2866e-212 | 100000000000 | 0 | 0
[30 empty] | 3862 | 2.5972e-212 | 100000000000 | 0 | 0
[30 empty] | 3864 | 1.5732e-212 | 100000000000 | 0 | 0
[30 empty] | 3866 | 9.5264e-213 | 100000000000 | 0 | 0
[30 empty] | 3868 | 5.7673e-213 | 100000000000 | 0 | 0
[30 empty] | 3870 | 3.4907e-213 | 100000000000 | 0 | 0
[30 empty] | 3872 | 2.1122e-213 | 100000000000 | 0 | 0
[30 empty] | 3874 | 1.2777e-213 | 100000000000 | 0 | 0
[30 empty] | 3876 | 7.7274e-214 | 100000000000 | 0 | 0
[30 empty] | 3878 | 4.6721e-214 | 100000000000 | 0 | 0
[30 empty] | 3880 | 2.8241e-214 | 100000000000 | 0 | 0
[30 empty] | 3882 | 1.7066e-214 | 100000000000 | 0 | 0
[30 empty] | 3884 | 1.0311e-214 | 100000000000 | 0 | 0
[30 empty] | 3886 | 6.2276e-215 | 100000000000 | 0 | 0
[30 empty] | 3888 | 3.7604e-215 | 100000000000 | 0 | 0
[30 empty] | 3890 | 2.2701e-215 | 100000000000 | 0 | 0
[30 empty] | 3892 | 1.3701e-215 | 100000000000 | 0 | 0
[30 empty] | 3894 | 8.2664e-216 | 100000000000 | 0 | 0
[30 empty] | 3896 | 4.9864e-216 | 100000000000 | 0 | 0
[30 empty] | 3898 | 3.0071e-216 | 100000000000 | 0 | 0
[30 empty] | 3900 | 1.8129e-216 | 100000000000 | 0 | 0
[30 empty] | 3902 | 1.0927e-216 | 100000000000 | 0 | 0
[30 empty] | 3904 | 6.5846e-217 | 100000000000 | 0 | 0
[30 empty] | 3906 | 3.9667e-217 | 100000000000 | 0 | 0
[30 empty] | 3908 | 2.3891e-217 | 100000000000 | 0 | 0
[30 empty] | 3910 | 1.4385e-217 | 100000000000 | 0 | 0
[30 empty] | 3912 | 8.6591e-218 | 100000000000 | 0 | 0
[30 empty] | 3914 | 5.211e-218 | 100000000000 | 0 | 0
[30 empty] | 3916 | 3.1352e-218 | 100000000000 | 0 | 0
[30 empty] | 3918 | 1.8858e-218 | 100000000000 | 0 | 0
[30 empty] | 3920 | 1.134e-218 | 100000000000 | 0 | 0
[30 empty] | 3922 | 6.8173e-219 | 100000000000 | 0 | 0
[30 empty] | 3924 | 4.0973e-219 | 100000000000 | 0 | 0
[30 empty] | 3926 | 2.4619e-219 | 100000000000 | 0 | 0
[30 empty] | 3928 | 1.4789e-219 | 100000000000 | 0 | 0
[30 empty] | 3930 | 8.8817e-220 | 100000000000 | 0 | 0
[30 empty] | 3932 | 5.3325e-220 | 100000000000 | 0 | 0
[30 empty] | 3934 | 3.2008e-220 | 100000000000 | 0 | 0
[30 empty] | 3936 | 1.9208e-220 | 100000000000 | 0 | 0
[30 empty] | 3938 | 1.1523e-220 | 100000000000 | 0 | 0
[30 empty] | 3940 | 6.9113e-221 | 100000000000 | 0 | 0
[30 empty] | 3942 | 4.1442e-221 | 100000000000 | 0 | 0
[30 empty] | 3944 | 2.4843e-221 | 100000000000 | 0 | 0
[30 empty] | 3946 | 1.4888e-221 | 100000000000 | 0 | 0
[30 empty] | 3948 | 8.9205e-222 | 100000000000 | 0 | 0
[30 empty] | 3950 | 5.3433e-222 | 100000000000 | 0 | 0
[30 empty] | 3952 | 3.1998e-222 | 100000000000 | 0 | 0
[30 empty] | 3954 | 1.9157e-222 | 100000000000 | 0 | 0
[30 empty] | 3956 | 1.1466e-222 | 100000000000 | 0 | 0
[30 empty] | 3958 | 6.8609e-223 | 100000000000 | 0 | 0
[30 empty] | 3960 | 4.1043e-223 | 100000000000 | 0 | 0
[30 empty] | 3962 | 2.4547e-223 | 100000000000 | 0 | 0
[30 empty] | 3964 | 1.4677e-223 | 100000000000 | 0 | 0
[30 empty] | 3966 | 8.773e-224 | 100000000000 | 0 | 0
[30 empty] | 3968 | 5.2427e-224 | 100000000000 | 0 | 0
[30 empty] | 3970 | 3.1322e-224 | 100000000000 | 0 | 0
[30 empty] | 3972 | 1.8709e-224 | 100000000000 | 0 | 0
[30 empty] | 3974 | 1.1172e-224 | 100000000000 | 0 | 0
[30 empty] | 3976 | 6.6692e-225 | 100000000000 | 0 | 0
[30 empty] | 3978 | 3.9803e-225 | 100000000000 | 0 | 0
[30 empty] | 3980 | 2.3749e-225 | 100000000000 | 0 | 0
[30 empty] | 3982 | 1.4167e-225 | 100000000000 | 0 | 0
[30 empty] | 3984 | 8.4485e-226 | 100000000000 | 0 | 0
[30 empty] | 3986 | 5.037e-226 | 100000000000 | 0 | 0
[30 empty] | 3988 | 3.0023e-226 | 100000000000 | 0 | 0
[30 empty] | 3990 | 1.7891e-226 | 100000000000 | 0 | 0
[30 empty] | 3992 | 1.0658e-226 | 100000000000 | 0 | 0
[30 empty] | 3994 | 6.3479e-227 | 100000000000 | 0 | 0
[30 empty] | 3996 | 3.7797e-227 | 100000000000 | 0 | 0
[30 empty] | 3998 | 2.25e-227 | 100000000000 | 0 | 0
[30 empty] | 4000 | 1.339e-227 | 100000000000 | 0 | 0
[30 empty] | 4002 | 7.9667e-228 | 100000000000 | 0 | 0
[30 empty] | 4004 | 4.7387e-228 | 100000000000 | 0 | 0
[30 empty] | 4006 | 2.8179e-228 | 100000000000 | 0 | 0
[30 empty] | 4008 | 1.6753e-228 | 100000000000 | 0 | 0
[30 empty] | 4010 | 9.957e-229 | 100000000000 | 0 | 0
[30 empty] | 4012 | 5.9164e-229 | 100000000000 | 0 | 0
[30 empty] | 4014 | 3.5146e-229 | 100000000000 | 0 | 0
[30 empty] | 4016 | 2.0873e-229 | 100000000000 | 0 | 0
[30 empty] | 4018 | 1.2393e-229 | 100000000000 | 0 | 0
[30 empty] | 4020 | 7.3561e-230 | 100000000000 | 0 | 0
[30 empty] | 4022 | 4.3653e-230 | 100000000000 | 0 | 0
[30 empty] | 4024 | 2.5898e-230 | 100000000000 | 0 | 0
[30 empty] | 4026 | 1.5361e-230 | 100000000000 | 0 | 0
[30 empty] | 4028 | 9.1083e-231 | 100000000000 | 0 | 0
[30 empty] | 4030 | 5.3995e-231 | 100000000000 | 0 | 0
[30 empty] | 4032 | 3.2e-231 | 100000000000 | 0 | 0
[30 empty] | 4034 | 1.896e-231 | 100000000000 | 0 | 0
[30 empty] | 4036 | 1.1231e-231 | 100000000000 | 0 | 0
[30 empty] | 4038 | 6.651e-232 | 100000000000 | 0 | 0
[30 empty] | 4040 | 3.9377e-232 | 100000000000 | 0 | 0
[30 empty] | 4042 | 2.3307e-232 | 100000000000 | 0 | 0
[30 empty] | 4044 | 1.3791e-232 | 100000000000 | 0 | 0
[30 empty] | 4046 | 8.1586e-233 | 100000000000 | 0 | 0
[30 empty] | 4048 | 4.8252e-233 | 100000000000 | 0 | 0
[30 empty] | 4050 | 2.853e-233 | 100000000000 | 0 | 0
[30 empty] | 4052 | 1.6865e-233 | 100000000000 | 0 | 0
[30 empty] | 4054 | 9.9666e-234 | 100000000000 | 0 | 0
[30 empty] | 4056 | 5.8884e-234 | 100000000000 | 0 | 0
[30 empty] | 4058 | 3.478e-234 | 100000000000 | 0 | 0
[30 empty] | 4060 | 2.0538e-234 | 100000000000 | 0 | 0
[30 empty] | 4062 | 1.2125e-234 | 100000000000 | 0 | 0
[30 empty] | 4064 | 7.156e-235 | 100000000000 | 0 | 0
[30 empty] | 4066 | 4.2224e-235 | 100000000000 | 0 | 0
[30 empty] | 4068 | 2.4907e-235 | 100000000000 | 0 | 0
[30 empty] | 4070 | 1.4689e-235 | 100000000000 | 0 | 0
[30 empty] | 4072 | 8.6604e-236 | 100000000000 | 0 | 0
[30 empty] | 4074 | 5.1047e-236 | 100000000000 | 0 | 0
[30 empty] | 4076 | 3.0081e-236 | 100000000000 | 0 | 0
[30 empty] | 4078 | 1.7722e-236 | 100000000000 | 0 | 0
[30 empty] | 4080 | 1.0438e-236 | 100000000000 | 0 | 0
[30 empty] | 4082 | 6.1459e-237 | 100000000000 | 0 | 0
[30 empty] | 4084 | 3.6179e-237 | 100000000000 | 0 | 0
[30 empty] | 4086 | 2.1292e-237 | 100000000000 | 0 | 0
[30 empty] | 4088 | 1.2528e-237 | 100000000000 | 0 | 0
[30 empty] | 4090 | 7.3688e-238 | 100000000000 | 0 | 0
[30 empty] | 4092 | 4.3333e-238 | 100000000000 | 0 | 0
[30 empty] | 4094 | 2.5476e-238 | 100000000000 | 0 | 0
[30 empty] | 4096 | 1.4973e-238 | 100000000000 | 0 | 0
[30 empty] | 4098 | 8.7984e-239 | 100000000000 | 0 | 0
[30 empty] | 4100 | 5.1686e-239 | 100000000000 | 0 | 0
[30 empty] | 4102 | 3.0355e-239 | 100000000000 | 0 | 0
[30 empty] | 4104 | 1.7823e-239 | 100000000000 | 0 | 0
[30 empty] | 4106 | 1.0462e-239 | 100000000000 | 0 | 0
[30 empty] | 4108 | 6.1394e-240 | 100000000000 | 0 | 0
[30 empty] | 4110 | 3.6019e-240 | 100000000000 | 0 | 0
[30 empty] | 4112 | 2.1127e-240 | 100000000000 | 0 | 0
[30 empty] | 4114 | 1.2388e-240 | 100000000000 | 0 | 0
[30 empty] | 4116 | 7.2624e-241 | 100000000000 | 0 | 0
[30 empty] | 4118 | 4.2563e-241 | 100000000000 | 0 | 0
[30 empty] | 4120 | 2.4939e-241 | 100000000000 | 0 | 0
[30 empty] | 4122 | 1.4609e-241 | 100000000000 | 0 | 0
[30 empty] | 4124 | 8.5551e-242 | 100000000000 | 0 | 0
[30 empty] | 4126 | 5.0087e-242 | 100000000000 | 0 | 0
[30 empty] | 4128 | 2.9317e-242 | 100000000000 | 0 | 0
[30 empty] | 4130 | 1.7155e-242 | 100000000000 | 0 | 0
[30 empty] | 4132 | 1.0036e-242 | 100000000000 | 0 | 0
[30 empty] | 4134 | 5.8697e-243 | 100000000000 | 0 | 0
[30 empty] | 4136 | 3.4321e-243 | 100000000000 | 0 | 0
[30 empty] | 4138 | 2.0063e-243 | 100000000000 | 0 | 0
[30 empty] | 4140 | 1.1725e-243 | 100000000000 | 0 | 0
[30 empty] | 4142 | 6.8503e-244 | 100000000000 | 0 | 0
[30 empty] | 4144 | 4.0013e-244 | 100000000000 | 0 | 0
[30 empty] | 4146 | 2.3365e-244 | 100000000000 | 0 | 0
[30 empty] | 4148 | 1.3641e-244 | 100000000000 | 0 | 0
[30 empty] | 4150 | 7.9614e-245 | 100000000000 | 0 | 0
[30 empty] | 4152 | 4.6455e-245 | 100000000000 | 0 | 0
[30 empty] | 4154 | 2.7099e-245 | 100000000000 | 0 | 0
[30 empty] | 4156 | 1.5804e-245 | 100000000000 | 0 | 0
[30 empty] | 4158 | 9.2145e-246 | 100000000000 | 0 | 0
[30 empty] | 4160 | 5.3711e-246 | 100000000000 | 0 | 0
[30 empty] | 4162 | 3.1299e-246 | 100000000000 | 0 | 0
[30 empty] | 4164 | 1.8235e-246 | 100000000000 | 0 | 0
[30 empty] | 4166 | 1.0621e-246 | 100000000000 | 0 | 0
[30 empty] | 4168 | 6.1842e-247 | 100000000000 | 0 | 0
[30 empty] | 4170 | 3.6001e-247 | 100000000000 | 0 | 0
[30 empty] | 4172 | 2.0952e-247 | 100000000000 | 0 | 0
[30 empty] | 4174 | 1.219e-247 | 100000000000 | 0 | 0
[30 empty] | 4176 | 7.091e-248 | 100000000000 | 0 | 0
[30 empty] | 4178 | 4.1236e-248 | 100000000000 | 0 | 0
[30 empty] | 4180 | 2.3974e-248 | 100000000000 | 0 | 0
[30 empty] | 4182 | 1.3934e-248 | 100000000000 | 0 | 0
[30 empty] | 4184 | 8.097e-249 | 100000000000 | 0 | 0
[30 empty] | 4186 | 4.7038e-249 | 100000000000 | 0 | 0
[30 empty] | 4188 | 2.7319e-249 | 100000000000 | 0 | 0
[30 empty] | 4190 | 1.5862e-249 | 100000000000 | 0 | 0
[30 empty] | 4192 | 9.2075e-250 | 100000000000 | 0 | 0
[30 empty] | 4194 | 5.3433e-250 | 100000000000 | 0 | 0
[30 empty] | 4196 | 3.1001e-250 | 100000000000 | 0 | 0
[30 empty] | 4198 | 1.7981e-250 | 100000000000 | 0 | 0
[30 empty] | 4200 | 1.0427e-250 | 100000000000 | 0 | 0
[30 empty] | 4202 | 6.0447e-251 | 100000000000 | 0 | 0
[30 empty] | 4204 | 3.5033e-251 | 100000000000 | 0 | 0
[30 empty] | 4206 | 2.0299e-251 | 100000000000 | 0 | 0
[30 empty] | 4208 | 1.1759e-251 | 100000000000 | 0 | 0
[30 empty] | 4210 | 6.8097e-252 | 100000000000 | 0 | 0
[30 empty] | 4212 | 3.9426e-252 | 100000000000 | 0 | 0
[30 empty] | 4214 | 2.2821e-252 | 100000000000 | 0 | 0
[30 empty] | 4216 | 1.3206e-252 | 100000000000 | 0 | 0
[30 empty] | 4218 | 7.6398e-253 | 100000000000 | 0 | 0
[30 empty] | 4220 | 4.4187e-253 | 100000000000 | 0 | 0
[30 empty] | 4222 | 2.555e-253 | 100000000000 | 0 | 0
[30 empty] | 4224 | 1.4769e-253 | 100000000000 | 0 | 0
[30 empty] | 4226 | 8.5356e-254 | 100000000000 | 0 | 0
[30 empty] | 4228 | 4.9316e-254 | 100000000000 | 0 | 0
[30 empty] | 4230 | 2.8486e-254 | 100000000000 | 0 | 0
[30 empty] | 4232 | 1.645e-254 | 100000000000 | 0 | 0
[30 empty] | 4234 | 9.4969e-255 | 100000000000 | 0 | 0
[30 empty] | 4236 | 5.4813e-255 | 100000000000 | 0 | 0
[30 empty] | 4238 | 3.1628e-255 | 100000000000 | 0 | 0
[30 empty] | 4240 | 1.8246e-255 | 100000000000 | 0 | 0
[30 empty] | 4242 | 1.0523e-255 | 100000000000 | 0 | 0
[30 empty] | 4244 | 6.067e-256 | 100000000000 | 0 | 0
[30 empty] | 4246 | 3.4972e-256 | 100000000000 | 0 | 0
[30 empty] | 4248 | 2.0153e-256 | 100000000000 | 0 | 0
[30 empty] | 4250 | 1.1611e-256 | 100000000000 | 0 | 0
[30 empty] | 4252 | 6.6875e-257 | 100000000000 | 0 | 0
[30 empty] | 4254 | 3.8508e-257 | 100000000000 | 0 | 0
[30 empty] | 4256 | 2.2168e-257 | 100000000000 | 0 | 0
[30 empty] | 4258 | 1.2758e-257 | 100000000000 | 0 | 0
[30 empty] | 4260 | 7.3409e-258 | 100000000000 | 0 | 0
[30 empty] | 4262 | 4.2227e-258 | 100000000000 | 0 | 0
[30 empty] | 4264 | 2.4284e-258 | 100000000000 | 0 | 0
[30 empty] | 4266 | 1.3961e-258 | 100000000000 | 0 | 0
[30 empty] | 4268 | 8.0247e-259 | 100000000000 | 0 | 0
[30 empty] | 4270 | 4.6112e-259 | 100000000000 | 0 | 0
[30 empty] | 4272 | 2.6491e-259 | 100000000000 | 0 | 0
[30 empty] | 4274 | 1.5214e-259 | 100000000000 | 0 | 0
[30 empty] | 4276 | 8.7359e-260 | 100000000000 | 0 | 0
[30 empty] | 4278 | 5.0147e-260 | 100000000000 | 0 | 0
[30 empty] | 4280 | 2.8779e-260 | 100000000000 | 0 | 0
[30 empty] | 4282 | 1.6511e-260 | 100000000000 | 0 | 0
[30 empty] | 4284 | 9.4707e-261 | 100000000000 | 0 | 0
[30 empty] | 4286 | 5.4308e-261 | 100000000000 | 0 | 0
[30 empty] | 4288 | 3.1134e-261 | 100000000000 | 0 | 0
[30 empty] | 4290 | 1.7844e-261 | 100000000000 | 0 | 0
[30 empty] | 4292 | 1.0225e-261 | 100000000000 | 0 | 0
[30 empty] | 4294 | 5.8572e-262 | 100000000000 | 0 | 0
[30 empty] | 4296 | 3.3544e-262 | 100000000000 | 0 | 0
[30 empty] | 4298 | 1.9205e-262 | 100000000000 | 0 | 0
[30 empty] | 4300 | 1.0993e-262 | 100000000000 | 0 | 0
[30 empty] | 4302 | 6.2907e-263 | 100000000000 | 0 | 0
[30 empty] | 4304 | 3.5989e-263 | 100000000000 | 0 | 0
[30 empty] | 4306 | 2.0584e-263 | 100000000000 | 0 | 0
[30 empty] | 4308 | 1.177e-263 | 100000000000 | 0 | 0
[30 empty] | 4310 | 6.7284e-264 | 100000000000 | 0 | 0
[30 empty] | 4312 | 3.8453e-264 | 100000000000 | 0 | 0
[30 empty] | 4314 | 2.1971e-264 | 100000000000 | 0 | 0
[30 empty] | 4316 | 1.255e-264 | 100000000000 | 0 | 0
[30 empty] | 4318 | 7.1668e-265 | 100000000000 | 0 | 0
[30 empty] | 4320 | 4.0916e-265 | 100000000000 | 0 | 0
[30 empty] | 4322 | 2.3353e-265 | 100000000000 | 0 | 0
[30 empty] | 4324 | 1.3326e-265 | 100000000000 | 0 | 0
[30 empty] | 4326 | 7.602e-266 | 100000000000 | 0 | 0
[30 empty] | 4328 | 4.3356e-266 | 100000000000 | 0 | 0
[30 empty] | 4330 | 2.472e-266 | 100000000000 | 0 | 0
[30 empty] | 4332 | 1.4091e-266 | 100000000000 | 0 | 0
[30 empty] | 4334 | 8.0302e-267 | 100000000000 | 0 | 0
[30 empty] | 4336 | 4.5751e-267 | 100000000000 | 0 | 0
[30 empty] | 4338 | 2.6059e-267 | 100000000000 | 0 | 0
[30 empty] | 4340 | 1.4839e-267 | 100000000000 | 0 | 0
[30 empty] | 4342 | 8.4475e-268 | 100000000000 | 0 | 0
[30 empty] | 4344 | 4.8078e-268 | 100000000000 | 0 | 0
[30 empty] | 4346 | 2.7356e-268 | 100000000000 | 0 | 0
[30 empty] | 4348 | 1.5561e-268 | 100000000000 | 0 | 0
[30 empty] | 4350 | 8.8495e-269 | 100000000000 | 0 | 0
[30 empty] | 4352 | 5.0314e-269 | 100000000000 | 0 | 0
[30 empty] | 4354 | 2.8598e-269 | 100000000000 | 0 | 0
[30 empty] | 4356 | 1.6251e-269 | 100000000000 | 0 | 0
[30 empty] | 4358 | 9.2323e-270 | 100000000000 | 0 | 0
[30 empty] | 4360 | 5.2436e-270 | 100000000000 | 0 | 0
[30 empty] | 4362 | 2.9773e-270 | 100000000000 | 0 | 0
[30 empty] | 4364 | 1.6901e-270 | 100000000000 | 0 | 0
[30 empty] | 4366 | 9.5917e-271 | 100000000000 | 0 | 0
[30 empty] | 4368 | 5.442e-271 | 100000000000 | 0 | 0
[30 empty] | 4370 | 3.0868e-271 | 100000000000 | 0 | 0
[30 empty] | 4372 | 1.7505e-271 | 100000000000 | 0 | 0
[30 empty] | 4374 | 9.9238e-272 | 100000000000 | 0 | 0
[30 empty] | 4376 | 5.6246e-272 | 100000000000 | 0 | 0
[30 empty] | 4378 | 3.1871e-272 | 100000000000 | 0 | 0
[30 empty] | 4380 | 1.8054e-272 | 100000000000 | 0 | 0
[30 empty] | 4382 | 1.0225e-272 | 100000000000 | 0 | 0
[30 empty] | 4384 | 5.7893e-273 | 100000000000 | 0 | 0
[30 empty] | 4386 | 3.277e-273 | 100000000000 | 0 | 0
[30 empty] | 4388 | 1.8544e-273 | 100000000000 | 0 | 0
[30 empty] | 4390 | 1.0491e-273 | 100000000000 | 0 | 0
[30 empty] | 4392 | 5.934e-274 | 100000000000 | 0 | 0
[30 empty] | 4394 | 3.3554e-274 | 100000000000 | 0 | 0
[30 empty] | 4396 | 1.8969e-274 | 100000000000 | 0 | 0
[30 empty] | 4398 | 1.072e-274 | 100000000000 | 0 | 0
[30 empty] | 4400 | 6.0572e-275 | 100000000000 | 0 | 0
[30 empty] | 4402 | 3.4215e-275 | 100000000000 | 0 | 0
[30 empty] | 4404 | 1.9322e-275 | 100000000000 | 0 | 0
[30 empty] | 4406 | 1.0909e-275 | 100000000000 | 0 | 0
[30 empty] | 4408 | 6.1573e-276 | 100000000000 | 0 | 0
[30 empty] | 4410 | 3.4744e-276 | 100000000000 | 0 | 0
[30 empty] | 4412 | 1.9601e-276 | 100000000000 | 0 | 0
[30 empty] | 4414 | 1.1055e-276 | 100000000000 | 0 | 0
[30 empty] | 4416 | 6.2331e-277 | 100000000000 | 0 | 0
[30 empty] | 4418 | 3.5136e-277 | 100000000000 | 0 | 0
[30 empty] | 4420 | 1.9801e-277 | 100000000000 | 0 | 0
[30 empty] | 4422 | 1.1156e-277 | 100000000000 | 0 | 0
[30 empty] | 4424 | 6.2836e-278 | 100000000000 | 0 | 0
[30 empty] | 4426 | 3.5384e-278 | 100000000000 | 0 | 0
[30 empty] | 4428 | 1.992e-278 | 100000000000 | 0 | 0
[30 empty] | 4430 | 1.1211e-278 | 100000000000 | 0 | 0
[30 empty] | 4432 | 6.3084e-279 | 100000000000 | 0 | 0
[30 empty] | 4434 | 3.5487e-279 | 100000000000 | 0 | 0
[30 empty] | 4436 | 1.9957e-279 | 100000000000 | 0 | 0
[30 empty] | 4438 | 1.1221e-279 | 100000000000 | 0 | 0
[30 empty] | 4440 | 6.307e-280 | 100000000000 | 0 | 0
[30 empty] | 4442 | 3.5442e-280 | 100000000000 | 0 | 0
[30 empty] | 4444 | 1.9911e-280 | 100000000000 | 0 | 0
[30 empty] | 4446 | 1.1183e-280 | 100000000000 | 0 | 0
[30 empty] | 4448 | 6.2795e-281 | 100000000000 | 0 | 0
[30 empty] | 4450 | 3.5251e-281 | 100000000000 | 0 | 0
[30 empty] | 4452 | 1.9783e-281 | 100000000000 | 0 | 0
[30 empty] | 4454 | 1.11e-281 | 100000000000 | 0 | 0
[30 empty] | 4456 | 6.2261e-282 | 100000000000 | 0 | 0
[30 empty] | 4458 | 3.4915e-282 | 100000000000 | 0 | 0
[30 empty] | 4460 | 1.9574e-282 | 100000000000 | 0 | 0
[30 empty] | 4462 | 1.0971e-282 | 100000000000 | 0 | 0
[30 empty] | 4464 | 6.1477e-283 | 100000000000 | 0 | 0
[30 empty] | 4466 | 3.4439e-283 | 100000000000 | 0 | 0
[30 empty] | 4468 | 1.9288e-283 | 100000000000 | 0 | 0
[30 empty] | 4470 | 1.0799e-283 | 100000000000 | 0 | 0
[30 empty] | 4472 | 6.0451e-284 | 100000000000 | 0 | 0
[30 empty] | 4474 | 3.3829e-284 | 100000000000 | 0 | 0
[30 empty] | 4476 | 1.8926e-284 | 100000000000 | 0 | 0
[30 empty] | 4478 | 1.0586e-284 | 100000000000 | 0 | 0
[30 empty] | 4480 | 5.9195e-285 | 100000000000 | 0 | 0
[30 empty] | 4482 | 3.3092e-285 | 100000000000 | 0 | 0
[30 empty] | 4484 | 1.8495e-285 | 100000000000 | 0 | 0
[30 empty] | 4486 | 1.0334e-285 | 100000000000 | 0 | 0
[30 empty] | 4488 | 5.7725e-286 | 100000000000 | 0 | 0
[30 empty] | 4490 | 3.2237e-286 | 100000000000 | 0 | 0
[30 empty] | 4492 | 1.7998e-286 | 100000000000 | 0 | 0
[30 empty] | 4494 | 1.0046e-286 | 100000000000 | 0 | 0
[30 empty] | 4496 | 5.6059e-287 | 100000000000 | 0 | 0
[30 empty] | 4498 | 3.1274e-287 | 100000000000 | 0 | 0
[30 empty] | 4500 | 1.7442e-287 | 100000000000 | 0 | 0
[30 empty] | 4502 | 9.7257e-288 | 100000000000 | 0 | 0
[30 empty] | 4504 | 5.4215e-288 | 100000000000 | 0 | 0
[30 empty] | 4506 | 3.0214e-288 | 100000000000 | 0 | 0
[30 empty] | 4508 | 1.6834e-288 | 100000000000 | 0 | 0
[30 empty] | 4510 | 9.3765e-289 | 100000000000 | 0 | 0
[30 empty] | 4512 | 5.2215e-289 | 100000000000 | 0 | 0
[30 empty] | 4514 | 2.9069e-289 | 100000000000 | 0 | 0
[30 empty] | 4516 | 1.6179e-289 | 100000000000 | 0 | 0
[30 empty] | 4518 | 9.0025e-290 | 100000000000 | 0 | 0
[30 empty] | 4520 | 5.0079e-290 | 100000000000 | 0 | 0
[30 empty] | 4522 | 2.7851e-290 | 100000000000 | 0 | 0
[30 empty] | 4524 | 1.5485e-290 | 100000000000 | 0 | 0
[30 empty] | 4526 | 8.6075e-291 | 100000000000 | 0 | 0
[30 empty] | 4528 | 4.7832e-291 | 100000000000 | 0 | 0
[30 empty] | 4530 | 2.6574e-291 | 100000000000 | 0 | 0
[30 empty] | 4532 | 1.476e-291 | 100000000000 | 0 | 0
[30 empty] | 4534 | 8.1957e-292 | 100000000000 | 0 | 0
[30 empty] | 4536 | 4.5497e-292 | 100000000000 | 0 | 0
[30 empty] | 4538 | 2.525e-292 | 100000000000 | 0 | 0
[30 empty] | 4540 | 1.401e-292 | 100000000000 | 0 | 0
[30 empty] | 4542 | 7.7713e-293 | 100000000000 | 0 | 0
[30 empty] | 4544 | 4.3096e-293 | 100000000000 | 0 | 0
[30 empty] | 4546 | 2.3893e-293 | 100000000000 | 0 | 0
[30 empty] | 4548 | 1.3243e-293 | 100000000000 | 0 | 0
[30 empty] | 4550 | 7.3383e-294 | 100000000000 | 0 | 0
[30 empty] | 4552 | 4.0653e-294 | 100000000000 | 0 | 0
[30 empty] | 4554 | 2.2515e-294 | 100000000000 | 0 | 0
[30 empty] | 4556 | 1.2466e-294 | 100000000000 | 0 | 0
[30 empty] | 4558 | 6.9008e-295 | 100000000000 | 0 | 0
[30 empty] | 4560 | 3.8189e-295 | 100000000000 | 0 | 0
[30 empty] | 4562 | 2.1129e-295 | 100000000000 | 0 | 0
[30 empty] | 4564 | 1.1687e-295 | 100000000000 | 0 | 0
[30 empty] | 4566 | 6.4624e-296 | 100000000000 | 0 | 0
[30 empty] | 4568 | 3.5726e-296 | 100000000000 | 0 | 0
[30 empty] | 4570 | 1.9745e-296 | 100000000000 | 0 | 0
[30 empty] | 4572 | 1.091e-296 | 100000000000 | 0 | 0
[30 empty] | 4574 | 6.0268e-297 | 100000000000 | 0 | 0
[30 empty] | 4576 | 3.3284e-297 | 100000000000 | 0 | 0
[30 empty] | 4578 | 1.8376e-297 | 100000000000 | 0 | 0
[30 empty] | 4580 | 1.0143e-297 | 100000000000 | 0 | 0
[30 empty] | 4582 | 5.5973e-298 | 100000000000 | 0 | 0
[30 empty] | 4584 | 3.0879e-298 | 100000000000 | 0 | 0
[30 empty] | 4586 | 1.7031e-298 | 100000000000 | 0 | 0
[30 empty] | 4588 | 9.391e-299 | 100000000000 | 0 | 0
[30 empty] | 4590 | 5.1768e-299 | 100000000000 | 0 | 0
[30 empty] | 4592 | 2.853e-299 | 100000000000 | 0 | 0
[30 empty] | 4594 | 1.5719e-299 | 100000000000 | 0 | 0
[30 empty] | 4596 | 8.6585e-300 | 100000000000 | 0 | 0
[30 empty] | 4598 | 4.7681e-300 | 100000000000 | 0 | 0
[30 empty] | 4600 | 2.625e-300 | 100000000000 | 0 | 0
[30 empty] | 4602 | 1.4448e-300 | 100000000000 | 0 | 0
[30 empty] | 4604 | 7.9501e-301 | 100000000000 | 0 | 0
[30 empty] | 4606 | 4.3735e-301 | 100000000000 | 0 | 0
[30 empty] | 4608 | 2.4053e-301 | 100000000000 | 0 | 0
[30 empty] | 4610 | 1.3225e-301 | 100000000000 | 0 | 0
[30 empty] | 4612 | 7.2694e-302 | 100000000000 | 0 | 0
[30 empty] | 4614 | 3.9948e-302 | 100000000000 | 0 | 0
[30 empty] | 4616 | 2.1948e-302 | 100000000000 | 0 | 0
[30 empty] | 4618 | 1.2055e-302 | 100000000000 | 0 | 0
[30 empty] | 4620 | 6.6195e-303 | 100000000000 | 0 | 0
[30 empty] | 4622 | 3.6339e-303 | 100000000000 | 0 | 0
[30 empty] | 4624 | 1.9944e-303 | 100000000000 | 0 | 0
[30 empty] | 4626 | 1.0943e-303 | 100000000000 | 0 | 0
[30 empty] | 4628 | 6.0026e-304 | 100000000000 | 0 | 0
[30 empty] | 4630 | 3.2918e-304 | 100000000000 | 0 | 0
[30 empty] | 4632 | 1.8048e-304 | 100000000000 | 0 | 0
[30 empty] | 4634 | 9.8923e-305 | 100000000000 | 0 | 0
[30 empty] | 4636 | 5.4207e-305 | 100000000000 | 0 | 0
[30 empty] | 4638 | 2.9696e-305 | 100000000000 | 0 | 0
[30 empty] | 4640 | 1.6264e-305 | 100000000000 | 0 | 0
[30 empty] | 4642 | 8.9055e-306 | 100000000000 | 0 | 0
[30 empty] | 4644 | 4.8749e-306 | 100000000000 | 0 | 0
[30 empty] | 4646 | 2.6679e-306 | 100000000000 | 0 | 0
[30 empty] | 4648 | 1.4596e-306 | 100000000000 | 0 | 0
[30 empty] | 4650 | 7.984e-307 | 100000000000 | 0 | 0
[30 empty] | 4652 | 4.3659e-307 | 100000000000 | 0 | 0
[30 empty] | 4654 | 2.3868e-307 | 100000000000 | 0 | 0
[30 empty] | 4656 | 1.3045e-307 | 100000000000 | 0 | 0
[30 empty] | 4658 | 7.1281e-308 | 100000000000 | 0 | 0
[30 empty] | 4660 | 3.8939e-308 | 100000000000 | 0 | 0
[30 empty] | 4662 | 0 | 100000000000 | 0 | 0
[30 empty] | 4664 | 0 | 100000000000 | 0 | 0
[30 empty] | 4666 | 0 | 100000000000 | 0 | 0
[30 empty] | 4668 | 0 | 100000000000 | 0 | 0
[30 empty] | 4670 | 0 | 100000000000 | 0 | 0
[30 empty] | 4672 | 0 | 100000000000 | 0 | 0
[30 empty] | 4674 | 0 | 100000000000 | 0 | 0
[30 empty] | 4676 | 0 | 100000000000 | 0 | 0
[30 empty] | 4678 | 0 | 100000000000 | 0 | 0
[30 empty] | 4680 | 0 | 100000000000 | 0 | 0
[30 empty] | 4682 | 0 | 100000000000 | 0 | 0
[30 empty] | 4684 | 0 | 100000000000 | 0 | 0
[30 empty] | 4686 | 0 | 100000000000 | 0 | 0
[30 empty] | 4688 | 0 | 100000000000 | 0 | 0
[30 empty] | 4690 | 0 | 100000000000 | 0 | 0
[30 empty] | 4692 | 0 | 100000000000 | 0 | 0
[30 empty] | 4694 | 0 | 100000000000 | 0 | 0
[30 empty] | 4696 | 0 | 100000000000 | 0 | 0
[30 empty] | 4698 | 0 | 100000000000 | 0 | 0
[30 empty] | 4700 | 0 | 100000000000 | 0 | 0
[30 empty] | 4702 | 0 | 100000000000 | 0 | 0
[30 empty] | 4704 | 0 | 100000000000 | 0 | 0
[30 empty] | 4706 | 0 | 100000000000 | 0 | 0
[30 empty] | 4708 | 0 | 100000000000 | 0 | 0
[30 empty] | 4710 | 0 | 100000000000 | 0 | 0
[30 empty] | 4712 | 0 | 100000000000 | 0 | 0
[30 empty] | 4714 | 0 | 100000000000 | 0 | 0
[30 empty] | 4716 | 0 | 100000000000 | 0 | 0
[30 empty] | 4718 | 0 | 100000000000 | 0 | 0
[30 empty] | 4720 | 0 | 100000000000 | 0 | 0
[30 empty] | 4722 | 0 | 100000000000 | 0 | 0
[30 empty] | 4724 | 0 | 100000000000 | 0 | 0
[30 empty] | 4726 | 0 | 100000000000 | 0 | 0
[30 empty] | 4728 | 0 | 100000000000 | 0 | 0
[30 empty] | 4730 | 0 | 100000000000 | 0 | 0
[30 empty] | 4732 | 0 | 100000000000 | 0 | 0
[30 empty] | 4734 | 0 | 100000000000 | 0 | 0
[30 empty] | 4736 | 0 | 100000000000 | 0 | 0
[30 empty] | 4738 | 0 | 100000000000 | 0 | 0
[30 empty] | 4740 | 0 | 100000000000 | 0 | 0
[30 empty] | 4742 | 0 | 100000000000 | 0 | 0
[30 empty] | 4744 | 0 | 100000000000 | 0 | 0
[30 empty] | 4746 | 0 | 100000000000 | 0 | 0
[30 empty] | 4748 | 0 | 100000000000 | 0 | 0
[30 empty] | 4750 | 0 | 100000000000 | 0 | 0
[30 empty] | 4752 | 0 | 100000000000 | 0 | 0
[30 empty] | 4754 | 0 | 100000000000 | 0 | 0
[30 empty] | 4756 | 0 | 100000000000 | 0 | 0
[30 empty] | 4758 | 0 | 100000000000 | 0 | 0
[30 empty] | 4760 | 0 | 100000000000 | 0 | 0
[30 empty] | 4762 | 0 | 100000000000 | 0 | 0
[30 empty] | 4764 | 0 | 100000000000 | 0 | 0
[30 empty] | 4766 | 0 | 100000000000 | 0 | 0
[30 empty] | 4768 | 0 | 100000000000 | 0 | 0
[30 empty] | 4770 | 0 | 100000000000 | 0 | 0
[30 empty] | 4772 | 0 | 100000000000 | 0 | 0
[30 empty] | 4774 | 0 | 100000000000 | 0 | 0
[30 empty] | 4776 | 0 | 100000000000 | 0 | 0
[30 empty] | 4778 | 0 | 100000000000 | 0 | 0
[30 empty] | 4780 | 0 | 100000000000 | 0 | 0
[30 empty] | 4782 | 0 | 100000000000 | 0 | 0
[30 empty] | 4784 | 0 | 100000000000 | 0 | 0
[30 empty] | 4786 | 0 | 100000000000 | 0 | 0
[30 empty] | 4788 | 0 | 100000000000 | 0 | 0
[30 empty] | 4790 | 0 | 100000000000 | 0 | 0
[30 empty] | 4792 | 0 | 100000000000 | 0 | 0
[30 empty] | 4794 | 0 | 100000000000 | 0 | 0
[30 empty] | 4796 | 0 | 100000000000 | 0 | 0
[30 empty] | 4798 | 0 | 100000000000 | 0 | 0
[30 empty] | 4800 | 0 | 100000000000 | 0 | 0
[30 empty] | 4802 | 0 | 100000000000 | 0 | 0
[30 empty] | 4804 | 0 | 100000000000 | 0 | 0
[30 empty] | 4806 | 0 | 100000000000 | 0 | 0
[30 empty] | 4808 | 0 | 100000000000 | 0 | 0
[30 empty] | 4810 | 0 | 100000000000 | 0 | 0
[30 empty] | 4812 | 0 | 100000000000 | 0 | 0
[30 empty] | 4814 | 0 | 100000000000 | 0 | 0
[30 empty] | 4816 | 0 | 100000000000 | 0 | 0
[30 empty] | 4818 | 0 | 100000000000 | 0 | 0
[30 empty] | 4820 | 0 | 100000000000 | 0 | 0
[30 empty] | 4822 | 0 | 100000000000 | 0 | 0
[30 empty] | 4824 | 0 | 100000000000 | 0 | 0
[30 empty] | 4826 | 0 | 100000000000 | 0 | 0
[30 empty] | 4828 | 0 | 100000000000 | 0 | 0
[30 empty] | 4830 | 0 | 100000000000 | 0 | 0
[30 empty] | 4832 | 0 | 100000000000 | 0 | 0
[30 empty] | 4834 | 0 | 100000000000 | 0 | 0
[30 empty] | 4836 | 0 | 100000000000 | 0 | 0
[30 empty] | 4838 | 0 | 100000000000 | 0 | 0
[30 empty] | 4840 | 0 | 100000000000 | 0 | 0
[30 empty] | 4842 | 0 | 100000000000 | 0 | 0
[30 empty] | 4844 | 0 | 100000000000 | 0 | 0
[30 empty] | 4846 | 0 | 100000000000 | 0 | 0
[30 empty] | 4848 | 0 | 100000000000 | 0 | 0
[30 empty] | 4850 | 0 | 100000000000 | 0 | 0
[30 empty] | 4852 | 0 | 100000000000 | 0 | 0
[30 empty] | 4854 | 0 | 100000000000 | 0 | 0
[30 empty] | 4856 | 0 | 100000000000 | 0 | 0
[30 empty] | 4858 | 0 | 100000000000 | 0 | 0
[30 empty] | 4860 | 0 | 100000000000 | 0 | 0
[30 empty] | 4862 | 0 | 100000000000 | 0 | 0
[30 empty] | 4864 | 0 | 100000000000 | 0 | 0
[30 empty] | 4866 | 0 | 100000000000 | 0 | 0
[30 empty] | 4868 | 0 | 100000000000 | 0 | 0
[30 empty] | 4870 | 0 | 100000000000 | 0 | 0
[30 empty] | 4872 | 0 | 100000000000 | 0 | 0
[30 empty] | 4874 | 0 | 100000000000 | 0 | 0
[30 empty] | 4876 | 0 | 100000000000 | 0 | 0
[30 empty] | 4878 | 0 | 100000000000 | 0 | 0
[30 empty] | 4880 | 0 | 100000000000 | 0 | 0
[30 empty] | 4882 | 0 | 100000000000 | 0 | 0
[30 empty] | 4884 | 0 | 100000000000 | 0 | 0
[30 empty] | 4886 | 0 | 100000000000 | 0 | 0
[30 empty] | 4888 | 0 | 100000000000 | 0 | 0
[30 empty] | 4890 | 0 | 100000000000 | 0 | 0
[30 empty] | 4892 | 0 | 100000000000 | 0 | 0
[30 empty] | 4894 | 0 | 100000000000 | 0 | 0
[30 empty] | 4896 | 0 | 100000000000 | 0 | 0
[30 empty] | 4898 | 0 | 100000000000 | 0 | 0
[30 empty] | 4900 | 0 | 100000000000 | 0 | 0
[30 empty] | 4902 | 0 | 100000000000 | 0 | 0
[30 empty] | 4904 | 0 | 100000000000 | 0 | 0
[30 empty] | 4906 | 0 | 100000000000 | 0 | 0
[30 empty] | 4908 | 0 | 100000000000 | 0 | 0
[30 empty] | 4910 | 0 | 100000000000 | 0 | 0
[30 empty] | 4912 | 0 | 100000000000 | 0 | 0
[30 empty] | 4914 | 0 | 100000000000 | 0 | 0
[30 empty] | 4916 | 0 | 100000000000 | 0 | 0
[30 empty] | 4918 | 0 | 100000000000 | 0 | 0
[30 empty] | 4920 | 0 | 100000000000 | 0 | 0
[30 empty] | 4922 | 0 | 100000000000 | 0 | 0
[30 empty] | 4924 | 0 | 100000000000 | 0 | 0
[30 empty] | 4926 | 0 | 100000000000 | 0 | 0
[30 empty] | 4928 | 0 | 100000000000 | 0 | 0
[30 empty] | 4930 | 0 | 100000000000 | 0 | 0
[30 empty] | 4932 | 0 | 100000000000 | 0 | 0
[30 empty] | 4934 | 0 | 100000000000 | 0 | 0
[30 empty] | 4936 | 0 | 100000000000 | 0 | 0
[30 empty] | 4938 | 0 | 100000000000 | 0 | 0
[30 empty] | 4940 | 0 | 100000000000 | 0 | 0
[30 empty] | 4942 | 0 | 100000000000 | 0 | 0
[30 empty] | 4944 | 0 | 100000000000 | 0 | 0
[30 empty] | 4946 | 0 | 100000000000 | 0 | 0
[30 empty] | 4948 | 0 | 100000000000 | 0 | 0
[30 empty] | 4950 | 0 | 100000000000 | 0 | 0
[30 empty] | 4952 | 0 | 100000000000 | 0 | 0
[30 empty] | 4954 | 0 | 100000000000 | 0 | 0
[30 empty] | 4956 | 0 | 100000000000 | 0 | 0
[30 empty] | 4958 | 0 | 100000000000 | 0 | 0
[30 empty] | 4960 | 0 | 100000000000 | 0 | 0
[30 empty] | 4962 | 0 | 100000000000 | 0 | 0
[30 empty] | 4964 | 0 | 100000000000 | 0 | 0
[30 empty] | 4966 | 0 | 100000000000 | 0 | 0
[30 empty] | 4968 | 0 | 100000000000 | 0 | 0
[30 empty] | 4970 | 0 | 100000000000 | 0 | 0
[30 empty] | 4972 | 0 | 100000000000 | 0 | 0
[30 empty] | 4974 | 0 | 100000000000 | 0 | 0
[30 empty] | 4976 | 0 | 100000000000 | 0 | 0
[30 empty] | 4978 | 0 | 100000000000 | 0 | 0
[30 empty] | 4980 | 0 | 100000000000 | 0 | 0
[30 empty] | 4982 | 0 | 100000000000 | 0 | 0
[30 empty] | 4984 | 0 | 100000000000 | 0 | 0
[30 empty] | 4986 | 0 | 100000000000 | 0 | 0
[30 empty] | 4988 | 0 | 100000000000 | 0 | 0
[30 empty] | 4990 | 0 | 100000000000 | 0 | 0
[30 empty] | 4992 | 0 | 100000000000 | 0 | 0
[30 empty] | 4994 | 0 | 100000000000 | 0 | 0
[30 empty] | 4996 | 0 | 100000000000 | 0 | 0
[30 empty] | 4998 | 0 | 100000000000 | 0 | 0
[30 empty] | 5000 | 0 | 100000000000 | 0 | 0
[30 empty] | 5002 | 0 | 100000000000 | 0 | 0
[30 empty] | 5004 | 0 | 100000000000 | 0 | 0
[30 empty] | 5006 | 0 | 100000000000 | 0 | 0
[30 empty] | 5008 | 0 | 100000000000 | 0 | 0
[30 empty] | 5010 | 0 | 100000000000 | 0 | 0
[30 empty] | 5012 | 0 | 100000000000 | 0 | 0
[30 empty] | 5014 | 0 | 100000000000 | 0 | 0
[30 empty] | 5016 | 0 | 100000000000 | 0 | 0
[30 empty] | 5018 | 0 | 100000000000 | 0 | 0
[30 empty] | 5020 | 0 | 100000000000 | 0 | 0
[30 empty] | 5022 | 0 | 100000000000 | 0 | 0
[30 empty] | 5024 | 0 | 100000000000 | 0 | 0
[30 empty] | 5026 | 0 | 100000000000 | 0 | 0
[30 empty] | 5028 | 0 | 100000000000 | 0 | 0
[30 empty] | 5030 | 0 | 100000000000 | 0 | 0
[30 empty] | 5032 | 0 | 100000000000 | 0 | 0
[30 empty] | 5034 | 0 | 100000000000 | 0 | 0
[30 empty] | 5036 | 0 | 100000000000 | 0 | 0
[30 empty] | 5038 | 0 | 100000000000 | 0 | 0
[30 empty] | 5040 | 0 | 100000000000 | 0 | 0
[30 empty] | 5042 | 0 | 100000000000 | 0 | 0
[30 empty] | 5044 | 0 | 100000000000 | 0 | 0
[30 empty] | 5046 | 0 | 100000000000 | 0 | 0
[30 empty] | 5048 | 0 | 100000000000 | 0 | 0
[30 empty] | 5050 | 0 | 100000000000 | 0 | 0
[30 empty] | 5052 | 0 | 100000000000 | 0 | 0
[30 empty] | 5054 | 0 | 100000000000 | 0 | 0
[30 empty] | 5056 | 0 | 100000000000 | 0 | 0
[30 empty] | 5058 | 0 | 100000000000 | 0 | 0
[30 empty] | 5060 | 0 | 100000000000 | 0 | 0
[30 empty] | 5062 | 0 | 100000000000 | 0 | 0
[30 empty] | 5064 | 0 | 100000000000 | 0 | 0
[30 empty] | 5066 | 0 | 100000000000 | 0 | 0
[30 empty] | 5068 | 0 | 100000000000 | 0 | 0
[30 empty] | 5070 | 0 | 100000000000 | 0 | 0
[30 empty] | 5072 | 0 | 100000000000 | 0 | 0
[30 empty] | 5074 | 0 | 100000000000 | 0 | 0
[30 empty] | 5076 | 0 | 100000000000 | 0 | 0
[30 empty] | 5078 | 0 | 100000000000 | 0 | 0
[30 empty] | 5080 | 0 | 100000000000 | 0 | 0
[30 empty] | 5082 | 0 | 100000000000 | 0 | 0
[30 empty] | 5084 | 0 | 100000000000 | 0 | 0
[30 empty] | 5086 | 0 | 100000000000 | 0 | 0
[30 empty] | 5088 | 0 | 100000000000 | 0 | 0
[30 empty] | 5090 | 0 | 100000000000 | 0 | 0
[30 empty] | 5092 | 0 | 100000000000 | 0 | 0
[30 empty] | 5094 | 0 | 100000000000 | 0 | 0
[30 empty] | 5096 | 0 | 100000000000 | 0 | 0
[30 empty] | 5098 | 0 | 100000000000 | 0 | 0
[30 empty] | 5100 | 0 | 100000000000 | 0 | 0
[30 empty] | 5102 | 0 | 100000000000 | 0 | 0
[30 empty] | 5104 | 0 | 100000000000 | 0 | 0
[30 empty] | 5106 | 0 | 100000000000 | 0 | 0
[30 empty] | 5108 | 0 | 100000000000 | 0 | 0
[30 empty] | 5110 | 0 | 100000000000 | 0 | 0
[30 empty] | 5112 | 0 | 100000000000 | 0 | 0
[30 empty] | 5114 | 0 | 100000000000 | 0 | 0
[30 empty] | 5116 | 0 | 100000000000 | 0 | 0
[30 empty] | 5118 | 0 | 100000000000 | 0 | 0
[30 empty] | 5120 | 0 | 100000000000 | 0 | 0
[30 empty] | 5122 | 0 | 100000000000 | 0 | 0
[30 empty] | 5124 | 0 | 100000000000 | 0 | 0
[30 empty] | 5126 | 0 | 100000000000 | 0 | 0
[30 empty] | 5128 | 0 | 100000000000 | 0 | 0
[30 empty] | 5130 | 0 | 100000000000 | 0 | 0
[30 empty] | 5132 | 0 | 100000000000 | 0 | 0
[30 empty] | 5134 | 0 | 100000000000 | 0 | 0
[30 empty] | 5136 | 0 | 100000000000 | 0 | 0
[30 empty] | 5138 | 0 | 100000000000 | 0 | 0
[30 empty] | 5140 | 0 | 100000000000 | 0 | 0
[30 empty] | 5142 | 0 | 100000000000 | 0 | 0
[30 empty] | 5144 | 0 | 100000000000 | 0 | 0
[30 empty] | 5146 | 0 | 100000000000 | 0 | 0
[30 empty] | 5148 | 0 | 100000000000 | 0 | 0
[30 empty] | 5150 | 0 | 100000000000 | 0 | 0
[30 empty] | 5152 | 0 | 100000000000 | 0 | 0
[30 empty] | 5154 | 0 | 100000000000 | 0 | 0
[30 empty] | 5156 | 0 | 100000000000 | 0 | 0
[30 empty] | 5158 | 0 | 100000000000 | 0 | 0
[30 empty] | 5160 | 0 | 100000000000 | 0 | 0
[30 empty] | 5162 | 0 | 100000000000 | 0 | 0
[30 empty] | 5164 | 0 | 100000000000 | 0 | 0
[30 empty] | 5166 | 0 | 100000000000 | 0 | 0
[30 empty] | 5168 | 0 | 100000000000 | 0 | 0
[30 empty] | 5170 | 0 | 100000000000 | 0 | 0
[30 empty] | 5172 | 0 | 100000000000 | 0 | 0
[30 empty] | 5174 | 0 | 100000000000 | 0 | 0
[30 empty] | 5176 | 0 | 100000000000 | 0 | 0
[30 empty] | 5178 | 0 | 100000000000 | 0 | 0
[30 empty] | 5180 | 0 | 100000000000 | 0 | 0
[30 empty] | 5182 | 0 | 100000000000 | 0 | 0
[30 empty] | 5184 | 0 | 100000000000 | 0 | 0
[30 empty] | 5186 | 0 | 100000000000 | 0 | 0
[30 empty] | 5188 | 0 | 100000000000 | 0 | 0
[30 empty] | 5190 | 0 | 100000000000 | 0 | 0
[30 empty] | 5192 | 0 | 100000000000 | 0 | 0
[30 empty] | 5194 | 0 | 100000000000 | 0 | 0
[30 empty] | 5196 | 0 | 100000000000 | 0 | 0
[30 empty] | 5198 | 0 | 100000000000 | 0 | 0
[30 empty] | 5200 | 0 | 100000000000 | 0 | 0
[30 empty] | 5202 | 0 | 100000000000 | 0 | 0
[30 empty] | 5204 | 0 | 100000000000 | 0 | 0
[30 empty] | 5206 | 0 | 100000000000 | 0 | 0
[30 empty] | 5208 | 0 | 100000000000 | 0 | 0
[30 empty] | 5210 | 0 | 100000000000 | 0 | 0
[30 empty] | 5212 | 0 | 100000000000 | 0 | 0
[30 empty] | 5214 | 0 | 100000000000 | 0 | 0
[30 empty] | 5216 | 0 | 100000000000 | 0 | 0
[30 empty] | 5218 | 0 | 100000000000 | 0 | 0
[30 empty] | 5220 | 0 | 100000000000 | 0 | 0
[30 empty] | 5222 | 0 | 100000000000 | 0 | 0
[30 empty] | 5224 | 0 | 100000000000 | 0 | 0
[30 empty] | 5226 | 0 | 100000000000 | 0 | 0
[30 empty] | 5228 | 0 | 100000000000 | 0 | 0
[30 empty] | 5230 | 0 | 100000000000 | 0 | 0
[30 empty] | 5232 | 0 | 100000000000 | 0 | 0
[30 empty] | 5234 | 0 | 100000000000 | 0 | 0
[30 empty] | 5236 | 0 | 100000000000 | 0 | 0
[30 empty] | 5238 | 0 | 100000000000 | 0 | 0
[30 empty] | 5240 | 0 | 100000000000 | 0 | 0
[30 empty] | 5242 | 0 | 100000000000 | 0 | 0
[30 empty] | 5244 | 0 | 100000000000 | 0 | 0
[30 empty] | 5246 | 0 | 100000000000 | 0 | 0
[30 empty] | 5248 | 0 | 100000000000 | 0 | 0
[30 empty] | 5250 | 0 | 100000000000 | 0 | 0
[30 empty] | 5252 | 0 | 100000000000 | 0 | 0
[30 empty] | 5254 | 0 | 100000000000 | 0 | 0
[30 empty] | 5256 | 0 | 100000000000 | 0 | 0
[30 empty] | 5258 | 0 | 100000000000 | 0 | 0
[30 empty] | 5260 | 0 | 100000000000 | 0 | 0
[30 empty] | 5262 | 0 | 100000000000 | 0 | 0
[30 empty] | 5264 | 0 | 100000000000 | 0 | 0
[30 empty] | 5266 | 0 | 100000000000 | 0 | 0
[30 empty] | 5268 | 0 | 100000000000 | 0 | 0
[30 empty] | 5270 | 0 | 100000000000 | 0 | 0
[30 empty] | 5272 | 0 | 100000000000 | 0 | 0
[30 empty] | 5274 | 0 | 100000000000 | 0 | 0
[30 empty] | 5276 | 0 | 100000000000 | 0 | 0
[30 empty] | 5278 | 0 | 100000000000 | 0 | 0
[30 empty] | 5280 | 0 | 100000000000 | 0 | 0
[30 empty] | 5282 | 0 | 100000000000 | 0 | 0
[30 empty] | 5284 | 0 | 100000000000 | 0 | 0
[30 empty] | 5286 | 0 | 100000000000 | 0 | 0
[30 empty] | 5288 | 0 | 100000000000 | 0 | 0
[30 empty] | 5290 | 0 | 100000000000 | 0 | 0
[30 empty] | 5292 | 0 | 100000000000 | 0 | 0
[30 empty] | 5294 | 0 | 100000000000 | 0 | 0
[30 empty] | 5296 | 0 | 100000000000 | 0 | 0
[30 empty] | 5298 | 0 | 100000000000 | 0 | 0
[30 empty] | 5300 | 0 | 100000000000 | 0 | 0
[30 empty] | 5302 | 0 | 100000000000 | 0 | 0
[30 empty] | 5304 | 0 | 100000000000 | 0 | 0
[30 empty] | 5306 | 0 | 100000000000 | 0 | 0
[30 empty] | 5308 | 0 | 100000000000 | 0 | 0
[30 empty] | 5310 | 0 | 100000000000 | 0 | 0
[30 empty] | 5312 | 0 | 100000000000 | 0 | 0
[30 empty] | 5314 | 0 | 100000000000 | 0 | 0
[30 empty] | 5316 | 0 | 100000000000 | 0 | 0
[30 empty] | 5318 | 0 | 100000000000 | 0 | 0
[30 empty] | 5320 | 0 | 100000000000 | 0 | 0
[30 empty] | 5322 | 0 | 100000000000 | 0 | 0
[30 empty] | 5324 | 0 | 100000000000 | 0 | 0
[30 empty] | 5326 | 0 | 100000000000 | 0 | 0
[30 empty] | 5328 | 0 | 100000000000 | 0 | 0
[30 empty] | 5330 | 0 | 100000000000 | 0 | 0
[30 empty] | 5332 | 0 | 100000000000 | 0 | 0
[30 empty] | 5334 | 0 | 100000000000 | 0 | 0
[30 empty] | 5336 | 0 | 100000000000 | 0 | 0
[30 empty] | 5338 | 0 | 100000000000 | 0 | 0
[30 empty] | 5340 | 0 | 100000000000 | 0 | 0
[30 empty] | 5342 | 0 | 100000000000 | 0 | 0
[30 empty] | 5344 | 0 | 100000000000 | 0 | 0
[30 empty] | 5346 | 0 | 100000000000 | 0 | 0
[30 empty] | 5348 | 0 | 100000000000 | 0 | 0
[30 empty] | 5350 | 0 | 100000000000 | 0 | 0
[30 empty] | 5352 | 0 | 100000000000 | 0 | 0
[30 empty] | 5354 | 0 | 100000000000 | 0 | 0
[30 empty] | 5356 | 0 | 100000000000 | 0 | 0
[30 empty] | 5358 | 0 | 100000000000 | 0 | 0
[30 empty] | 5360 | 0 | 100000000000 | 0 | 0
[30 empty] | 5362 | 0 | 100000000000 | 0 | 0
[30 empty] | 5364 | 0 | 100000000000 | 0 | 0
[30 empty] | 5366 | 0 | 100000000000 | 0 | 0
[30 empty] | 5368 | 0 | 100000000000 | 0 | 0
[30 empty] | 5370 | 0 | 100000000000 | 0 | 0
[30 empty] | 5372 | 0 | 100000000000 | 0 | 0
[30 empty] | 5374 | 0 | 100000000000 | 0 | 0
[30 empty] | 5376 | 0 | 100000000000 | 0 | 0
[30 empty] | 5378 | 0 | 100000000000 | 0 | 0
[30 empty] | 5380 | 0 | 100000000000 | 0 | 0
[30 empty] | 5382 | 0 | 100000000000 | 0 | 0
[30 empty] | 5384 | 0 | 100000000000 | 0 | 0
[30 empty] | 5386 | 0 | 100000000000 | 0 | 0
[30 empty] | 5388 | 0 | 100000000000 | 0 | 0
[30 empty] | 5390 | 0 | 100000000000 | 0 | 0
[30 empty] | 5392 | 0 | 100000000000 | 0 | 0
[30 empty] | 5394 | 0 | 100000000000 | 0 | 0
[30 empty] | 5396 | 0 | 100000000000 | 0 | 0
[30 empty] | 5398 | 0 | 100000000000 | 0 | 0
[30 empty] | 5400 | 0 | 100000000000 | 0 | 0
[30 empty] | 5402 | 0 | 100000000000 | 0 | 0
[30 empty] | 5404 | 0 | 100000000000 | 0 | 0
[30 empty] | 5406 | 0 | 100000000000 | 0 | 0
[30 empty] | 5408 | 0 | 100000000000 | 0 | 0
[30 empty] | 5410 | 0 | 100000000000 | 0 | 0
[30 empty] | 5412 | 0 | 100000000000 | 0 | 0
[30 empty] | 5414 | 0 | 100000000000 | 0 | 0
[30 empty] | 5416 | 0 | 100000000000 | 0 | 0
[30 empty] | 5418 | 0 | 100000000000 | 0 | 0
[30 empty] | 5420 | 0 | 100000000000 | 0 | 0
[30 empty] | 5422 | 0 | 100000000000 | 0 | 0
[30 empty] | 5424 | 0 | 100000000000 | 0 | 0
[30 empty] | 5426 | 0 | 100000000000 | 0 | 0
[30 empty] | 5428 | 0 | 100000000000 | 0 | 0
[30 empty] | 5430 | 0 | 100000000000 | 0 | 0
[30 empty] | 5432 | 0 | 100000000000 | 0 | 0
[30 empty] | 5434 | 0 | 100000000000 | 0 | 0
[30 empty] | 5436 | 0 | 100000000000 | 0 | 0
[30 empty] | 5438 | 0 | 100000000000 | 0 | 0
[30 empty] | 5440 | 0 | 100000000000 | 0 | 0
[30 empty] | 5442 | 0 | 100000000000 | 0 | 0
[30 empty] | 5444 | 0 | 100000000000 | 0 | 0
[30 empty] | 5446 | 0 | 100000000000 | 0 | 0
[30 empty] | 5448 | 0 | 100000000000 | 0 | 0
[30 empty] | 5450 | 0 | 100000000000 | 0 | 0
[30 empty] | 5452 | 0 | 100000000000 | 0 | 0
[30 empty] | 5454 | 0 | 100000000000 | 0 | 0
[30 empty] | 5456 | 0 | 100000000000 | 0 | 0
[30 empty] | 5458 | 0 | 100000000000 | 0 | 0
[30 empty] | 5460 | 0 | 100000000000 | 0 | 0
[30 empty] | 5462 | 0 | 100000000000 | 0 | 0
[30 empty] | 5464 | 0 | 100000000000 | 0 | 0
[30 empty] | 5466 | 0 | 100000000000 | 0 | 0
[30 empty] | 5468 | 0 | 100000000000 | 0 | 0
[30 empty] | 5470 | 0 | 100000000000 | 0 | 0
[30 empty] | 5472 | 0 | 100000000000 | 0 | 0
[30 empty] | 5474 | 0 | 100000000000 | 0 | 0
[30 empty] | 5476 | 0 | 100000000000 | 0 | 0
[30 empty] | 5478 | 0 | 100000000000 | 0 | 0
[30 empty] | 5480 | 0 | 100000000000 | 0 | 0
[30 empty] | 5482 | 0 | 100000000000 | 0 | 0
[30 empty] | 5484 | 0 | 100000000000 | 0 | 0
[30 empty] | 5486 | 0 | 100000000000 | 0 | 0
[30 empty] | 5488 | 0 | 100000000000 | 0 | 0
[30 empty] | 5490 | 0 | 100000000000 | 0 | 0
[30 empty] | 5492 | 0 | 100000000000 | 0 | 0
[30 empty] | 5494 | 0 | 100000000000 | 0 | 0
[30 empty] | 5496 | 0 | 100000000000 | 0 | 0
[30 empty] | 5498 | 0 | 100000000000 | 0 | 0
[30 empty] | 5500 | 0 | 100000000000 | 0 | 0
[30 empty] | 5502 | 0 | 100000000000 | 0 | 0
[30 empty] | 5504 | 0 | 100000000000 | 0 | 0
[30 empty] | 5506 | 0 | 100000000000 | 0 | 0
[30 empty] | 5508 | 0 | 100000000000 | 0 | 0
[30 empty] | 5510 | 0 | 100000000000 | 0 | 0
[30 empty] | 5512 | 0 | 100000000000 | 0 | 0
[30 empty] | 5514 | 0 | 100000000000 | 0 | 0
[30 empty] | 5516 | 0 | 100000000000 | 0 | 0
[30 empty] | 5518 | 0 | 100000000000 | 0 | 0
[30 empty] | 5520 | 0 | 100000000000 | 0 | 0
[30 empty] | 5522 | 0 | 100000000000 | 0 | 0
[30 empty] | 5524 | 0 | 100000000000 | 0 | 0
[30 empty] | 5526 | 0 | 100000000000 | 0 | 0
[30 empty] | 5528 | 0 | 100000000000 | 0 | 0
[30 empty] | 5530 | 0 | 100000000000 | 0 | 0
[30 empty] | 5532 | 0 | 100000000000 | 0 | 0
[30 empty] | 5534 | 0 | 100000000000 | 0 | 0
[30 empty] | 5536 | 0 | 100000000000 | 0 | 0
[30 empty] | 5538 | 0 | 100000000000 | 0 | 0
[30 empty] | 5540 | 0 | 100000000000 | 0 | 0
[30 empty] | 5542 | 0 | 100000000000 | 0 | 0
[30 empty] | 5544 | 0 | 100000000000 | 0 | 0
[30 empty] | 5546 | 0 | 100000000000 | 0 | 0
[30 empty] | 5548 | 0 | 100000000000 | 0 | 0
[30 empty] | 5550 | 0 | 100000000000 | 0 | 0
[30 empty] | 5552 | 0 | 100000000000 | 0 | 0
[30 empty] | 5554 | 0 | 100000000000 | 0 | 0
[30 empty] | 5556 | 0 | 100000000000 | 0 | 0
[30 empty] | 5558 | 0 | 100000000000 | 0 | 0
[30 empty] | 5560 | 0 | 100000000000 | 0 | 0
[30 empty] | 5562 | 0 | 100000000000 | 0 | 0
[30 empty] | 5564 | 0 | 100000000000 | 0 | 0
[30 empty] | 5566 | 0 | 100000000000 | 0 | 0
[30 empty] | 5568 | 0 | 100000000000 | 0 | 0
[30 empty] | 5570 | 0 | 100000000000 | 0 | 0
[30 empty] | 5572 | 0 | 100000000000 | 0 | 0
[30 empty] | 5574 | 0 | 100000000000 | 0 | 0
[30 empty] | 5576 | 0 | 100000000000 | 0 | 0
[30 empty] | 5578 | 0 | 100000000000 | 0 | 0
[30 empty] | 5580 | 0 | 100000000000 | 0 | 0
[30 empty] | 5582 | 0 | 100000000000 | 0 | 0
[30 empty] | 5584 | 0 | 100000000000 | 0 | 0
[30 empty] | 5586 | 0 | 100000000000 | 0 | 0
[30 empty] | 5588 | 0 | 100000000000 | 0 | 0
[30 empty] | 5590 | 0 | 100000000000 | 0 | 0
[30 empty] | 5592 | 0 | 100000000000 | 0 | 0
[30 empty] | 5594 | 0 | 100000000000 | 0 | 0
[30 empty] | 5596 | 0 | 100000000000 | 0 | 0
[30 empty] | 5598 | 0 | 100000000000 | 0 | 0
[30 empty] | 5600 | 0 | 100000000000 | 0 | 0
[30 empty] | 5602 | 0 | 100000000000 | 0 | 0
[30 empty] | 5604 | 0 | 100000000000 | 0 | 0
[30 empty] | 5606 | 0 | 100000000000 | 0 | 0
[30 empty] | 5608 | 0 | 100000000000 | 0 | 0
[30 empty] | 5610 | 0 | 100000000000 | 0 | 0
[30 empty] | 5612 | 0 | 100000000000 | 0 | 0
[30 empty] | 5614 | 0 | 100000000000 | 0 | 0
[30 empty] | 5616 | 0 | 100000000000 | 0 | 0
[30 empty] | 5618 | 0 | 100000000000 | 0 | 0
[30 empty] | 5620 | 0 | 100000000000 | 0 | 0
[30 empty] | 5622 | 0 | 100000000000 | 0 | 0
[30 empty] | 5624 | 0 | 100000000000 | 0 | 0
[30 empty] | 5626 | 0 | 100000000000 | 0 | 0
[30 empty] | 5628 | 0 | 100000000000 | 0 | 0
[30 empty] | 5630 | 0 | 100000000000 | 0 | 0
[30 empty] | 5632 | 0 | 100000000000 | 0 | 0
[30 empty] | 5634 | 0 | 100000000000 | 0 | 0
[30 empty] | 5636 | 0 | 100000000000 | 0 | 0
[30 empty] | 5638 | 0 | 100000000000 | 0 | 0
[30 empty] | 5640 | 0 | 100000000000 | 0 | 0
[30 empty] | 5642 | 0 | 100000000000 | 0 | 0
[30 empty] | 5644 | 0 | 100000000000 | 0 | 0
[30 empty] | 5646 | 0 | 100000000000 | 0 | 0
[30 empty] | 5648 | 0 | 100000000000 | 0 | 0
[30 empty] | 5650 | 0 | 100000000000 | 0 | 0
[30 empty] | 5652 | 0 | 100000000000 | 0 | 0
[30 empty] | 5654 | 0 | 100000000000 | 0 | 0
[30 empty] | 5656 | 0 | 100000000000 | 0 | 0
[30 empty] | 5658 | 0 | 100000000000 | 0 | 0
[30 empty] | 5660 | 0 | 100000000000 | 0 | 0
[30 empty] | 5662 | 0 | 100000000000 | 0 | 0
[30 empty] | 5664 | 0 | 100000000000 | 0 | 0
[30 empty] | 5666 | 0 | 100000000000 | 0 | 0
[30 empty] | 5668 | 0 | 100000000000 | 0 | 0
[30 empty] | 5670 | 0 | 100000000000 | 0 | 0
[30 empty] | 5672 | 0 | 100000000000 | 0 | 0
[30 empty] | 5674 | 0 | 100000000000 | 0 | 0
[30 empty] | 5676 | 0 | 100000000000 | 0 | 0
[30 empty] | 5678 | 0 | 100000000000 | 0 | 0
[30 empty] | 5680 | 0 | 100000000000 | 0 | 0
[30 empty] | 5682 | 0 | 100000000000 | 0 | 0
[30 empty] | 5684 | 0 | 100000000000 | 0 | 0
[30 empty] | 5686 | 0 | 100000000000 | 0 | 0
[30 empty] | 5688 | 0 | 100000000000 | 0 | 0
[30 empty] | 5690 | 0 | 100000000000 | 0 | 0
[30 empty] | 5692 | 0 | 100000000000 | 0 | 0
[30 empty] | 5694 | 0 | 100000000000 | 0 | 0
[30 empty] | 5696 | 0 | 100000000000 | 0 | 0
[30 empty] | 5698 | 0 | 100000000000 | 0 | 0
[30 empty] | 5700 | 0 | 100000000000 | 0 | 0
[30 empty] | 5702 | 0 | 100000000000 | 0 | 0
[30 empty] | 5704 | 0 | 100000000000 | 0 | 0
[30 empty] | 5706 | 0 | 100000000000 | 0 | 0
[30 empty] | 5708 | 0 | 100000000000 | 0 | 0
[30 empty] | 5710 | 0 | 100000000000 | 0 | 0
[30 empty] | 5712 | 0 | 100000000000 | 0 | 0
[30 empty] | 5714 | 0 | 100000000000 | 0 | 0
[30 empty] | 5716 | 0 | 100000000000 | 0 | 0
[30 empty] | 5718 | 0 | 100000000000 | 0 | 0
[30 empty] | 5720 | 0 | 100000000000 | 0 | 0
[30 empty] | 5722 | 0 | 100000000000 | 0 | 0
[30 empty] | 5724 | 0 | 100000000000 | 0 | 0
[30 empty] | 5726 | 0 | 100000000000 | 0 | 0
[30 empty] | 5728 | 0 | 100000000000 | 0 | 0
[30 empty] | 5730 | 0 | 100000000000 | 0 | 0
[30 empty] | 5732 | 0 | 100000000000 | 0 | 0
[30 empty] | 5734 | 0 | 100000000000 | 0 | 0
[30 empty] | 5736 | 0 | 100000000000 | 0 | 0
[30 empty] | 5738 | 0 | 100000000000 | 0 | 0
[30 empty] | 5740 | 0 | 100000000000 | 0 | 0
[30 empty] | 5742 | 0 | 100000000000 | 0 | 0
[30 empty] | 5744 | 0 | 100000000000 | 0 | 0
[30 empty] | 5746 | 0 | 100000000000 | 0 | 0
[30 empty] | 5748 | 0 | 100000000000 | 0 | 0
[30 empty] | 5750 | 0 | 100000000000 | 0 | 0
[30 empty] | 5752 | 0 | 100000000000 | 0 | 0
[30 empty] | 5754 | 0 | 100000000000 | 0 | 0
[30 empty] | 5756 | 0 | 100000000000 | 0 | 0
[30 empty] | 5758 | 0 | 100000000000 | 0 | 0
[30 empty] | 5760 | 0 | 100000000000 | 0 | 0
[30 empty] | 5762 | 0 | 100000000000 | 0 | 0
[30 empty] | 5764 | 0 | 100000000000 | 0 | 0
[30 empty] | 5766 | 0 | 100000000000 | 0 | 0
[30 empty] | 5768 | 0 | 100000000000 | 0 | 0
[30 empty] | 5770 | 0 | 100000000000 | 0 | 0
[30 empty] | 5772 | 0 | 100000000000 | 0 | 0
[30 empty] | 5774 | 0 | 100000000000 | 0 | 0
[30 empty] | 5776 | 0 | 100000000000 | 0 | 0
[30 empty] | 5778 | 0 | 100000000000 | 0 | 0
[30 empty] | 5780 | 0 | 100000000000 | 0 | 0
[30 empty] | 5782 | 0 | 100000000000 | 0 | 0
[30 empty] | 5784 | 0 | 100000000000 | 0 | 0
[30 empty] | 5786 | 0 | 100000000000 | 0 | 0
[30 empty] | 5788 | 0 | 100000000000 | 0 | 0
[30 empty] | 5790 | 0 | 100000000000 | 0 | 0
[30 empty] | 5792 | 0 | 100000000000 | 0 | 0
[30 empty] | 5794 | 0 | 100000000000 | 0 | 0
[30 empty] | 5796 | 0 | 100000000000 | 0 | 0
[30 empty] | 5798 | 0 | 100000000000 | 0 | 0
[30 empty] | 5800 | 0 | 100000000000 | 0 | 0
[30 empty] | 5802 | 0 | 100000000000 | 0 | 0
[30 empty] | 5804 | 0 | 100000000000 | 0 | 0
[30 empty] | 5806 | 0 | 100000000000 | 0 | 0
[30 empty] | 5808 | 0 | 100000000000 | 0 | 0
[30 empty] | 5810 | 0 | 100000000000 | 0 | 0
[30 empty] | 5812 | 0 | 100000000000 | 0 | 0
[30 empty] | 5814 | 0 | 100000000000 | 0 | 0
[30 empty] | 5816 | 0 | 100000000000 | 0 | 0
[30 empty] | 5818 | 0 | 100000000000 | 0 | 0
[30 empty] | 5820 | 0 | 100000000000 | 0 | 0
[30 empty] | 5822 | 0 | 100000000000 | 0 | 0
[30 empty] | 5824 | 0 | 100000000000 | 0 | 0
[30 empty] | 5826 | 0 | 100000000000 | 0 | 0
[30 empty] | 5828 | 0 | 100000000000 | 0 | 0
[30 empty] | 5830 | 0 | 100000000000 | 0 | 0
[30 empty] | 5832 | 0 | 100000000000 | 0 | 0
[30 empty] | 5834 | 0 | 100000000000 | 0 | 0
[30 empty] | 5836 | 0 | 100000000000 | 0 | 0
[30 empty] | 5838 | 0 | 100000000000 | 0 | 0
[30 empty] | 5840 | 0 | 100000000000 | 0 | 0
[30 empty] | 5842 | 0 | 100000000000 | 0 | 0
[30 empty] | 5844 | 0 | 100000000000 | 0 | 0
[30 empty] | 5846 | 0 | 100000000000 | 0 | 0
[30 empty] | 5848 | 0 | 100000000000 | 0 | 0
[30 empty] | 5850 | 0 | 100000000000 | 0 | 0
[30 empty] | 5852 | 0 | 100000000000 | 0 | 0
[30 empty] | 5854 | 0 | 100000000000 | 0 | 0
[30 empty] | 5856 | 0 | 100000000000 | 0 | 0
[30 empty] | 5858 | 0 | 100000000000 | 0 | 0
[30 empty] | 5860 | 0 | 100000000000 | 0 | 0
[30 empty] | 5862 | 0 | 100000000000 | 0 | 0
[30 empty] | 5864 | 0 | 100000000000 | 0 | 0
[30 empty] | 5866 | 0 | 100000000000 | 0 | 0
[30 empty] | 5868 | 0 | 100000000000 | 0 | 0
[30 empty] | 5870 | 0 | 100000000000 | 0 | 0
[30 empty] | 5872 | 0 | 100000000000 | 0 | 0
[30 empty] | 5874 | 0 | 100000000000 | 0 | 0
[30 empty] | 5876 | 0 | 100000000000 | 0 | 0
[30 empty] | 5878 | 0 | 100000000000 | 0 | 0
[30 empty] | 5880 | 0 | 100000000000 | 0 | 0
[30 empty] | 5882 | 0 | 100000000000 | 0 | 0
[30 empty] | 5884 | 0 | 100000000000 | 0 | 0
[30 empty] | 5886 | 0 | 100000000000 | 0 | 0
[30 empty] | 5888 | 0 | 100000000000 | 0 | 0
[30 empty] | 5890 | 0 | 100000000000 | 0 | 0
[30 empty] | 5892 | 0 | 100000000000 | 0 | 0
[30 empty] | 5894 | 0 | 100000000000 | 0 | 0
[30 empty] | 5896 | 0 | 100000000000 | 0 | 0
[30 empty] | 5898 | 0 | 100000000000 | 0 | 0
[30 empty] | 5900 | 0 | 100000000000 | 0 | 0
[30 empty] | 5902 | 0 | 100000000000 | 0 | 0
[30 empty] | 5904 | 0 | 100000000000 | 0 | 0
[30 empty] | 5906 | 0 | 100000000000 | 0 | 0
[30 empty] | 5908 | 0 | 100000000000 | 0 | 0
[30 empty] | 5910 | 0 | 100000000000 | 0 | 0
[30 empty] | 5912 | 0 | 100000000000 | 0 | 0
[30 empty] | 5914 | 0 | 100000000000 | 0 | 0
[30 empty] | 5916 | 0 | 100000000000 | 0 | 0
[30 empty] | 5918 | 0 | 100000000000 | 0 | 0
[30 empty] | 5920 | 0 | 100000000000 | 0 | 0
[30 empty] | 5922 | 0 | 100000000000 | 0 | 0
[30 empty] | 5924 | 0 | 100000000000 | 0 | 0
[30 empty] | 5926 | 0 | 100000000000 | 0 | 0
[30 empty] | 5928 | 0 | 100000000000 | 0 | 0
[30 empty] | 5930 | 0 | 100000000000 | 0 | 0
[30 empty] | 5932 | 0 | 100000000000 | 0 | 0
[30 empty] | 5934 | 0 | 100000000000 | 0 | 0
[30 empty] | 5936 | 0 | 100000000000 | 0 | 0
[30 empty] | 5938 | 0 | 100000000000 | 0 | 0
[30 empty] | 5940 | 0 | 100000000000 | 0 | 0
[30 empty] | 5942 | 0 | 100000000000 | 0 | 0
[30 empty] | 5944 | 0 | 100000000000 | 0 | 0
[30 empty] | 5946 | 0 | 100000000000 | 0 | 0
[30 empty] | 5948 | 0 | 100000000000 | 0 | 0
[30 empty] | 5950 | 0 | 100000000000 | 0 | 0
[30 empty] | 5952 | 0 | 100000000000 | 0 | 0
[30 empty] | 5954 | 0 | 100000000000 | 0 | 0
[30 empty] | 5956 | 0 | 100000000000 | 0 | 0
[30 empty] | 5958 | 0 | 100000000000 | 0 | 0
[30 empty] | 5960 | 0 | 100000000000 | 0 | 0
[30 empty] | 5962 | 0 | 100000000000 | 0 | 0
[30 empty] | 5964 | 0 | 100000000000 | 0 | 0
[30 empty] | 5966 | 0 | 100000000000 | 0 | 0
[30 empty] | 5968 | 0 | 100000000000 | 0 | 0
[30 empty] | 5970 | 0 | 100000000000 | 0 | 0
[30 empty] | 5972 | 0 | 100000000000 | 0 | 0
[30 empty] | 5974 | 0 | 100000000000 | 0 | 0
[30 empty] | 5976 | 0 | 100000000000 | 0 | 0
[30 empty] | 5978 | 0 | 100000000000 | 0 | 0
[30 empty] | 5980 | 0 | 100000000000 | 0 | 0
[30 empty] | 5982 | 0 | 100000000000 | 0 | 0
[30 empty] | 5984 | 0 | 100000000000 | 0 | 0
[30 empty] | 5986 | 0 | 100000000000 | 0 | 0
[30 empty] | 5988 | 0 | 100000000000 | 0 | 0
[30 empty] | 5990 | 0 | 100000000000 | 0 | 0
[30 empty] | 5992 | 0 | 100000000000 | 0 | 0
[30 empty] | 5994 | 0 | 100000000000 | 0 | 0
[30 empty] | 5996 | 0 | 100000000000 | 0 | 0
[30 empty] | 5998 | 0 | 100000000000 | 0 | 0
[30 empty] | 6000 | 0 | 100000000000 | 0 | 0
[30 empty] | 6002 | 0 | 100000000000 | 0 | 0
[30 empty] | 6004 | 0 | 100000000000 | 0 | 0
[30 empty] | 6006 | 0 | 100000000000 | 0 | 0
[30 empty] | 6008 | 0 | 100000000000 | 0 | 0
[30 empty] | 6010 | 0 | 100000000000 | 0 | 0
[30 empty] | 6012 | 0 | 100000000000 | 0 | 0
[30 empty] | 6014 | 0 | 100000000000 | 0 | 0
[30 empty] | 6016 | 0 | 100000000000 | 0 | 0
[30 empty] | 6018 | 0 | 100000000000 | 0 | 0
[30 empty] | 6020 | 0 | 100000000000 | 0 | 0
[30 empty] | 6022 | 0 | 100000000000 | 0 | 0
[30 empty] | 6024 | 0 | 100000000000 | 0 | 0
[30 empty] | 6026 | 0 | 100000000000 | 0 | 0
[30 empty] | 6028 | 0 | 100000000000 | 0 | 0
[30 empty] | 6030 | 0 | 100000000000 | 0 | 0
[30 empty] | 6032 | 0 | 100000000000 | 0 | 0
[30 empty] | 6034 | 0 | 100000000000 | 0 | 0
[30 empty] | 6036 | 0 | 100000000000 | 0 | 0
[30 empty] | 6038 | 0 | 100000000000 | 0 | 0
[30 empty] | 6040 | 0 | 100000000000 | 0 | 0
[30 empty] | 6042 | 0 | 100000000000 | 0 | 0
[30 empty] | 6044 | 0 | 100000000000 | 0 | 0
[30 empty] | 6046 | 0 | 100000000000 | 0 | 0
[30 empty] | 6048 | 0 | 100000000000 | 0 | 0
[30 empty] | 6050 | 0 | 100000000000 | 0 | 0
[30 empty] | 6052 | 0 | 100000000000 | 0 | 0
[30 empty] | 6054 | 0 | 100000000000 | 0 | 0
[30 empty] | 6056 | 0 | 100000000000 | 0 | 0
[30 empty] | 6058 | 0 | 100000000000 | 0 | 0
[30 empty] | 6060 | 0 | 100000000000 | 0 | 0
[30 empty] | 6062 | 0 | 100000000000 | 0 | 0
[30 empty] | 6064 | 0 | 100000000000 | 0 | 0
[30 empty] | 6066 | 0 | 100000000000 | 0 | 0
[30 empty] | 6068 | 0 | 100000000000 | 0 | 0
[30 empty] | 6070 | 0 | 100000000000 | 0 | 0
[30 empty] | 6072 | 0 | 100000000000 | 0 | 0
[30 empty] | 6074 | 0 | 100000000000 | 0 | 0
[30 empty] | 6076 | 0 | 100000000000 | 0 | 0
[30 empty] | 6078 | 0 | 100000000000 | 0 | 0
[30 empty] | 6080 | 0 | 100000000000 | 0 | 0
[30 empty] | 6082 | 0 | 100000000000 | 0 | 0
[30 empty] | 6084 | 0 | 100000000000 | 0 | 0
[30 empty] | 6086 | 0 | 100000000000 | 0 | 0
[30 empty] | 6088 | 0 | 100000000000 | 0 | 0
[30 empty] | 6090 | 0 | 100000000000 | 0 | 0
[30 empty] | 6092 | 0 | 100000000000 | 0 | 0
[30 empty] | 6094 | 0 | 100000000000 | 0 | 0
[30 empty] | 6096 | 0 | 100000000000 | 0 | 0
[30 empty] | 6098 | 0 | 100000000000 | 0 | 0
[30 empty] | 6100 | 0 | 100000000000 | 0 | 0
[30 empty] | 6102 | 0 | 100000000000 | 0 | 0
[30 empty] | 6104 | 0 | 100000000000 | 0 | 0
[30 empty] | 6106 | 0 | 100000000000 | 0 | 0
[30 empty] | 6108 | 0 | 100000000000 | 0 | 0
[30 empty] | 6110 | 0 | 100000000000 | 0 | 0
[30 empty] | 6112 | 0 | 100000000000 | 0 | 0
[30 empty] | 6114 | 0 | 100000000000 | 0 | 0
[30 empty] | 6116 | 0 | 100000000000 | 0 | 0
[30 empty] | 6118 | 0 | 100000000000 | 0 | 0
[30 empty] | 6120 | 0 | 100000000000 | 0 | 0
[30 empty] | 6122 | 0 | 100000000000 | 0 | 0
[30 empty] | 6124 | 0 | 100000000000 | 0 | 0
[30 empty] | 6126 | 0 | 100000000000 | 0 | 0
[30 empty] | 6128 | 0 | 100000000000 | 0 | 0
[30 empty] | 6130 | 0 | 100000000000 | 0 | 0
[30 empty] | 6132 | 0 | 100000000000 | 0 | 0
[30 empty] | 6134 | 0 | 100000000000 | 0 | 0
[30 empty] | 6136 | 0 | 100000000000 | 0 | 0
[30 empty] | 6138 | 0 | 100000000000 | 0 | 0
[30 empty] | 6140 | 0 | 100000000000 | 0 | 0
[30 empty] | 6142 | 0 | 100000000000 | 0 | 0
[30 empty] | 6144 | 0 | 100000000000 | 0 | 0
[30 empty] | 6146 | 0 | 100000000000 | 0 | 0
[30 empty] | 6148 | 0 | 100000000000 | 0 | 0
[30 empty] | 6150 | 0 | 100000000000 | 0 | 0
[30 empty] | 6152 | 0 | 100000000000 | 0 | 0
[30 empty] | 6154 | 0 | 100000000000 | 0 | 0
[30 empty] | 6156 | 0 | 100000000000 | 0 | 0
[30 empty] | 6158 | 0 | 100000000000 | 0 | 0
[30 empty] | 6160 | 0 | 100000000000 | 0 | 0
[30 empty] | 6162 | 0 | 100000000000 | 0 | 0
[30 empty] | 6164 | 0 | 100000000000 | 0 | 0
[30 empty] | 6166 | 0 | 100000000000 | 0 | 0
[30 empty] | 6168 | 0 | 100000000000 | 0 | 0
[30 empty] | 6170 | 0 | 100000000000 | 0 | 0
[30 empty] | 6172 | 0 | 100000000000 | 0 | 0
[30 empty] | 6174 | 0 | 100000000000 | 0 | 0
[30 empty] | 6176 | 0 | 100000000000 | 0 | 0
[30 empty] | 6178 | 0 | 100000000000 | 0 | 0
[30 empty] | 6180 | 0 | 100000000000 | 0 | 0
[30 empty] | 6182 | 0 | 100000000000 | 0 | 0
[30 empty] | 6184 | 0 | 100000000000 | 0 | 0
[30 empty] | 6186 | 0 | 100000000000 | 0 | 0
[30 empty] | 6188 | 0 | 100000000000 | 0 | 0
[30 empty] | 6190 | 0 | 100000000000 | 0 | 0
[30 empty] | 6192 | 0 | 100000000000 | 0 | 0
[30 empty] | 6194 | 0 | 100000000000 | 0 | 0
[30 empty] | 6196 | 0 | 100000000000 | 0 | 0
[30 empty] | 6198 | 0 | 100000000000 | 0 | 0
[30 empty] | 6200 | 0 | 100000000000 | 0 | 0

## Projectiles (Ions)
terminal voltage UB | 10 | keV
mass m | 4 | amu | scattering angle
charge (terminal) q | 1 | a. u. | momentum transfer | 5 | a. u.
flight distance l | 14 | m | scattering angle | 2.152 | mrad
projectile velocity (relativistic) vp | 0.31635 | a. u. | scattering angle | 0.55 | mrad
projectile velocity vp | 0.69208 | mm/ns | momentum transfer | 1.2779 | a. u.
projectile momentum pp | 2323.3725 | a. u.
wave length l | 0.0027043 | a. u.
Lorentz factor g | 1
TOF T | 20228.9204 | ns | NN-scattering (screened)
jet diameter | 1.4323 | mm | nuclear charge projectile ZP | 1 | a. u.
passing time through jet | 2.0695 | ns | nuclear charge target ZT | 2 | a. u.
perp. momentum calibration | 2.3234 | a. u./mrad/m | scattering angle qP | 0.1 | mrad
|  |  | ptransversal | 0.23234 | a. u.
energy uncertainty DUB | 0 | keV
TOF unerctainty DT | 3.3321 | ns | impact parameter bRuther | 54.4213 | a. u.
|  |  | screening parameter a | 0.54708 | a. u.
beam current | 1000 | pA | impact parameter bscreened | 2.1635e-13 | a. u.
particle current | 6241418050.181 | particles/sec
electrostatic deflector |  |  | transverse coherence length
terminal voltage UB | 25 | keV | Projectile energy EP | 150 | keV
length deflection plates | 25 | cm | charge statge q | 2 | au
distance deflection plates dS | 1 | mm | mass m | 4 | amu
voltage at deflection plates US | 5 | V | deBroglie wave length l | 0.00049374 | au
distance | 1 | m | slit opening a | 2 | mm
charge q2 | 1 | a. u. | distance slit-target L | 1 | m
deflection | 25 | mm | coherence length Dx | 0.12344 | au
deflection | 1.4324 | °

## total cross sections (photons)
stot given in 10-18 |  | stot given in 10-18 |  | photoionization cross sections; data are taken from: https://vuo.elettra.eu/services/elements/WebElements.html | [55 empty] | stot given in 10-18 | [7 empty] | stot given in 10-18 | [7 empty] | stot given in 10-18 | [7 empty] | stot given in 10-18 | [9 empty] | stot given in 10-18 | [11 empty] | stot given in 10-18 | [17 empty] | stot given in 10-18 | [9 empty] | stot given in 10-18
Hydrogen |  | Helium |  | Neon | [7 empty] | Argon | [9 empty] | Krypton | [11 empty] | Xenon | [17 empty] | Carbon | [7 empty] | Nitrogen | [7 empty] | Oxygen | [7 empty] | Fluor | [7 empty] | Chlorine | [9 empty] | Bromine | [11 empty] | Iodine | [17 empty] | Sulfur (S) | [9 empty] | Silicon (Si)
Eg [eV] | stot [cm2] | Eg [eV] | stot [cm2] | Eg [eV] | stot [cm2] | Eg [eV] | s1s [cm2] | Eg [eV] | s2s [cm2] | Eg [eV] | s2p [cm2] | Eg [eV] | stot [cm2] | Eg [eV] | s2s [cm2] | Eg [eV] | s2p [cm2] | Eg [eV] | s3s [cm2] | Eg [eV] | s3p [cm2] | Eg [eV] | stot [cm2] | Eg [eV] | s3s [cm2] | Eg [eV] | s3p [cm2] | Eg [eV] | s3d [cm2] | Eg [eV] | s4s [cm2] | Eg [eV] | s4p [cm2] | Eg [eV] | stot [cm2] | Eg [eV] | s3s [cm2] | Eg [eV] | s3p [cm2] | Eg [eV] | s3d [cm2] | Eg [eV] | s4s [cm2] | Eg [eV] | s4p [cm2] | Eg [eV] | s4d [cm2] | Eg [eV] | s5s [cm2] | Eg [eV] | s5p [cm2] | Eg [eV] | stot [cm2] | Eg [eV] | s1s [cm2] | Eg [eV] | s2s [cm2] | Eg [eV] | s2p [cm2] | Eg [eV] | stot [cm2] | Eg [eV] | s1s [cm2] | Eg [eV] | s2s [cm2] | Eg [eV] | s2p [cm2] | Eg [eV] | stot [cm2] | Eg [eV] | s1s [cm2] | Eg [eV] | s2s [cm2] | Eg [eV] | s2p [cm2] | Eg [eV] | stot [cm2] | Eg [eV] | s1s [cm2] | Eg [eV] | s2s [cm2] | Eg [eV] | s2p [cm2] | Eg [eV] | stot [cm2] | Eg [eV] | s2s [cm2] | Eg [eV] | s2p [cm2] | Eg [eV] | s3s [cm2] | Eg [eV] | s3p [cm2] | Eg [eV] | stot [cm2] | Eg [eV] | s3s [cm2] | Eg [eV] | s3p [cm2] | Eg [eV] | s3d [cm2] | Eg [eV] | s4s [cm2] | Eg [eV] | s4p [cm2] | Eg [eV] | stot [cm2] | Eg [eV] | s3s [cm2] | Eg [eV] | s3p [cm2] | Eg [eV] | s3d [cm2] | Eg [eV] | s4s [cm2] | Eg [eV] | s4p [cm2] | Eg [eV] | s4d [cm2] | Eg [eV] | s5s [cm2] | Eg [eV] | s5p [cm2] | Eg [eV] | stot [cm2] | Eg [eV] | s2s [cm2] | Eg [eV] | s2p [cm2] | Eg [eV] | s3s [cm2] | Eg [eV] | s3p [cm2] | Eg [eV] | stot [cm2] | Eg [eV] | s2s [cm2] | Eg [eV] | s2p [cm2] | Eg [eV] | s3s [cm2] | Eg [eV] | s3p [cm2]
16.7 | 3.635 | 25 | 7.305 | 21.2 | 6.514 | 860 | 0.3341 | 45 | 0.3178 | 20 | 828.4 | 15 | 16.72 | 315 | 0.2871 | 250 | 0.7695 | 30 | 0.1293 | 15 | 16.72 | 15 | 77.9 | 270 | 0.1958 | 210 | 0.4308 | 100 | 0.5648 | 30 | 0.03392 | 15 | 77.9 | 15 | 54.7 | 1050 | 0.07818 | 950 | 0.4022 | 695 | 0.1189 | 200 | 0.2135 | 150 | 0.4919 | 75 | 5.139 | 25 | 0.0371 | 15 | 54.7 | 15 | 9.311 | 295 | 0.9132 | 20 | 1.149 | 15 | 9.311 | 16.7 | 11.25 | 405 | 0.7032 | 25 | 0.7941 | 16.7 | 11.25 | 16.7 | 10.43 | 540 | 0.514 | 30 | 0.5241 | 16.7 | 10.43 | 20 | 8.917 | 690 | 0.4103 | 40 | 0.4967 | 20 | 8.917 | 16.7 | 47.49 | 270 | 0.3259 | 210 | 1.185 | 25 | 0.08678 | 16.7 | 47.49 | 15 | 52.65 | 245 | 0.2127 | 190 | 0.5429 | 85 | 0.7201 | 25 | 0.0035 | 15 | 52.65 | 15 | 31.39 | 1000 | 0.091893 | 900 | 0.41275 | 645 | 0.072763 | 180 | 0.22173 | 135 | 0.2385 | 65 | 3.9887 | 25 | 0.06046 | 15 | 31.39 | 16.7 | 18.25 | 225 | 0.3675 | 175 | 3.198 | 25 | 0.1921 | 16.7 | 18.25 | 10.2 | 13.09 | 151.4 | 0.5049 | 110 | 2.9407 | 15 | 0.0227 | 10.2 | 13.0767
20 | 2.215 | 26.8 | 6.44 | 25 | 8.108 | 865 | 0.3121 | 50 | 0.426 | 21.22 | 6.514 | 20 | 50.13 | 320 | 0.2957 | 255 | 4.455 | 35 | 0.243 | 20 | 50.13 | 16.7 | 65.24 | 275 | 0.2063 | 215 | 0.6894 | 105 | 0.6637 | 35 | 0.099 | 16.71 | 65.24 | 16.7 | 34.96 | 1100 | 0.08504 | 1000 | 0.3932 | 700 | 3.105 | 220 | 0.2211 | 155 | 0.5339 | 80 | 119.9 | 26.86 | 0.06575 | 16.71 | 34.96 | 16.7 | 8.279 | 300 | 0.8591 | 21.22 | 1.23 | 16.7 | 8.279 | 20 | 10.1 | 410 | 0.6547 | 26.86 | 0.8965 | 20 | 10.1 | 20 | 10.77 | 545 | 0.49 | 35 | 0.7227 | 20 | 10.77 | 21.2 | 9.305 | 695 | 0.3869 | 40.81 | 0.5185 | 21.22 | 9.305 | 20 | 19.86 | 275 | 0.3329 | 215 | 4.957 | 30 | 0.2288 | 20 | 19.86 | 16.7 | 38.63 | 250 | 0.2203 | 195 | 0.6303 | 90 | 0.8777 | 26.86 | 0.02111 | 16.71 | 38.63 | 16.7 | 20.52 | 1041 | 0.089733 | 950 | 0.61892 | 650 | 0.77352 | 200 | 0.23677 | 140 | 0.634 | 70 | 33.3767 | 26.86 | 0.09097 | 16.71 | 20.52 | 20 | 6.353 | 230 | 0.3728 | 180 | 5.184 | 26.86 | 0.2482 | 20 | 6.353 | 15 | 2.138 | 155 | 0.48497 | 115 | 5.0253 | 16.71 | 0.0986 | 15 | 2.1333
21.2 | 1.884 | 30 | 5.203 | 26.9 | 8.544 | 870 | 0.3053 | 55 | 0.5006 | 25 | 8.108 | 21.2 | 38.01 | 325 | 0.3011 | 260 | 4.773 | 40 | 0.3248 | 21.22 | 38.01 | 20 | 36.31 | 280 | 0.2125 | 220 | 0.7 | 110 | 0.9034 | 40 | 0.1556 | 20 | 36.31 | 20 | 16.45 | 1150 | 0.08022 | 1041 | 0.3769 | 705 | 18.93 | 240 | 0.2036 | 160 | 0.53 | 85 | 50.8 | 30 | 0.1132 | 20 | 16.45 | 20 | 7.774 | 305 | 0.8247 | 25 | 1.358 | 20 | 6.625 | 21.2 | 9.664 | 415 | 0.6281 | 30 | 1.008 | 21.2 | 9.664 | 21.2 | 10.69 | 550 | 0.4771 | 40 | 0.8238 | 21.2 | 10.69 | 25 | 9.839 | 700 | 0.3778 | 45 | 0.607 | 25 | 9.839 | 21.2 | 13.88 | 280 | 0.3371 | 220 | 4.765 | 35 | 0.3297 | 21.2 | 13.88 | 20 | 19.85 | 255 | 0.2251 | 200 | 0.6332 | 95 | 1.28 | 30 | 0.06402 | 20 | 19.85 | 20 | 10.06 | 1050 | 0.08849 | 1000 | 0.71083 | 655 | 3.5527 | 220 | 0.2191 | 145 | 0.65102 | 75 | 85.87 | 30 | 0.1374 | 20 | 10.06 | 21.2 | 4.371 | 235 | 0.376 | 185 | 4.569 | 30 | 0.3253 | 21.2 | 4.371 | 15 | 2.159 | 160 | 0.47427 | 120 | 5.0787 | 20 | 0.24887 | 16.7 | 1.1527
25 | 1.186 | 35 | 3.831 | 30 | 8.97 | 875 | 0.3022 | 60 | 0.5502 | 26.86 | 8.544 | 25 | 13.52 | 330 | 0.3043 | 265 | 3.93 | 40.81 | 0.3353 | 25 | 13.52 | 21.2 | 28.51 | 285 | 0.2164 | 225 | 0.6791 | 115 | 1.366 | 40.81 | 0.1634 | 21.22 | 28.51 | 21.2 | 12.87 | 1200 | 0.07531 | 1050 | 0.3735 | 710 | 6.444 | 260 | 0.1874 | 165 | 0.5228 | 90 | 21.34 | 35 | 0.1739 | 21.22 | 12.87 | 21.2 | 7.35 | 310 | 0.7996 | 26.86 | 1.378 | 21.2 | 6.121 | 25 | 9.133 | 420 | 0.6107 | 35 | 1.085 | 25 | 8.339 | 25 | 10.12 | 555 | 0.4686 | 40.81 | 0.8342 | 25 | 10.12 | 26.9 | 9.876 | 705 | 0.3727 | 50 | 0.6717 | 26.86 | 9.876 | 25 | 4.675 | 285 | 0.3394 | 225 | 4.051 | 40 | 0.3944 | 25 | 4.588 | 21.2 | 15.57 | 260 | 0.228 | 205 | 0.6333 | 100 | 1.92 | 35 | 0.1321 | 21.22 | 15.57 | 20 | 10.06 | 1100 | 0.083587 | 1041 | 0.7569 | 660 | 5.0267 | 240 | 0.20047 | 150 | 0.62202 | 80 | 41.9633 | 35 | 0.1894 | 21.22 | 7.985 | 25 | 1.495 | 240 | 0.3782 | 190 | 4.131 | 35 | 0.4072 | 25 | 1.495 | 16.7 | 1.25 | 165 | 0.47163 | 125 | 4.964 | 21.22 | 0.29317 | 20 | 0.4234
26.8 | 0.9737 | 40 | 2.897 | 35 | 9.154 | 880 | 0.3004 | 65 | 0.5814 | 30 | 8.97 | 26.9 | 8.091 | 335 | 0.3057 | 270 | 3.455 | 45 | 0.3785 | 26.86 | 8.091 | 25 | 13.84 | 290 | 0.2183 | 230 | 0.6695 | 120 | 2.005 | 45 | 0.1971 | 25 | 13.84 | 25 | 6.662 | 1250 | 0.07108 | 1100 | 0.3517 | 715 | 4.701 | 280 | 0.1748 | 170 | 0.516 | 95 | 12.63 | 40 | 0.2107 | 25 | 6.662 | 25 | 6.153 | 315 | 0.7788 | 30 | 1.37 | 25 | 4.795 | 26.8 | 8.652 | 425 | 0.5978 | 40 | 1.089 | 26.8 | 7.758 | 26.8 | 9.769 | 560 | 0.462 | 45 | 0.8696 | 26.8 | 9.769 | 30 | 9.742 | 710 | 0.3691 | 55 | 0.7072 | 30 | 9.742 | 26.8 | 2.974 | 290 | 0.3398 | 230 | 3.675 | 40.81 | 0.402 | 26.8 | 2.831 | 25 | 7.759 | 265 | 0.2292 | 210 | 0.6391 | 105 | 2.684 | 40 | 0.1834 | 25 | 7.755 | 21.2 | 7.994 | 1150 | 0.078237 | 1050 | 0.76455 | 665 | 3.4896 | 260 | 0.18597 | 151.4 | 0.61227 | 85 | 23.2967 | 40 | 0.2147 | 25 | 4.305 | 25 | 1.687 | 245 | 0.3789 | 195 | 3.914 | 40 | 0.4463 | 26.8 | 0.9906 | 16.7 | 1.246 | 170 | 0.47047 | 130 | 4.9073 | 25 | 0.38713 | 21.2 | 0.3284
30 | 0.7055 | 40.8 | 2.777 | 40 | 8.979 | 885 | 0.299 | 70 | 0.5988 | 35 | 9.154 | 30 | 3.718 | 340 | 0.3054 | 275 | 3.204 | 50 | 0.4092 | 30 | 3.589 | 26.9 | 9.991 | 295 | 0.2186 | 235 | 0.6692 | 125 | 2.707 | 50 | 0.223 | 26.86 | 9.991 | 26.9 | 5.123 | 1253.6 | 0.0708 | 1150 | 0.3318 | 720 | 4.183 | 300 | 0.1634 | 175 | 0.5105 | 100 | 8.142 | 40.81 | 0.2146 | 26.86 | 5.057 | 26.8 | 5.662 | 320 | 0.7596 | 35 | 1.293 | 26.8 | 4.284 | 26.9 | 8.636 | 430 | 0.587 | 40.81 | 1.086 | 30 | 6.81 | 30 | 9.615 | 565 | 0.4562 | 50 | 0.8816 | 30 | 9.091 | 35 | 9.223 | 715 | 0.3661 | 60 | 0.723 | 35 | 9.223 | 30 | 1.576 | 295 | 0.3385 | 235 | 3.48 | 45 | 0.43 | 30 | 1.347 | 26.9 | 5.718 | 270 | 0.2289 | 215 | 0.649 | 110 | 3.427 | 40.81 | 0.1898 | 26.86 | 5.697 | 25 | 4.365 | 1200 | 0.073723 | 1100 | 0.79903 | 670 | 2.9355 | 280 | 0.17277 | 155 | 0.58508 | 90 | 14.2967 | 40.81 | 0.2169 | 26.86 | 3.313 | 26.8 | 1.237 | 250 | 0.3776 | 200 | 3.799 | 40.81 | 0.4493 | 30 | 0.6099 | 20 | 0.6681 | 175 | 0.4678 | 132.3 | 4.8917 | 26.86 | 0.41337 | 25 | 0.23477
35 | 0.4523 | 45 | 2.242 | 40.8 | 8.929 | 890 | 0.2976 | 75 | 0.6058 | 40 | 8.979 | 35 | 1.509 | 345 | 0.3037 | 280 | 3.06 | 55 | 0.422 | 35 | 1.266 | 30 | 6.058 | 300 | 0.2174 | 240 | 0.6744 | 130 | 3.356 | 55 | 0.2357 | 30 | 6.058 | 30 | 3.474 | 1300 | 0.06713 | 1200 | 0.3128 | 725 | 3.854 | 320 | 0.1521 | 180 | 0.5064 | 105 | 5.369 | 45 | 0.227 | 30 | 3.361 | 26.9 | 5.646 | 325 | 0.7406 | 40 | 1.188 | 30 | 3.52 | 30 | 7.818 | 435 | 0.5769 | 45 | 1.054 | 35 | 5.534 | 35 | 8.732 | 570 | 0.4506 | 55 | 0.8705 | 35 | 8.009 | 40 | 9.032 | 720 | 0.3633 | 65 | 0.7242 | 40 | 8.535 | 35 | 1.017 | 300 | 0.3355 | 240 | 3.366 | 50 | 0.4421 | 35 | 0.6873 | 30 | 3.605 | 275 | 0.2272 | 220 | 0.6613 | 115 | 4.056 | 45 | 0.2148 | 30 | 3.541 | 26.9 | 3.404 | 1250 | 0.069397 | 1150 | 0.82263 | 675 | 2.6117 | 300 | 0.15993 | 160 | 0.54248 | 95 | 9.0737 | 45 | 0.2226 | 30 | 2.224 | 26.9 | 1.226 | 255 | 0.3743 | 205 | 3.721 | 45 | 0.4545 | 35 | 0.5207 | 21.2 | 0.6176 | 180 | 0.46267 | 135 | 4.8733 | 30 | 0.43693 | 26.8 | 0.2368
40 | 0.3065 | 50 | 1.772 | 45 | 8.606 | 895 | 0.2961 | 80 | 0.6046 | 40.81 | 8.929 | 40 | 1.082 | 350 | 0.3008 | 285 | 2.965 | 60 | 0.422 | 40 | 0.7567 | 35 | 3.16 | 305 | 0.2153 | 245 | 0.6824 | 132.3 | 3.619 | 60 | 0.2389 | 35 | 3.061 | 35 | 2.12 | 1350 | 0.06348 | 1250 | 0.2951 | 730 | 3.574 | 340 | 0.1415 | 185 | 0.5036 | 110 | 3.581 | 50 | 0.23 | 35 | 1.946 | 30 | 4.89 | 330 | 0.7212 | 40.81 | 1.17 | 35 | 2.615 | 35 | 6.619 | 440 | 0.5669 | 50 | 0.9991 | 40 | 4.485 | 40 | 7.798 | 575 | 0.445 | 60 | 0.8441 | 40 | 6.974 | 40.8 | 8.936 | 725 | 0.3603 | 70 | 0.7145 | 40.81 | 8.417 | 40 | 1.027 | 305 | 0.3313 | 245 | 3.284 | 55 | 0.4379 | 40 | 0.6328 | 35 | 1.959 | 280 | 0.2245 | 225 | 0.6742 | 120 | 4.555 | 50 | 0.23 | 35 | 1.827 | 30 | 2.361 | 1253.6 | 0.069103 | 1200 | 0.83902 | 680 | 2.3624 | 320 | 0.1481 | 165 | 0.49465 | 100 | 5.8537 | 50 | 0.2214 | 35 | 1.291 | 30 | 0.9352 | 260 | 0.3694 | 210 | 3.647 | 50 | 0.4453 | 40 | 0.5911 | 21.2 | 0.6171 | 185 | 0.4553 | 140 | 4.8217 | 35 | 0.44263 | 30 | 0.26033
40.8 | 0.2892 | 55 | 1.43 | 50 | 8.562 | 900 | 0.2945 | 85 | 0.5974 | 45 | 8.606 | 40.8 | 1.069 | 355 | 0.2971 | 290 | 2.891 | 65 | 0.4139 | 40.81 | 0.734 | 40 | 1.875 | 310 | 0.2124 | 250 | 0.6912 | 135 | 3.897 | 65 | 0.2364 | 40 | 1.719 | 40 | 1.44 | 1400 | 0.0602 | 1253.6 | 0.2939 | 735 | 3.337 | 360 | 0.132 | 190 | 0.5015 | 115 | 2.42 | 55 | 0.2261 | 40 | 1.229 | 35 | 3.908 | 335 | 0.7013 | 45 | 1.084 | 40 | 1.966 | 40 | 5.574 | 445 | 0.5566 | 55 | 0.9387 | 40.8 | 4.336 | 40.8 | 7.65 | 580 | 0.4391 | 65 | 0.8087 | 40.8 | 6.816 | 45 | 8.41 | 730 | 0.3571 | 75 | 0.6969 | 45 | 7.803 | 40.8 | 1.044 | 310 | 0.3261 | 250 | 3.209 | 60 | 0.4243 | 40.8 | 0.6423 | 40 | 1.229 | 285 | 0.2211 | 230 | 0.6866 | 125 | 4.949 | 55 | 0.2347 | 40 | 1.046 | 35 | 1.48 | 1300 | 0.065553 | 1250 | 0.85067 | 685 | 2.1643 | 340 | 0.13757 | 170 | 0.44288 | 105 | 3.833 | 55 | 0.2155 | 40 | 0.8306 | 35 | 0.9279 | 265 | 0.3633 | 215 | 3.563 | 55 | 0.4284 | 40.8 | 0.6051 | 25 | 0.6218 | 190 | 0.4461 | 145 | 4.7313 | 40 | 0.42837 | 35 | 0.30137
45 | 0.2167 | 60 | 1.174 | 55 | 8.123 | 905 | 0.2926 | 90 | 0.5859 | 50 | 8.136 | 45 | 1.106 | 360 | 0.2926 | 295 | 2.822 | 70 | 0.4012 | 45 | 0.7273 | 40.8 | 1.741 | 315 | 0.209 | 255 | 0.6997 | 140 | 4.329 | 70 | 0.2309 | 40.81 | 1.578 | 40.8 | 1.364 | 1450 | 0.05712 | 1300 | 0.279 | 740 | 3.148 | 380 | 0.1233 | 195 | 0.4997 | 120 | 1.662 | 60 | 0.219 | 40.81 | 1.149 | 40 | 3.154 | 340 | 0.6808 | 50 | 0.9885 | 40.8 | 1.881 | 40.8 | 5.42 | 450 | 0.5458 | 60 | 0.8782 | 45 | 3.634 | 45 | 6.894 | 585 | 0.4328 | 70 | 0.7693 | 45 | 6.024 | 50 | 7.747 | 735 | 0.3537 | 80 | 0.6742 | 50 | 7.075 | 45 | 1.148 | 315 | 0.3203 | 255 | 3.132 | 65 | 0.4066 | 45 | 0.7177 | 40.8 | 1.155 | 290 | 0.2174 | 235 | 0.6977 | 130 | 5.269 | 60 | 0.2333 | 40.81 | 0.965 | 40 | 1.045 | 1350 | 0.061987 | 1253.6 | 0.8514 | 690 | 2.0128 | 360 | 0.12813 | 175 | 0.38915 | 110 | 2.549 | 60 | 0.2063 | 40.81 | 0.7803 | 40 | 1.037 | 270 | 0.3563 | 220 | 3.465 | 60 | 0.4084 | 45 | 0.6741 | 26.8 | 0.6492 | 195 | 0.43583 | 150 | 4.599 | 40.81 | 0.4249 | 40 | 0.32663
50 | 0.1586 | 65 | 0.9769 | 60 | 7.638 | 910 | 0.2904 | 95 | 0.5713 | 55 | 7.622 | 50 | 1.233 | 365 | 0.2878 | 300 | 2.752 | 75 | 0.3861 | 50 | 0.8239 | 45 | 1.248 | 320 | 0.2054 | 260 | 0.7069 | 145 | 4.676 | 75 | 0.2238 | 45 | 1.051 | 45 | 1.066 | 1486.6 | 0.05501 | 1350 | 0.2638 | 745 | 3.003 | 400 | 0.1154 | 200 | 0.4979 | 125 | 1.166 | 65 | 0.2099 | 45 | 0.8395 | 40.8 | 3.051 | 345 | 0.6601 | 55 | 0.8984 | 45 | 1.499 | 45 | 4.688 | 455 | 0.5346 | 65 | 0.8192 | 50 | 2.951 | 50 | 6.056 | 590 | 0.4261 | 75 | 0.7292 | 50 | 5.174 | 55 | 7.07 | 740 | 0.3499 | 85 | 0.6486 | 55 | 6.363 | 50 | 1.258 | 320 | 0.3142 | 260 | 3.048 | 70 | 0.3877 | 50 | 0.8162 | 45 | 0.8774 | 295 | 0.2135 | 240 | 0.7068 | 132.3 | 5.398 | 65 | 0.2283 | 45 | 0.6626 | 40.8 | 0.9972 | 1400 | 0.05868 | 1300 | 0.85887 | 695 | 1.9 | 380 | 0.11953 | 180 | 0.33552 | 115 | 1.7223 | 65 | 0.195 | 45 | 0.5834 | 40.8 | 1.054 | 275 | 0.3488 | 225 | 3.356 | 65 | 0.3865 | 50 | 0.7345 | 26.9 | 0.6501 | 200 | 0.42513 | 151.4 | 4.5557 | 45 | 0.40307 | 40.8 | 0.32897
55 | 0.1194 | 70 | 0.8213 | 65 | 7.127 | 915 | 0.288 | 100 | 0.5549 | 60 | 7.088 | 55 | 1.355 | 370 | 0.2827 | 305 | 2.679 | 80 | 0.3698 | 55 | 0.9335 | 50 | 0.9248 | 325 | 0.2018 | 265 | 0.7125 | 150 | 4.961 | 80 | 0.2157 | 50 | 0.7018 | 50 | 0.8503 | 1500 | 0.05427 | 1400 | 0.2496 | 750 | 2.894 | 420 | 0.1081 | 205 | 0.4959 | 130 | 0.8429 | 70 | 0.1994 | 50 | 0.6203 | 45 | 2.583 | 350 | 0.6394 | 60 | 0.8124 | 50 | 1.159 | 50 | 3.95 | 460 | 0.5229 | 70 | 0.7618 | 55 | 2.407 | 55 | 5.299 | 595 | 0.4192 | 80 | 0.6901 | 55 | 4.429 | 60 | 6.404 | 745 | 0.3459 | 90 | 0.6219 | 60 | 5.681 | 55 | 1.331 | 325 | 0.308 | 265 | 2.958 | 75 | 0.3685 | 55 | 0.8934 | 50 | 0.6893 | 300 | 0.2096 | 245 | 0.714 | 135 | 5.535 | 70 | 0.2209 | 50 | 0.4593 | 45 | 0.806 | 1450 | 0.05566 | 1350 | 0.86457 | 700 | 1.8167 | 400 | 0.11163 | 185 | 0.28369 | 120 | 1.1867 | 70 | 0.1827 | 50 | 0.4354 | 40.8 | 1.055 | 280 | 0.3413 | 230 | 3.239 | 70 | 0.3631 | 55 | 0.7674 | 30 | 0.6944 | 205 | 0.4144 | 155 | 4.4337 | 50 | 0.3718 | 45 | 0.33457
60 | 0.09199 | 75 | 0.6965 | 70 | 6.607 | 920 | 0.2854 | 105 | 0.5374 | 65 | 6.546 | 60 | 1.442 | 375 | 0.2775 | 310 | 2.602 | 85 | 0.3528 | 60 | 1.02 | 55 | 0.7481 | 330 | 0.1982 | 270 | 0.7164 | 151.4 | 5.032 | 85 | 0.2068 | 55 | 0.5124 | 55 | 0.7146 |  |  | 1450 | 0.2365 | 755 | 2.809 | 440 | 0.1014 | 210 | 0.4937 | 132.3 | 0.7355 | 75 | 0.1882 | 55 | 0.4885 | 50 | 2.148 | 355 | 0.6188 | 65 | 0.7323 | 55 | 0.909 | 55 | 3.346 | 465 | 0.5109 | 75 | 0.706 | 60 | 1.975 | 60 | 4.631 | 600 | 0.4119 | 85 | 0.6525 | 60 | 3.787 | 65 | 5.769 | 750 | 0.3416 | 95 | 0.595 | 65 | 5.045 | 60 | 1.367 | 330 | 0.3019 | 270 | 2.863 | 80 | 0.3493 | 60 | 0.9422 | 55 | 0.5794 | 305 | 0.2059 | 250 | 0.7192 | 140 | 5.756 | 75 | 0.2117 | 55 | 0.3447 | 50 | 0.6568 | 1486.6 | 0.053573 | 1400 | 0.86855 | 705 | 1.7545 | 420 | 0.10447 | 190 | 0.24989 | 125 | 0.83973 | 75 | 0.1709 | 55 | 0.3409 | 45 | 1.129 | 285 | 0.3339 | 235 | 3.119 | 75 | 0.3389 | 60 | 0.7761 | 35 | 0.7386 | 210 | 0.40403 | 160 | 4.2473 | 55 | 0.33957 | 50 | 0.3293
65 | 0.07227 | 80 | 0.5955 | 75 | 6.091 | 925 | 0.2826 | 110 | 0.5194 | 70 | 6.008 | 65 | 1.494 | 380 | 0.2724 | 315 | 2.524 | 90 | 0.3354 | 65 | 1.08 | 60 | 0.6446 | 335 | 0.1948 | 275 | 0.7187 | 155 | 5.2 | 90 | 0.1975 | 60 | 0.4057 | 60 | 0.6216 |  |  | 1486.6 | 0.2273 | 760 | 2.742 | 460 | 0.09536 | 215 | 0.4912 | 135 | 0.6354 | 80 | 0.1768 | 60 | 0.4026 | 55 | 1.807 | 360 | 0.5988 | 70 | 0.6606 | 60 | 0.7231 | 60 | 2.853 | 470 | 0.4987 | 80 | 0.6528 | 65 | 1.633 | 65 | 4.048 | 605 | 0.4045 | 90 | 0.6162 | 65 | 3.239 | 70 | 5.183 | 755 | 0.337 | 100 | 0.5686 | 70 | 4.469 | 65 | 1.371 | 335 | 0.2959 | 275 | 2.767 | 85 | 0.3299 | 65 | 0.9646 | 60 | 0.5119 | 310 | 0.2024 | 255 | 0.7227 | 145 | 5.934 | 80 | 0.2013 | 60 | 0.2786 | 55 | 0.5564 | 1500 | 0.052837 | 1450 | 0.87115 | 710 | 1.7068 | 440 | 0.097897 | 195 | 0.29451 | 130 | 0.6195 | 80 | 0.1602 | 60 | 0.2797 | 50 | 1.18 | 290 | 0.3267 | 240 | 3 | 80 | 0.315 | 65 | 0.7664 | 40 | 0.7525 | 215 | 0.394 | 165 | 4.0517 | 60 | 0.3096 | 55 | 0.31533
70 | 0.05773 | 85 | 0.5135 | 80 | 5.596 | 930 | 0.2795 | 115 | 0.5012 | 75 | 5.485 | 70 | 1.518 | 385 | 0.2674 | 320 | 2.445 | 95 | 0.3182 | 70 | 1.117 | 65 | 0.5796 | 340 | 0.1915 | 280 | 0.7196 | 160 | 5.399 | 95 | 0.1879 | 65 | 0.3432 | 65 | 0.5527 |  |  | 1500 | 0.2241 | 765 | 2.684 | 480 | 0.08987 | 220 | 0.4886 | 140 | 0.5075 | 85 | 0.1661 | 65 | 0.3428 | 60 | 1.536 | 365 | 0.5792 | 75 | 0.5982 | 65 | 0.5831 | 65 | 2.452 | 475 | 0.4865 | 85 | 0.6031 | 70 | 1.36 | 70 | 3.546 | 610 | 0.3969 | 95 | 0.5812 | 70 | 2.777 | 75 | 4.655 | 760 | 0.3323 | 105 | 0.543 | 75 | 3.958 | 70 | 1.353 | 340 | 0.2902 | 280 | 2.671 | 90 | 0.3106 | 70 | 0.9656 | 65 | 0.4686 | 315 | 0.199 | 260 | 0.7247 | 150 | 6.068 | 85 | 0.1906 | 65 | 0.2403 | 60 | 0.486 |  |  | 1486.6 | 0.87248 | 715 | 1.6682 | 460 | 0.09202 | 200 | 0.33538 | 132.3 | 0.54903 | 85 | 0.1508 | 65 | 0.24 | 55 | 1.196 | 295 | 0.3199 | 245 | 2.884 | 85 | 0.2927 | 70 | 0.7439 | 40.8 | 0.752 | 220 | 0.3845 | 170 | 3.856 | 65 | 0.28297 | 60 | 0.2966
75 | 0.0468 | 90 | 0.4465 | 85 | 5.13 | 935 | 0.2764 | 120 | 0.483 | 80 | 4.991 | 75 | 1.521 | 390 | 0.2626 | 325 | 2.367 | 100 | 0.3013 | 75 | 1.135 | 70 | 0.5363 | 345 | 0.1885 | 285 | 0.7193 | 165 | 5.56 | 100 | 0.1784 | 70 | 0.3054 | 70 | 0.499 |  |  |  |  | 770 | 2.631 | 500 | 0.08489 | 225 | 0.4858 | 145 | 0.4352 | 90 | 0.1564 | 70 | 0.2996 | 65 | 1.315 | 370 | 0.5604 | 80 | 0.544 | 70 | 0.4761 | 70 | 2.122 | 480 | 0.4744 | 90 | 0.5576 | 75 | 1.142 | 75 | 3.117 | 615 | 0.3892 | 100 | 0.5473 | 75 | 2.388 | 80 | 4.182 | 765 | 0.3274 | 110 | 0.5183 | 80 | 3.508 | 75 | 1.319 | 345 | 0.2847 | 285 | 2.578 | 95 | 0.2917 | 75 | 0.9506 | 70 | 0.4389 | 320 | 0.1959 | 265 | 0.7257 | 151.4 | 6.098 | 90 | 0.1801 | 70 | 0.218 | 65 | 0.435 |  |  | 1500 | 0.87255 | 720 | 1.6352 | 480 | 0.086687 | 205 | 0.3728 | 135 | 0.4857 | 90 | 0.1424 | 70 | 0.2134 | 60 | 1.184 | 300 | 0.3134 | 250 | 2.774 | 90 | 0.2726 | 75 | 0.7135 | 40.8 | 0.752 | 225 | 0.37543 | 175 | 3.6663 | 70 | 0.259 | 65 | 0.27573
80 | 0.03844 | 95 | 0.3914 | 90 | 4.701 | 940 | 0.2731 | 125 | 0.4649 | 85 | 4.533 | 80 | 1.506 | 395 | 0.2581 | 330 | 2.29 | 105 | 0.2851 | 80 | 1.136 | 75 | 0.5053 | 350 | 0.1856 | 290 | 0.7181 | 170 | 5.684 | 105 | 0.1693 | 75 | 0.2815 | 75 | 5.595 |  |  |  |  | 775 | 2.582 | 520 | 0.08035 | 230 | 0.4829 | 150 | 0.4017 | 95 | 0.1478 | 75 | 0.2681 | 70 | 1.137 | 375 | 0.5423 | 85 | 0.4962 | 75 | 0.3933 | 75 | 1.848 | 485 | 0.4625 | 95 | 0.5164 | 80 | 0.9665 | 80 | 2.751 | 620 | 0.3816 | 105 | 0.5145 | 80 | 2.061 | 85 | 3.761 | 770 | 0.3224 | 115 | 0.4943 | 85 | 3.112 | 80 | 1.274 | 350 | 0.2796 | 290 | 2.488 | 100 | 0.2737 | 80 | 0.9245 | 75 | 0.4167 | 325 | 0.1929 | 270 | 0.7257 | 155 | 6.159 | 95 | 0.1703 | 75 | 0.205 | 65 | 4.445 |  |  |  |  | 725 | 1.606 | 500 | 0.08181 | 210 | 0.40698 | 140 | 0.41137 | 95 | 0.1346 | 75 | 0.194 | 65 | 1.153 | 305 | 0.3073 | 255 | 2.669 | 95 | 0.2551 | 80 | 0.6789 | 45 | 0.7379 | 230 | 0.36673 | 180 | 3.4857 | 75 | 0.2371 | 70 | 0.2546
85 | 0.03193 | 100 | 0.3454 | 95 | 4.308 | 945 | 0.2697 | 130 | 0.4471 | 90 | 4.115 | 85 | 1.473 | 400 | 0.2537 | 335 | 2.217 | 110 | 0.2699 | 85 | 1.12 | 80 | 0.4816 | 355 | 0.1829 | 295 | 0.7162 | 175 | 5.768 | 110 | 0.1608 | 80 | 0.2659 | 80 | 120.3 |  |  |  |  | 780 | 2.534 | 540 | 0.07616 | 235 | 0.48 | 151.4 | 0.3976 | 100 | 0.1402 | 80 | 0.2453 | 75 | 0.9915 | 380 | 0.5251 | 90 | 0.4528 | 80 | 0.3284 | 80 | 1.619 | 490 | 0.4509 | 100 | 0.4792 | 85 | 0.8243 | 85 | 2.439 | 625 | 0.374 | 110 | 0.4833 | 85 | 1.787 | 90 | 3.386 | 775 | 0.3173 | 120 | 0.471 | 90 | 2.764 | 85 | 1.221 | 355 | 0.2746 | 295 | 2.402 | 105 | 0.2572 | 85 | 0.8913 | 80 | 0.3981 | 330 | 0.1901 | 275 | 0.725 | 160 | 6.206 | 100 | 0.1614 | 80 | 0.1968 | 70 | 33.82 |  |  |  |  | 730 | 1.579 | 520 | 0.07732 | 215 | 0.43842 | 145 | 0.3781 | 100 | 0.1272 | 80 | 0.1782 | 70 | 1.107 | 310 | 0.3015 | 260 | 2.569 | 100 | 0.2397 | 85 | 0.6425 | 50 | 0.7006 | 235 | 0.35833 | 185 | 3.3147 | 80 | 0.21707 | 75 | 0.23437
90 | 0.0268 | 105 | 0.3065 | 100 | 3.949 | 950 | 0.2663 | 132.3 | 0.439 | 95 | 3.737 | 90 | 1.425 | 405 | 0.2495 | 340 | 2.147 | 115 | 0.2558 | 90 | 1.09 | 85 | 0.4621 | 360 | 0.1803 | 300 | 0.7139 | 180 | 5.815 | 115 | 0.1531 | 85 | 0.2553 | 85 | 51.19 |  |  |  |  | 785 | 2.487 | 560 | 0.07227 | 240 | 0.4769 | 155 | 0.3952 | 105 | 0.1332 | 85 | 0.2288 | 80 | 0.8724 | 385 | 0.5086 | 95 | 0.4131 | 85 | 0.2767 | 85 | 1.427 | 495 | 0.4395 | 105 | 0.4455 | 90 | 0.7081 | 90 | 2.173 | 630 | 0.3665 | 115 | 0.4538 | 90 | 1.557 | 95 | 3.052 | 780 | 0.3123 | 125 | 0.4484 | 95 | 2.457 | 90 | 1.165 | 360 | 0.2699 | 300 | 2.321 | 110 | 0.2423 | 90 | 0.8541 | 85 | 0.3813 | 335 | 0.1874 | 280 | 0.7239 | 165 | 6.212 | 105 | 0.1535 | 85 | 0.1907 | 75 | 86.36 |  |  |  |  | 735 | 1.5544 | 540 | 0.073163 | 220 | 0.46745 | 150 | 0.37273 | 105 | 0.1199 | 85 | 0.1643 | 75 | 1.052 | 315 | 0.2959 | 265 | 2.475 | 105 | 0.226 | 90 | 0.6062 | 55 | 0.6523 | 240 | 0.3502 | 190 | 3.1533 | 85 | 0.1991 | 80 | 0.2154
95 | 0.0227 | 110 | 0.273 | 105 | 3.621 | 955 | 0.2628 | 135 | 0.4296 | 100 | 3.394 | 95 | 1.369 | 410 | 0.2455 | 345 | 2.08 | 120 | 0.243 | 95 | 1.051 | 90 | 0.4458 | 365 | 0.1779 | 305 | 0.7112 | 185 | 5.826 | 120 | 0.1462 | 90 | 0.2483 | 90 | 21.71 |  |  |  |  | 790 | 2.441 | 580 | 0.06864 | 245 | 0.4737 | 160 | 0.407 | 110 | 0.1265 | 90 | 0.2159 | 85 | 0.7729 | 390 | 0.4929 | 100 | 0.3768 | 90 | 0.2352 | 90 | 1.266 | 500 | 0.4286 | 110 | 0.4146 | 95 | 0.6124 | 95 | 1.944 | 635 | 0.3592 | 120 | 0.4263 | 95 | 1.363 | 100 | 2.756 | 785 | 0.3072 | 130 | 0.4265 | 100 | 2.187 | 95 | 1.107 | 365 | 0.2654 | 305 | 2.244 | 115 | 0.229 | 95 | 0.815 | 90 | 1.243 | 340 | 0.1848 | 285 | 0.7222 | 170 | 6.183 | 110 | 0.1462 | 90 | 0.1852 | 80 | 42.37 |  |  |  |  | 740 | 1.5316 | 560 | 0.069317 | 225 | 0.49442 | 151.4 | 0.37487 | 110 | 0.113 | 90 | 0.1524 | 80 | 0.9939 | 320 | 0.2906 | 270 | 2.385 | 110 | 0.2132 | 95 | 0.5708 | 60 | 0.6032 | 245 | 0.34223 | 195 | 3.001 | 90 | 0.18337 | 85 | 0.19793
100 | 0.01939 | 115 | 0.244 | 110 | 3.323 | 960 | 0.2593 | 140 | 0.4124 | 105 | 3.084 | 100 | 1.309 | 415 | 0.2418 | 350 | 2.017 | 125 | 0.2312 | 100 | 1.008 | 95 | 0.4315 | 370 | 0.1755 | 310 | 0.7084 | 190 | 5.806 | 125 | 0.1399 | 95 | 0.2436 | 95 | 12.98 |  |  |  |  | 795 | 2.397 | 600 | 0.06524 | 250 | 0.4703 | 165 | 0.4307 | 115 | 0.1201 | 95 | 0.2047 | 90 | 0.688 | 395 | 0.4779 | 105 | 0.3443 | 95 | 0.2014 | 95 | 1.129 | 505 | 0.418 | 115 | 0.3862 | 100 | 0.5329 | 100 | 1.746 | 640 | 0.3521 | 125 | 0.4009 | 100 | 1.199 | 105 | 2.496 | 790 | 0.3022 | 132.3 | 0.4167 | 105 | 1.953 | 100 | 1.049 | 370 | 0.2611 | 310 | 2.171 | 120 | 0.2172 | 100 | 0.7756 | 95 | 1.63 | 345 | 0.1822 | 290 | 0.7202 | 175 | 6.123 | 115 | 0.1395 | 95 | 0.1799 | 85 | 23.65 |  |  |  |  | 745 | 1.511 | 580 | 0.065757 | 230 | 0.51955 | 155 | 0.3859 | 115 | 0.1065 | 95 | 0.1429 | 85 | 0.9352 | 325 | 0.2855 | 275 | 2.3 | 115 | 0.2011 | 100 | 0.537 | 65 | 0.5573 | 250 | 0.3344 | 200 | 2.856 | 95 | 0.1699 | 90 | 0.182
105 | 0.01668 | 120 | 0.2186 | 115 | 3.052 | 965 | 0.2558 | 145 | 0.3957 | 110 | 2.804 | 105 | 1.252 | 420 | 0.2381 | 355 | 1.957 | 130 | 0.2204 | 105 | 0.9665 | 100 | 0.4185 | 375 | 0.1732 | 315 | 0.7053 | 195 | 5.759 | 130 | 0.1341 | 100 | 0.2401 | 100 | 8.476 |  |  |  |  | 800 | 2.356 | 620 | 0.06207 | 255 | 0.4669 | 170 | 0.4618 | 120 | 0.1139 | 100 | 0.1938 | 95 | 0.6145 | 400 | 0.4637 | 110 | 0.3157 | 100 | 0.1737 | 100 | 1.012 | 510 | 0.4078 | 120 | 0.3599 | 105 | 0.4664 | 105 | 1.574 | 645 | 0.3451 | 130 | 0.3777 | 105 | 1.06 | 110 | 2.268 | 795 | 0.2972 | 135 | 0.4055 | 110 | 1.75 | 105 | 0.994 | 375 | 0.257 | 315 | 2.101 | 125 | 0.2066 | 105 | 0.7368 | 100 | 2.257 | 350 | 0.1797 | 295 | 0.7179 | 180 | 6.04 | 120 | 0.133 | 100 | 0.1753 | 90 | 14.61 |  |  |  |  | 750 | 1.4923 | 600 | 0.06246 | 235 | 0.54308 | 160 | 0.411 | 120 | 0.1007 | 100 | 0.1357 | 90 | 0.8788 | 330 | 0.2805 | 280 | 2.218 | 120 | 0.1895 | 105 | 0.505 | 70 | 0.5139 | 255 | 0.32663 | 205 | 2.719 | 100 | 0.15807 | 95 | 0.16757
110 | 0.01444 | 125 | 0.1964 | 120 | 2.807 | 970 | 0.2523 | 150 | 0.3795 | 115 | 2.551 | 110 | 1.197 | 425 | 0.2347 | 360 | 1.9 | 132.3 | 0.2157 | 110 | 0.9273 | 105 | 1.069 | 380 | 0.171 | 320 | 0.7021 | 200 | 5.691 | 132.3 | 0.1316 | 105 | 0.2364 | 105 | 5.685 |  |  |  |  | 805 | 2.316 | 640 | 0.05911 | 260 | 0.4632 | 175 | 0.4971 | 125 | 0.1079 | 105 | 0.183 | 100 | 0.5505 | 405 | 0.4501 | 115 | 0.2908 | 105 | 0.1507 | 105 | 0.9119 | 515 | 0.3981 | 125 | 0.3355 | 110 | 0.4104 | 110 | 1.424 | 650 | 0.3383 | 132.3 | 0.3677 | 110 | 0.9404 | 115 | 2.068 | 800 | 0.2923 | 140 | 0.3854 | 115 | 1.574 | 110 | 0.9415 | 380 | 0.2529 | 320 | 2.034 | 130 | 0.1968 | 110 | 0.6992 | 105 | 3.009 | 355 | 0.1773 | 300 | 0.7152 | 185 | 5.94 | 125 | 0.1267 | 105 | 0.1717 | 95 | 9.375 |  |  |  |  | 755 | 1.4757 | 620 | 0.059393 | 240 | 0.5651 | 165 | 0.4434 | 125 | 0.09556 | 105 | 0.1302 | 95 | 0.8259 | 335 | 0.2756 | 285 | 2.14 | 125 | 0.1785 | 110 | 0.4748 | 75 | 0.4723 | 260 | 0.319 | 210 | 2.588 | 105 | 0.14757 | 100 | 0.15447
115 | 0.01258 | 130 | 0.1771 | 125 | 2.585 | 975 | 0.2489 | 151.4 | 0.3751 | 120 | 2.324 | 115 | 1.146 | 430 | 0.2313 | 365 | 1.846 | 135 | 0.2103 | 115 | 0.8903 | 110 | 1.296 | 385 | 0.1688 | 325 | 0.6986 | 205 | 5.607 | 135 | 0.1287 | 110 | 0.2319 | 110 | 3.881 |  |  |  |  | 810 | 2.28 | 660 | 0.05634 | 265 | 0.4594 | 180 | 0.5342 | 130 | 0.1023 | 110 | 0.173 | 105 | 0.495 | 410 | 0.4371 | 120 | 0.2691 | 110 | 0.1315 | 110 | 0.825 | 520 | 0.3887 | 130 | 0.3131 | 115 | 0.3629 | 115 | 1.292 | 655 | 0.3318 | 135 | 0.3565 | 115 | 0.8382 | 120 | 1.892 | 805 | 0.2875 | 145 | 0.3663 | 120 | 1.421 | 115 | 0.8921 | 385 | 0.249 | 325 | 1.971 | 132.3 | 0.1925 | 115 | 0.6631 | 110 | 3.742 | 360 | 0.1748 | 305 | 0.7121 | 190 | 5.826 | 130 | 0.1206 | 110 | 0.1687 | 100 | 6.139 |  |  |  |  | 760 | 1.4609 | 640 | 0.056543 | 245 | 0.58572 | 170 | 0.4798 | 130 | 0.09101 | 110 | 0.1252 | 100 | 0.7767 | 340 | 0.2708 | 290 | 2.064 | 130 | 0.1682 | 115 | 0.4465 | 80 | 0.4326 | 265 | 0.3115 | 215 | 2.4637 | 110 | 0.13787 | 105 | 0.14253
120 | 0.01101 | 132.3 | 0.1691 | 130 | 2.386 | 980 | 0.2455 | 155 | 0.3639 | 125 | 2.12 | 120 | 1.097 | 435 | 0.228 | 370 | 1.794 | 140 | 0.2009 | 120 | 0.8541 | 115 | 1.746 | 390 | 0.1666 | 330 | 0.695 | 210 | 5.511 | 140 | 0.1234 | 115 | 0.2264 | 115 | 2.705 |  |  |  |  | 815 | 2.245 | 680 | 0.05375 | 270 | 0.4554 | 185 | 0.5717 | 132.3 | 0.09992 | 115 | 0.1645 | 110 | 0.4472 | 415 | 0.4247 | 125 | 0.25 | 115 | 0.1153 | 115 | 0.7491 | 525 | 0.3796 | 132.3 | 0.3035 | 120 | 0.3223 | 120 | 1.176 | 660 | 0.3254 | 140 | 0.3371 | 120 | 0.7501 | 125 | 1.736 | 810 | 0.2829 | 150 | 0.3483 | 125 | 1.288 | 120 | 0.8459 | 390 | 0.2451 | 330 | 1.909 | 135 | 0.1875 | 120 | 0.6287 | 115 | 4.361 | 365 | 0.1724 | 310 | 0.7086 | 195 | 5.704 | 132.3 | 0.1179 | 115 | 0.1659 | 105 | 4.103 |  |  |  |  | 765 | 1.4476 | 660 | 0.05388 | 250 | 0.60502 | 175 | 0.5181 | 132.3 | 0.08908 | 115 | 0.1199 | 105 | 0.731 | 345 | 0.2661 | 295 | 1.991 | 132.3 | 0.1637 | 120 | 0.42 | 85 | 0.3959 | 270 | 0.30407 | 220 | 2.3447 | 115 | 0.12877 | 110 | 0.1317
125 | 0.009699 | 135 | 0.1603 | 132.3 | 2.301 | 985 | 0.2421 | 160 | 0.349 | 130 | 1.939 | 125 | 1.049 | 440 | 0.2248 | 375 | 1.744 | 145 | 0.1921 | 125 | 0.8176 | 120 | 2.372 | 395 | 0.1644 | 335 | 0.6912 | 215 | 5.406 | 145 | 0.1183 | 120 | 0.2205 | 120 | 1.934 |  |  |  |  | 820 | 2.213 | 700 | 0.05133 | 275 | 0.4512 | 190 | 0.6086 | 135 | 0.09723 | 120 | 0.158 | 115 | 0.4061 | 420 | 0.4128 | 130 | 0.2327 | 120 | 0.1016 | 120 | 0.6822 | 530 | 0.371 | 135 | 0.2927 | 125 | 0.2874 | 125 | 1.075 | 665 | 0.3193 | 145 | 0.3193 | 125 | 0.6737 | 130 | 1.597 | 815 | 0.2783 | 151.4 | 0.3435 | 130 | 1.171 | 125 | 0.8025 | 395 | 0.2413 | 335 | 1.85 | 140 | 0.1787 | 125 | 0.5959 | 120 | 4.851 | 370 | 0.1699 | 315 | 0.7047 | 200 | 5.576 | 135 | 0.1148 | 120 | 0.1626 | 110 | 2.804 |  |  |  |  | 770 | 1.4359 | 680 | 0.05139 | 255 | 0.62305 | 180 | 0.5567 | 135 | 0.08692 | 120 | 0.1142 | 110 | 0.688 | 350 | 0.2614 | 300 | 1.92 | 135 | 0.1587 | 125 | 0.3952 | 90 | 0.3636 | 275 | 0.2968 | 225 | 2.2323 | 120 | 0.1203 | 115 | 0.12187
130 | 0.008581 | 140 | 0.1457 | 135 | 2.208 | 990 | 0.2388 | 165 | 0.3347 | 132.3 | 1.862 | 130 | 1.001 | 445 | 0.2217 | 380 | 1.696 | 150 | 0.1836 | 130 | 0.7803 | 125 | 3.062 | 400 | 0.1622 | 340 | 0.6872 | 220 | 5.296 | 150 | 0.1134 | 125 | 0.2149 | 125 | 1.427 |  |  |  |  | 825 | 2.183 | 720 | 0.04907 | 280 | 0.4469 | 195 | 0.6443 | 140 | 0.09262 | 125 | 0.153 | 120 | 0.3707 | 425 | 0.4014 | 132.3 | 0.2252 | 125 | 0.0899 | 125 | 0.6229 | 535 | 0.3627 | 140 | 0.2742 | 130 | 0.2572 | 130 | 0.9849 | 670 | 0.3134 | 150 | 0.3028 | 130 | 0.6072 | 132.3 | 1.538 | 820 | 0.2739 | 155 | 0.3315 | 132.3 | 1.121 | 130 | 0.7616 | 400 | 0.2375 | 340 | 1.793 | 145 | 0.1701 | 130 | 0.5648 | 125 | 5.234 | 375 | 0.1675 | 320 | 0.7005 | 205 | 5.446 | 140 | 0.1093 | 125 | 0.1585 | 115 | 1.962 |  |  |  |  | 775 | 1.4248 | 700 | 0.049063 | 260 | 0.63987 | 185 | 0.59457 | 140 | 0.08314 | 125 | 0.1086 | 115 | 0.6476 | 355 | 0.2567 | 305 | 1.852 | 140 | 0.1502 | 130 | 0.372 | 95 | 0.3359 | 280 | 0.2897 | 230 | 2.1253 | 125 | 0.11263 | 120 | 0.11293
132.3 | 0.008123 | 145 | 0.133 | 140 | 2.046 | 995 | 0.2356 | 170 | 0.3211 | 135 | 1.778 | 132.3 | 0.9786 | 450 | 0.2186 | 385 | 1.65 | 151.4 | 0.1813 | 132.3 | 0.7629 | 130 | 3.7 | 405 | 0.1601 | 345 | 0.6828 | 225 | 5.183 | 151.4 | 0.112 | 130 | 0.2101 | 130 | 1.094 |  |  |  |  | 830 | 2.154 | 740 | 0.04696 | 285 | 0.4424 | 200 | 0.6782 | 145 | 0.08851 | 130 | 0.1488 | 125 | 0.3399 | 430 | 0.3904 | 135 | 0.2167 | 130 | 0.07986 | 130 | 0.5703 | 540 | 0.3547 | 145 | 0.2574 | 132.3 | 0.2447 | 132.3 | 0.9472 | 675 | 0.3076 | 151.4 | 0.2984 | 132.3 | 0.5795 | 135 | 1.471 | 825 | 0.2696 | 160 | 0.3158 | 135 | 1.066 | 132.3 | 0.7436 | 405 | 0.2338 | 345 | 1.737 | 150 | 0.1618 | 132.3 | 0.5511 | 130 | 5.544 | 380 | 0.165 | 325 | 0.6958 | 210 | 5.312 | 145 | 0.1042 | 130 | 0.1541 | 120 | 1.412 |  |  |  |  | 780 | 1.4149 | 720 | 0.0469 | 265 | 0.65553 | 190 | 0.631 | 145 | 0.07952 | 130 | 0.1039 | 120 | 0.6095 | 360 | 0.2521 | 310 | 1.785 | 145 | 0.1427 | 132.3 | 0.3618 | 100 | 0.312 | 285 | 0.28273 | 235 | 2.024 | 130 | 0.10573 | 125 | 0.10483
135 | 0.007625 | 150 | 0.1219 | 145 | 1.902 | 1000 | 0.2324 | 175 | 0.3083 | 140 | 1.634 | 135 | 0.9529 | 455 | 0.2156 | 390 | 1.605 | 155 | 0.1755 | 135 | 0.7426 | 132.3 | 3.959 | 410 | 0.1579 | 350 | 0.6782 | 230 | 5.067 | 155 | 0.1085 | 132.3 | 0.2082 | 132.3 | 0.9823 |  |  |  |  | 835 | 2.126 | 760 | 0.045 | 290 | 0.4377 | 205 | 0.7101 | 150 | 0.08482 | 132.3 | 0.1469 | 130 | 0.3126 | 435 | 0.3799 | 140 | 0.2017 | 132.3 | 0.07572 | 132.3 | 0.5482 | 545 | 0.347 | 150 | 0.2423 | 135 | 0.231 | 135 | 0.9056 | 680 | 0.3021 | 155 | 0.2874 | 135 | 0.5491 | 140 | 1.358 | 830 | 0.2654 | 165 | 0.3013 | 140 | 0.9722 | 135 | 0.723 | 410 | 0.2301 | 350 | 1.683 | 151.4 | 0.1595 | 135 | 0.5355 | 132.3 | 5.668 | 385 | 0.1626 | 330 | 0.6907 | 215 | 5.178 | 150 | 0.09959 | 132.3 | 0.152 | 125 | 1.052 |  |  |  |  | 785 | 1.4053 | 740 | 0.044887 | 270 | 0.67007 | 195 | 0.66553 | 150 | 0.07601 | 132.3 | 0.1021 | 125 | 0.5737 | 365 | 0.2476 | 315 | 1.721 | 150 | 0.1359 | 135 | 0.3503 | 105 | 0.2904 | 290 | 0.27597 | 240 | 1.928 | 132.3 | 0.1028 | 130 | 0.09747
140 | 0.006802 | 151.4 | 0.119 | 150 | 1.771 | 1005 | 0.2293 | 180 | 0.2961 | 145 | 1.506 | 140 | 0.9067 | 460 | 0.2126 | 395 | 1.561 | 160 | 0.1679 | 140 | 0.7058 | 135 | 4.232 | 415 | 0.1557 | 355 | 0.6733 | 235 | 4.95 | 160 | 0.1039 | 135 | 0.2062 | 135 | 0.8772 |  |  |  |  | 840 | 2.099 | 780 | 0.04318 | 295 | 0.4329 | 210 | 0.7398 | 151.4 | 0.08384 | 135 | 0.1446 | 132.3 | 0.3009 | 440 | 0.3696 | 145 | 0.1878 | 135 | 0.0712 | 135 | 0.5237 | 550 | 0.3395 | 151.4 | 0.2383 | 140 | 0.2082 | 140 | 0.835 | 685 | 0.2967 | 160 | 0.2729 | 140 | 0.4979 | 145 | 1.255 | 835 | 0.2613 | 170 | 0.2878 | 145 | 0.8883 | 140 | 0.6864 | 415 | 0.2265 | 355 | 1.631 | 155 | 0.1539 | 140 | 0.5077 | 135 | 5.799 | 390 | 0.1602 | 335 | 0.6852 | 220 | 5.043 | 151.4 | 0.09835 | 135 | 0.1497 | 130 | 0.8203 |  |  |  |  | 790 | 1.3961 | 760 | 0.043003 | 275 | 0.68355 | 200 | 0.69773 | 151.4 | 0.07504 | 135 | 0.1003 | 130 | 0.5402 | 370 | 0.243 | 320 | 1.66 | 151.4 | 0.1341 | 140 | 0.3301 | 110 | 0.2703 | 295 | 0.2694 | 245 | 1.838 | 135 | 0.09963 | 132.3 | 0.09431
145 | 0.00609 | 155 | 0.1121 | 151.4 | 1.736 | 1010 | 0.2263 | 185 | 0.2846 | 150 | 1.391 | 145 | 0.8632 | 465 | 0.2097 | 400 | 1.519 | 165 | 0.1606 | 145 | 0.6711 | 140 | 4.655 | 420 | 0.1536 | 360 | 0.6681 | 240 | 4.833 | 165 | 0.09945 | 140 | 0.2028 | 140 | 0.7399 |  |  |  |  | 845 | 2.072 | 800 | 0.04148 | 300 | 0.4281 | 215 | 0.7672 | 155 | 0.08143 | 140 | 0.1398 | 135 | 0.2879 | 445 | 0.3598 | 150 | 0.1748 | 140 | 0.0637 | 140 | 0.4824 | 555 | 0.3323 | 155 | 0.2285 | 145 | 0.1881 | 145 | 0.7721 | 690 | 0.2915 | 165 | 0.2592 | 145 | 0.4528 | 150 | 1.161 | 840 | 0.2574 | 175 | 0.2752 | 150 | 0.8132 | 145 | 0.6516 | 420 | 0.2229 | 360 | 1.58 | 160 | 0.1464 | 145 | 0.4815 | 140 | 6.011 | 395 | 0.1579 | 340 | 0.6794 | 225 | 4.909 | 155 | 0.09536 | 140 | 0.1459 | 132.3 | 0.7454 |  |  |  |  | 795 | 1.3873 | 780 | 0.04125 | 280 | 0.69607 | 205 | 0.72743 | 155 | 0.07258 | 140 | 0.09767 | 132.3 | 0.5255 | 375 | 0.2386 | 325 | 1.601 | 155 | 0.1298 | 145 | 0.3112 | 110 | 3.208 | 300 | 0.26307 | 250 | 1.7527 | 140 | 0.09422 | 135 | 0.09076
150 | 0.005471 | 160 | 0.1032 | 155 | 1.651 | 1015 | 0.2234 | 190 | 0.2738 | 151.4 | 1.361 | 150 | 0.8229 | 470 | 0.2067 | 405 | 1.477 | 170 | 0.1538 | 150 | 0.6393 | 145 | 4.994 | 425 | 0.1515 | 365 | 0.6627 | 245 | 4.715 | 170 | 0.09532 | 145 | 0.1994 | 145 | 0.6581 |  |  |  |  | 850 | 2.046 | 850 | 0.03768 | 305 | 0.4232 | 220 | 0.7923 | 160 | 0.07825 | 145 | 0.1344 | 140 | 0.2654 | 450 | 0.3502 | 151.4 | 0.1714 | 145 | 0.05718 | 145 | 0.4455 | 560 | 0.3254 | 160 | 0.2159 | 150 | 0.1705 | 150 | 0.7157 | 695 | 0.2865 | 170 | 0.2461 | 150 | 0.4129 | 151.4 | 1.137 | 845 | 0.2536 | 180 | 0.2635 | 151.4 | 0.7936 | 150 | 0.6186 | 425 | 0.2193 | 365 | 1.531 | 165 | 0.1395 | 150 | 0.4568 | 145 | 6.181 | 400 | 0.1555 | 345 | 0.6733 | 230 | 4.774 | 160 | 0.09152 | 145 | 0.1427 | 135 | 0.6773 |  |  |  |  | 800 | 1.3784 | 800 | 0.03961 | 285 | 0.7077 | 210 | 0.75443 | 160 | 0.06929 | 145 | 0.09548 | 135 | 0.509 | 380 | 0.2342 | 330 | 1.544 | 160 | 0.1241 | 150 | 0.2936 | 115 | 5.276 | 305 | 0.25693 | 255 | 1.6727 | 145 | 0.08934 | 140 | 0.08467
151.4 | 0.005313 | 165 | 0.09526 | 160 | 1.541 | 1020 | 0.2205 | 195 | 0.2635 | 155 | 1.287 | 151.4 | 0.8122 | 475 | 0.2038 | 410 | 1.437 | 175 | 0.1474 | 151.4 | 0.6309 | 150 | 5.27 | 430 | 0.1494 | 370 | 0.6569 | 250 | 4.597 | 175 | 0.0915 | 150 | 0.1955 | 150 | 0.6153 |  |  |  |  | 855 | 2.02 | 900 | 0.03439 | 310 | 0.4183 | 225 | 0.815 | 165 | 0.0752 | 150 | 0.1288 | 145 | 0.245 | 455 | 0.341 | 155 | 0.1631 | 150 | 0.0515 | 150 | 0.4128 | 565 | 0.3186 | 165 | 0.2042 | 151.4 | 0.1659 | 151.4 | 0.7009 | 700 | 0.2816 | 175 | 0.2338 | 151.4 | 0.4025 | 155 | 1.078 | 850 | 0.2498 | 185 | 0.2525 | 155 | 0.7462 | 151.4 | 0.6097 | 430 | 0.2158 | 370 | 1.483 | 170 | 0.1331 | 151.4 | 0.4502 | 150 | 6.308 | 405 | 0.1532 | 350 | 0.6669 | 235 | 4.64 | 165 | 0.08798 | 150 | 0.14 | 135 | 1.166 |  |  |  |  | 805 | 1.3695 | 850 | 0.03592 | 290 | 0.71842 | 215 | 0.77877 | 165 | 0.0662 | 150 | 0.09313 | 140 | 0.4803 | 385 | 0.2299 | 335 | 1.489 | 165 | 0.1186 | 151.4 | 0.2889 | 120 | 5.313 | 310 | 0.25097 | 260 | 1.5977 | 150 | 0.08482 | 145 | 0.07914
155 | 0.004932 | 170 | 0.08798 | 165 | 1.441 | 1025 | 0.2177 | 200 | 0.2538 | 160 | 1.192 | 155 | 0.786 | 480 | 0.2009 | 415 | 1.397 | 180 | 0.1414 | 155 | 0.6105 | 151.4 | 5.338 | 435 | 0.1473 | 375 | 0.651 | 255 | 4.479 | 180 | 0.088 | 151.4 | 0.1943 | 151.4 | 1.119 |  |  |  |  | 860 | 1.994 | 950 | 0.03147 | 315 | 0.4133 | 230 | 0.8353 | 170 | 0.07223 | 151.4 | 0.1273 | 150 | 0.2263 | 460 | 0.3321 | 160 | 0.1525 | 151.4 | 0.05004 | 151.4 | 0.4042 | 570 | 0.3121 | 170 | 0.1933 | 155 | 0.1548 | 155 | 0.6648 | 705 | 0.2769 | 180 | 0.2223 | 155 | 0.3774 | 160 | 1.003 | 855 | 0.2462 | 190 | 0.2422 | 160 | 0.6867 | 155 | 0.5874 | 435 | 0.2123 | 375 | 1.437 | 175 | 0.1273 | 155 | 0.4335 | 151.4 | 6.336 | 410 | 0.151 | 355 | 0.6603 | 240 | 4.507 | 170 | 0.08466 | 151.4 | 0.1392 | 140 | 1.123 |  |  |  |  | 810 | 1.3607 | 900 | 0.032707 | 295 | 0.72838 | 220 | 0.80037 | 170 | 0.06337 | 151.4 | 0.09238 | 145 | 0.4539 | 390 | 0.2257 | 340 | 1.437 | 170 | 0.1134 | 155 | 0.2772 | 125 | 5.183 | 315 | 0.2452 | 265 | 1.527 | 151.4 | 0.0836 | 150 | 0.0741
160 | 0.00446 | 175 | 0.08131 | 170 | 1.348 | 1030 | 0.215 | 205 | 0.2446 | 165 | 1.106 | 160 | 0.7523 | 485 | 0.1981 | 420 | 1.359 | 185 | 0.1358 | 160 | 0.5844 | 155 | 5.499 | 440 | 0.1452 | 380 | 0.6448 | 260 | 4.362 | 185 | 0.0848 | 155 | 0.191 | 155 | 1.134 |  |  |  |  | 865 | 1.968 | 1000 | 0.02886 | 320 | 0.4084 | 235 | 0.8532 | 175 | 0.06934 | 155 | 0.1237 | 151.4 | 0.2214 | 465 | 0.3234 | 165 | 0.1431 | 155 | 0.04653 | 155 | 0.3833 | 575 | 0.3057 | 175 | 0.183 | 160 | 0.141 | 160 | 0.6186 | 710 | 0.2723 | 185 | 0.2114 | 160 | 0.3457 | 165 | 0.935 | 860 | 0.2427 | 195 | 0.2324 | 165 | 0.6337 | 160 | 0.558 | 440 | 0.2089 | 380 | 1.392 | 180 | 0.1221 | 160 | 0.4116 | 155 | 6.392 | 415 | 0.1487 | 360 | 0.6535 | 245 | 4.375 | 175 | 0.0815 | 155 | 0.1373 | 145 | 1.086 |  |  |  |  | 815 | 1.3521 | 950 | 0.029893 | 300 | 0.73783 | 225 | 0.81933 | 175 | 0.06082 | 155 | 0.09026 | 150 | 0.4295 | 395 | 0.2216 | 345 | 1.387 | 175 | 0.1083 | 160 | 0.2619 | 130 | 5.11 | 320 | 0.23967 | 270 | 1.4603 | 155 | 0.08053 | 151.4 | 0.07277
165 | 0.004046 | 180 | 0.07519 | 175 | 1.263 | 1035 | 0.2124 | 210 | 0.2358 | 170 | 1.027 | 165 | 0.7208 | 490 | 0.1952 | 425 | 1.322 | 190 | 0.1307 | 165 | 0.5602 | 160 | 5.689 | 445 | 0.1432 | 385 | 0.6384 | 265 | 4.245 | 190 | 0.08187 | 160 | 0.1859 | 160 | 1.135 |  |  |  |  | 870 | 1.943 | 1041 | 0.02694 | 325 | 0.4035 | 240 | 0.8687 | 180 | 0.06653 | 160 | 0.1195 | 155 | 0.2096 | 470 | 0.315 | 170 | 0.1348 | 160 | 0.04216 | 160 | 0.3569 | 580 | 0.2995 | 180 | 0.1733 | 165 | 0.1287 | 165 | 0.5765 | 715 | 0.2678 | 190 | 0.2012 | 165 | 0.3173 | 170 | 0.8744 | 865 | 0.2393 | 200 | 0.2231 | 170 | 0.5866 | 165 | 0.5305 | 445 | 0.2055 | 385 | 1.349 | 185 | 0.1173 | 165 | 0.391 | 160 | 6.432 | 420 | 0.1466 | 365 | 0.6466 | 250 | 4.245 | 180 | 0.07844 | 160 | 0.1343 | 150 | 1.068 |  |  |  |  | 820 | 1.3435 | 1000 | 0.027403 | 305 | 0.74628 | 230 | 0.83567 | 180 | 0.05855 | 160 | 0.08695 | 151.4 | 0.423 | 400 | 0.2176 | 350 | 1.339 | 180 | 0.1033 | 165 | 0.2477 | 132.3 | 5.088 | 325 | 0.2343 | 275 | 1.3977 | 160 | 0.07645 | 155 | 0.0695
170 | 0.00368 | 185 | 0.06959 | 180 | 1.185 | 1040 | 0.2098 | 215 | 0.2275 | 175 | 0.9545 | 170 | 0.6908 | 495 | 0.1924 | 430 | 1.286 | 195 | 0.1258 | 170 | 0.537 | 165 | 5.84 | 450 | 0.1412 | 390 | 0.6319 | 270 | 4.129 | 195 | 0.07914 | 165 | 0.1806 | 165 | 1.145 |  |  |  |  | 875 | 1.917 | 1050 | 0.02654 | 330 | 0.3986 | 245 | 0.8821 | 185 | 0.06386 | 165 | 0.1162 | 160 | 0.1947 | 475 | 0.3068 | 175 | 0.1274 | 165 | 0.03831 | 165 | 0.3329 | 585 | 0.2935 | 185 | 0.1642 | 170 | 0.1178 | 170 | 0.538 | 720 | 0.2634 | 195 | 0.1918 | 170 | 0.2919 | 175 | 0.8194 | 870 | 0.236 | 205 | 0.2142 | 175 | 0.5442 | 170 | 0.5047 | 450 | 0.2022 | 390 | 1.308 | 190 | 0.1129 | 170 | 0.3716 | 165 | 6.431 | 425 | 0.1444 | 370 | 0.6396 | 255 | 4.117 | 185 | 0.07547 | 165 | 0.1309 | 151.4 | 1.066 |  |  |  |  | 825 | 1.3351 | 1041 | 0.025573 | 310 | 0.75478 | 235 | 0.8496 | 185 | 0.05652 | 165 | 0.08357 | 155 | 0.407 | 405 | 0.2136 | 355 | 1.294 | 185 | 0.09855 | 170 | 0.2345 | 135 | 5.062 | 330 | 0.2291 | 280 | 1.3387 | 165 | 0.07257 | 160 | 0.06528
175 | 0.003357 | 190 | 0.0645 | 185 | 1.113 | 1041 | 0.2093 | 220 | 0.2195 | 180 | 0.8886 | 175 | 0.6616 | 500 | 0.1897 | 435 | 1.25 | 200 | 0.1213 | 175 | 0.5142 | 170 | 5.955 | 455 | 0.1393 | 395 | 0.6253 | 275 | 4.014 | 200 | 0.07657 | 170 | 0.1755 | 170 | 1.164 |  |  |  |  | 880 | 1.893 | 1100 | 0.02447 | 335 | 0.3938 | 250 | 0.8934 | 190 | 0.06135 | 170 | 0.1138 | 165 | 0.1814 | 480 | 0.2989 | 180 | 0.1205 | 170 | 0.0349 | 170 | 0.3111 | 590 | 0.2876 | 190 | 0.1557 | 175 | 0.108 | 175 | 0.5028 | 725 | 0.2591 | 200 | 0.1831 | 175 | 0.269 | 180 | 0.7693 | 875 | 0.2327 | 210 | 0.2056 | 180 | 0.5058 | 175 | 0.4806 | 455 | 0.199 | 395 | 1.268 | 195 | 0.1087 | 175 | 0.3533 | 170 | 6.395 | 430 | 0.1423 | 375 | 0.6325 | 260 | 3.991 | 190 | 0.07257 | 170 | 0.1272 | 155 | 1.066 |  |  |  |  | 830 | 1.3268 | 1050 | 0.0252 | 315 | 0.76227 | 240 | 0.86127 | 190 | 0.05468 | 170 | 0.08057 | 160 | 0.386 | 410 | 0.2098 | 360 | 1.25 | 190 | 0.09405 | 175 | 0.2221 | 140 | 4.998 | 335 | 0.2241 | 285 | 1.2827 | 170 | 0.06895 | 165 | 0.06142
180 | 0.003071 | 195 | 0.05991 | 190 | 1.048 | 1045 | 0.2073 | 225 | 0.2118 | 185 | 0.8286 | 180 | 0.6329 | 505 | 0.1869 | 440 | 1.216 | 205 | 0.117 | 180 | 0.4915 | 175 | 6.03 | 460 | 0.1374 | 400 | 0.6186 | 280 | 3.901 | 205 | 0.07413 | 175 | 0.171 | 175 | 1.189 |  |  |  |  | 885 | 1.868 | 1150 | 0.02266 | 340 | 0.389 | 255 | 0.9026 | 195 | 0.05905 | 175 | 0.1118 | 170 | 0.1697 | 485 | 0.2912 | 185 | 0.1142 | 175 | 0.03187 | 175 | 0.291 | 595 | 0.2819 | 195 | 0.1477 | 180 | 0.09925 | 180 | 0.4706 | 730 | 0.255 | 205 | 0.1751 | 180 | 0.2483 | 185 | 0.7232 | 880 | 0.2296 | 215 | 0.1975 | 185 | 0.4707 | 180 | 0.4583 | 460 | 0.1958 | 400 | 1.229 | 200 | 0.1048 | 180 | 0.3362 | 175 | 6.328 | 435 | 0.1403 | 380 | 0.6253 | 265 | 3.867 | 195 | 0.06978 | 175 | 0.1235 | 160 | 1.077 |  |  |  |  | 835 | 1.3186 | 1100 | 0.023247 | 320 | 0.76928 | 245 | 0.87083 | 195 | 0.05295 | 175 | 0.07824 | 165 | 0.3663 | 415 | 0.206 | 365 | 1.209 | 195 | 0.08988 | 180 | 0.2107 | 145 | 4.897 | 340 | 0.21923 | 290 | 1.2297 | 175 | 0.06565 | 170 | 0.05788
185 | 0.002816 | 200 | 0.05577 | 195 | 0.9878 | 1050 | 0.2048 | 230 | 0.2045 | 190 | 0.774 | 185 | 0.6047 | 510 | 0.1843 | 445 | 1.183 | 210 | 0.1129 | 185 | 0.4689 | 180 | 6.07 | 465 | 0.1355 | 405 | 0.6119 | 285 | 3.789 | 210 | 0.07176 | 180 | 0.1672 | 180 | 1.217 |  |  |  |  | 890 | 1.844 | 1200 | 0.02107 | 345 | 0.3843 | 260 | 0.91 | 200 | 0.05695 | 180 | 0.1098 | 175 | 0.1593 | 490 | 0.2838 | 190 | 0.1081 | 180 | 0.02917 | 180 | 0.2725 | 600 | 0.2763 | 200 | 0.1404 | 185 | 0.09137 | 185 | 0.4411 | 735 | 0.2509 | 210 | 0.1676 | 185 | 0.2297 | 190 | 0.6806 | 885 | 0.2265 | 220 | 0.1897 | 190 | 0.4384 | 185 | 0.4373 | 465 | 0.1927 | 405 | 1.192 | 205 | 0.101 | 185 | 0.32 | 180 | 6.238 | 440 | 0.1383 | 385 | 0.6182 | 270 | 3.747 | 200 | 0.06711 | 180 | 0.12 | 165 | 1.096 |  |  |  |  | 840 | 1.3107 | 1150 | 0.021523 | 325 | 0.7763 | 250 | 0.87847 | 200 | 0.05129 | 180 | 0.07658 | 170 | 0.3479 | 420 | 0.2024 | 370 | 1.169 | 200 | 0.08607 | 185 | 0.2 | 150 | 4.755 | 345 | 0.2145 | 295 | 1.18 | 180 | 0.06268 | 175 | 0.05463
190 | 0.002589 | 205 | 0.05206 | 200 | 0.9329 | 1055 | 0.2024 | 235 | 0.1974 | 195 | 0.7243 | 190 | 0.5774 | 515 | 0.1816 | 450 | 1.151 | 215 | 0.1089 | 190 | 0.4467 | 185 | 6.075 | 470 | 0.1337 | 410 | 0.6051 | 290 | 3.68 | 215 | 0.06944 | 185 | 0.164 | 185 | 1.246 |  |  |  |  | 895 | 1.82 | 1250 | 0.01967 | 350 | 0.3797 | 265 | 0.9157 | 205 | 0.05506 | 185 | 0.1073 | 180 | 0.1497 | 495 | 0.2766 | 195 | 0.1022 | 185 | 0.02675 | 185 | 0.2556 | 605 | 0.2708 | 205 | 0.1336 | 190 | 0.08428 | 190 | 0.414 | 740 | 0.2469 | 215 | 0.1608 | 190 | 0.2128 | 195 | 0.6409 | 890 | 0.2235 | 225 | 0.1822 | 195 | 0.4085 | 190 | 0.4177 | 470 | 0.1896 | 410 | 1.157 | 210 | 0.0973 | 190 | 0.3048 | 185 | 6.133 | 445 | 0.1364 | 390 | 0.6111 | 275 | 3.63 | 205 | 0.06461 | 185 | 0.1171 | 170 | 1.123 |  |  |  |  | 845 | 1.303 | 1200 | 0.020007 | 330 | 0.7825 | 255 | 0.88433 | 205 | 0.04964 | 185 | 0.07537 | 175 | 0.3304 | 425 | 0.1989 | 375 | 1.131 | 205 | 0.08265 | 190 | 0.19 | 151.4 | 4.71 | 350 | 0.20993 | 300 | 1.1323 | 185 | 0.06003 | 180 | 0.05162
195 | 0.002386 | 210 | 0.04873 | 205 | 0.8825 | 1060 | 0.2001 | 240 | 0.1907 | 200 | 0.6791 | 195 | 0.5514 | 520 | 0.179 | 455 | 1.12 | 220 | 0.1051 | 195 | 0.4256 | 190 | 6.049 | 475 | 0.1319 | 415 | 0.5984 | 295 | 3.572 | 220 | 0.06717 | 190 | 0.1611 | 190 | 1.276 |  |  |  |  | 900 | 1.797 | 1253.6 | 0.01957 | 355 | 0.375 | 270 | 0.9197 | 210 | 0.05335 | 190 | 0.1042 | 185 | 0.141 | 500 | 0.2696 | 200 | 0.09661 | 190 | 0.0246 | 190 | 0.24 | 610 | 0.2654 | 210 | 0.1273 | 195 | 0.07787 | 195 | 0.3892 | 745 | 0.243 | 220 | 0.1543 | 195 | 0.1974 | 200 | 0.6039 | 895 | 0.2205 | 230 | 0.1751 | 200 | 0.3808 | 195 | 0.3993 | 475 | 0.1866 | 415 | 1.123 | 215 | 0.09367 | 195 | 0.2906 | 190 | 6.556 | 450 | 0.1345 | 395 | 0.604 | 280 | 3.516 | 210 | 0.06228 | 190 | 0.1146 | 175 | 1.153 |  |  |  |  | 850 | 1.2956 | 1250 | 0.018657 | 335 | 0.78857 | 260 | 0.8886 | 210 | 0.048 | 190 | 0.07422 | 175 | 3.528 | 430 | 0.1954 | 380 | 1.094 | 210 | 0.07957 | 195 | 0.1807 | 151.4 | 5.214 | 355 | 0.20543 | 305 | 1.0873 | 190 | 0.05764 | 185 | 0.04884
200 | 0.002202 | 215 | 0.04572 | 210 | 0.8358 | 1065 | 0.1978 | 245 | 0.1843 | 205 | 0.6379 | 200 | 0.5271 | 525 | 0.1765 | 460 | 1.09 | 225 | 0.1015 | 200 | 0.4058 | 195 | 5.996 | 480 | 0.1302 | 420 | 0.5916 | 300 | 3.468 | 225 | 0.06494 | 195 | 0.1582 | 195 | 1.304 |  |  |  |  | 905 | 1.775 | 1300 | 0.01841 | 360 | 0.3705 | 275 | 0.9223 | 215 | 0.05177 | 195 | 0.1008 | 190 | 0.1327 | 505 | 0.2628 | 205 | 0.09127 | 195 | 0.02267 | 195 | 0.2256 | 615 | 0.2602 | 215 | 0.1216 | 200 | 0.07208 | 200 | 0.3665 | 750 | 0.2391 | 225 | 0.1483 | 200 | 0.1834 | 205 | 0.5695 | 900 | 0.2176 | 235 | 0.1684 | 205 | 0.3553 | 200 | 0.382 | 480 | 0.1837 | 420 | 1.09 | 220 | 0.09012 | 200 | 0.2772 | 195 | 6.517 | 455 | 0.1326 | 400 | 0.597 | 285 | 3.406 | 215 | 0.06014 | 195 | 0.1125 | 180 | 1.185 |  |  |  |  | 855 | 1.2882 | 1253.6 | 0.018567 | 340 | 0.79413 | 265 | 0.89147 | 215 | 0.04636 | 195 | 0.07283 | 180 | 5.498 | 435 | 0.192 | 385 | 1.06 | 215 | 0.07679 | 200 | 0.172 | 155 | 5.066 | 360 | 0.20113 | 310 | 1.0447 | 195 | 0.05544 | 190 | 0.04625
205 | 0.002035 | 220 | 0.043 | 215 | 0.7925 | 1070 | 0.1956 | 250 | 0.1781 | 210 | 0.6 | 205 | 0.5048 | 530 | 0.174 | 465 | 1.061 | 230 | 0.09792 | 205 | 0.3878 | 200 | 5.923 | 485 | 0.1285 | 425 | 0.5849 | 305 | 3.366 | 230 | 0.06278 | 200 | 0.1551 | 200 | 1.33 |  |  |  |  | 910 | 1.752 | 1350 | 0.01727 | 365 | 0.366 | 280 | 0.9236 | 220 | 0.0503 | 200 | 0.09737 | 195 | 0.1249 | 510 | 0.2563 | 210 | 0.08625 | 200 | 0.02094 | 200 | 0.2125 | 620 | 0.2551 | 220 | 0.1162 | 205 | 0.06682 | 205 | 0.3458 | 755 | 0.2354 | 230 | 0.1426 | 205 | 0.1707 | 210 | 0.5374 | 905 | 0.2148 | 240 | 0.1621 | 210 | 0.3318 | 205 | 0.3656 | 485 | 0.1809 | 425 | 1.058 | 225 | 0.08668 | 205 | 0.2646 | 200 | 6.387 | 460 | 0.1308 | 405 | 0.59 | 290 | 3.299 | 220 | 0.05819 | 200 | 0.1103 | 180 | 1.4 |  |  |  |  | 860 | 1.2811 | 1300 | 0.017437 | 345 | 0.79972 | 270 | 0.89297 | 220 | 0.04474 | 200 | 0.07101 | 185 | 4.868 | 440 | 0.1888 | 390 | 1.026 | 220 | 0.07425 | 205 | 0.1639 | 160 | 4.861 | 365 | 0.1969 | 315 | 1.004 | 200 | 0.05337 | 195 | 0.04384
210 | 0.001884 | 225 | 0.04049 | 220 | 0.752 | 1075 | 0.1934 | 255 | 0.1723 | 215 | 0.565 | 210 | 0.4845 | 535 | 0.1715 | 470 | 1.034 | 235 | 0.09452 | 210 | 0.3716 | 205 | 5.833 | 490 | 0.1268 | 430 | 0.5783 | 310 | 3.267 | 235 | 0.06069 | 205 | 0.1516 | 205 | 1.574 |  |  |  |  | 915 | 1.731 | 1400 | 0.0162 | 370 | 0.3615 | 285 | 0.9236 | 225 | 0.04888 | 205 | 0.09418 | 200 | 0.1176 | 515 | 0.2499 | 215 | 0.08162 | 205 | 0.01938 | 205 | 0.2004 | 625 | 0.2501 | 225 | 0.1113 | 210 | 0.06206 | 210 | 0.3266 | 760 | 0.2317 | 235 | 0.1371 | 210 | 0.159 | 215 | 0.5078 | 910 | 0.212 | 245 | 0.1561 | 215 | 0.3103 | 210 | 0.35 | 490 | 0.1781 | 430 | 1.028 | 230 | 0.08338 | 210 | 0.2527 | 205 | 6.252 | 465 | 0.129 | 410 | 0.583 | 295 | 3.195 | 225 | 0.0564 | 205 | 0.1081 | 185 | 1.441 |  |  |  |  | 865 | 1.2741 | 1350 | 0.01633 | 350 | 0.80465 | 275 | 0.89333 | 225 | 0.04319 | 205 | 0.06885 | 190 | 4.415 | 445 | 0.1856 | 395 | 0.9942 | 225 | 0.07187 | 210 | 0.1563 | 165 | 4.655 | 370 | 0.1928 | 320 | 0.96513 | 205 | 0.05136 | 200 | 0.04161
215 | 0.001748 | 230 | 0.03817 | 225 | 0.7139 | 1080 | 0.1912 | 260 | 0.1666 | 220 | 0.5325 | 215 | 0.4658 | 540 | 0.1691 | 475 | 1.007 | 240 | 0.09127 | 215 | 0.3569 | 210 | 6.161 | 495 | 0.1252 | 435 | 0.5717 | 315 | 3.17 | 240 | 0.0587 | 210 | 0.1477 | 210 | 1.6 |  |  |  |  | 920 | 1.709 | 1450 | 0.01521 | 375 | 0.3572 | 290 | 0.9226 | 230 | 0.04749 | 210 | 0.09154 | 205 | 0.1107 | 520 | 0.2438 | 220 | 0.07741 | 210 | 0.01797 | 210 | 0.1894 | 630 | 0.2452 | 230 | 0.1066 | 215 | 0.05773 | 215 | 0.3092 | 765 | 0.2281 | 240 | 0.1319 | 215 | 0.1484 | 220 | 0.4804 | 915 | 0.2093 | 250 | 0.1505 | 220 | 0.2907 | 215 | 5.292 | 495 | 0.1754 | 435 | 0.9987 | 235 | 0.08026 | 215 | 0.2416 | 210 | 6.119 | 470 | 0.1272 | 415 | 0.5761 | 300 | 3.095 | 230 | 0.05475 | 210 | 0.1056 | 190 | 1.478 |  |  |  |  | 870 | 1.2673 | 1400 | 0.015317 | 355 | 0.8096 | 280 | 0.89257 | 230 | 0.04173 | 210 | 0.06657 | 195 | 4.185 | 450 | 0.1824 | 400 | 0.9635 | 230 | 0.06959 | 215 | 0.1491 | 170 | 4.452 | 375 | 0.18877 | 325 | 0.92827 | 210 | 0.04938 | 205 | 0.03952
220 | 0.001624 | 235 | 0.03599 | 230 | 0.6782 | 1085 | 0.1891 | 265 | 0.1613 | 225 | 0.5021 | 220 | 0.4485 | 545 | 0.1668 | 480 | 0.9806 | 245 | 0.08819 | 220 | 0.3434 | 215 | 6.309 | 500 | 0.1236 | 440 | 0.5652 | 320 | 3.077 | 245 | 0.05682 | 215 | 0.1437 | 215 | 1.622 |  |  |  |  | 925 | 1.689 | 1486.6 | 0.01454 | 380 | 0.3528 | 295 | 0.9205 | 235 | 0.04611 | 215 | 0.08954 | 210 | 0.1042 | 525 | 0.2378 | 225 | 0.07362 | 215 | 0.0167 | 215 | 0.1793 | 635 | 0.2404 | 235 | 0.1021 | 220 | 0.05378 | 220 | 0.2929 | 770 | 0.2245 | 245 | 0.1269 | 220 | 0.1386 | 225 | 0.4551 | 920 | 0.2066 | 255 | 0.1452 | 225 | 0.2729 | 220 | 5.086 | 500 | 0.1727 | 440 | 0.9706 | 240 | 0.07733 | 220 | 0.2311 | 215 | 5.99 | 475 | 0.1255 | 420 | 0.5693 | 305 | 2.999 | 235 | 0.05321 | 215 | 0.1028 | 195 | 1.51 |  |  |  |  | 875 | 1.2605 | 1450 | 0.01438 | 360 | 0.81405 | 285 | 0.89087 | 235 | 0.04038 | 215 | 0.06444 | 200 | 4.057 | 455 | 0.1794 | 405 | 0.934 | 235 | 0.06735 | 220 | 0.1425 | 175 | 4.253 | 380 | 0.18487 | 330 | 0.8931 | 215 | 0.04745 | 210 | 0.03758
225 | 0.001511 | 240 | 0.03394 | 235 | 0.6445 | 1090 | 0.187 | 270 | 0.1562 | 230 | 0.4737 | 225 | 0.4323 | 550 | 0.1645 | 485 | 0.9555 | 250 | 0.08526 | 225 | 0.3308 | 220 | 6.203 | 505 | 0.122 | 445 | 0.5587 | 325 | 2.987 | 250 | 0.05507 | 220 | 0.1397 | 220 | 1.64 |  |  |  |  | 930 | 1.668 | 1500 | 0.0143 | 385 | 0.3485 | 300 | 0.9176 | 240 | 0.04472 | 220 | 0.08808 | 215 | 0.09832 | 530 | 0.232 | 230 | 0.07021 | 220 | 0.01553 | 220 | 0.17 | 640 | 0.2357 | 240 | 0.09784 | 225 | 0.05019 | 225 | 0.278 | 775 | 0.221 | 250 | 0.122 | 225 | 0.1297 | 230 | 0.4318 | 925 | 0.204 | 260 | 0.1403 | 230 | 0.2567 | 225 | 4.359 | 505 | 0.1701 | 445 | 0.9435 | 245 | 0.07462 | 225 | 0.2213 | 220 | 5.862 | 480 | 0.1238 | 425 | 0.5625 | 310 | 2.906 | 240 | 0.05175 | 220 | 0.1 | 200 | 1.536 |  |  |  |  | 880 | 1.254 | 1486.6 | 0.013747 | 365 | 0.81835 | 290 | 0.88823 | 240 | 0.03915 | 220 | 0.0627 | 205 | 3.968 | 460 | 0.1764 | 410 | 0.9056 | 240 | 0.06514 | 225 | 0.1362 | 180 | 4.062 | 385 | 0.18103 | 335 | 0.85963 | 220 | 0.04558 | 215 | 0.03575
230 | 0.001409 | 245 | 0.03199 | 240 | 0.6128 | 1095 | 0.185 | 275 | 0.1514 | 235 | 0.4471 | 230 | 0.4165 | 555 | 0.1622 | 490 | 0.9313 | 255 | 0.08252 | 230 | 0.3186 | 225 | 6.063 | 510 | 0.1205 | 450 | 0.5523 | 330 | 2.9 | 255 | 0.05344 | 225 | 0.1359 | 225 | 1.655 |  |  |  |  | 935 | 1.648 |  |  | 390 | 0.3443 | 305 | 0.9138 | 245 | 0.04334 | 225 | 0.08695 | 220 | 0.09294 | 535 | 0.2265 | 235 | 0.06713 | 225 | 0.01447 | 225 | 0.1615 | 645 | 0.2312 | 245 | 0.09374 | 230 | 0.0469 | 230 | 0.2641 | 780 | 0.2176 | 255 | 0.1173 | 230 | 0.1215 | 235 | 0.4103 | 930 | 0.2014 | 265 | 0.1356 | 235 | 0.2419 | 230 | 3.97 | 510 | 0.1676 | 450 | 0.9175 | 250 | 0.07214 | 230 | 0.212 | 225 | 5.737 | 485 | 0.1222 | 430 | 0.5558 | 315 | 2.816 | 245 | 0.05033 | 225 | 0.09728 | 205 | 1.557 |  |  |  |  | 885 | 1.2473 | 1500 | 0.013523 | 370 | 0.82218 | 295 | 0.88477 | 245 | 0.03804 | 225 | 0.06142 | 210 | 3.883 | 465 | 0.1735 | 415 | 0.8784 | 245 | 0.06293 | 230 | 0.1303 | 185 | 3.878 | 390 | 0.17737 | 340 | 0.8277 | 225 | 0.0438 | 220 | 0.03404
235 | 0.001316 | 250 | 0.03015 | 245 | 0.583 | 1100 | 0.183 | 280 | 0.1468 | 240 | 0.4221 | 235 | 0.4011 | 560 | 0.16 | 495 | 0.9078 | 260 | 0.07994 | 235 | 0.3066 | 230 | 5.932 | 515 | 0.1189 | 455 | 0.5459 | 335 | 2.816 | 260 | 0.05195 | 230 | 0.1326 | 230 | 1.665 |  |  |  |  | 940 | 1.628 |  |  | 395 | 0.3401 | 310 | 0.9093 | 250 | 0.04199 | 230 | 0.08587 | 225 | 0.08809 | 540 | 0.2211 | 240 | 0.0643 | 230 | 0.0135 | 230 | 0.1535 | 650 | 0.2267 | 250 | 0.0898 | 235 | 0.04389 | 235 | 0.251 | 785 | 0.2142 | 260 | 0.1128 | 235 | 0.1139 | 240 | 0.3904 | 935 | 0.1988 | 270 | 0.1312 | 240 | 0.2283 | 235 | 3.763 | 515 | 0.1651 | 455 | 0.8923 | 255 | 0.06987 | 235 | 0.2032 | 230 | 5.61 | 490 | 0.1205 | 435 | 0.5491 | 320 | 2.729 | 250 | 0.04893 | 230 | 0.09483 | 210 | 1.574 |  |  |  |  | 890 | 1.2408 |  |  | 375 | 0.82635 | 300 | 0.88063 | 250 | 0.03704 | 230 | 0.06052 | 215 | 3.789 | 470 | 0.1706 | 420 | 0.8521 | 250 | 0.06075 | 235 | 0.1248 | 190 | 3.703 | 395 | 0.17377 | 345 | 0.79727 | 230 | 0.04215 | 225 | 0.03242
240 | 0.00123 | 255 | 0.0284 | 250 | 0.5549 | 1105 | 0.181 | 285 | 0.1424 | 245 | 0.3987 | 240 | 0.3859 | 565 | 0.1579 | 500 | 0.8852 | 265 | 0.07753 | 240 | 0.2946 | 235 | 5.81 | 520 | 0.1174 | 460 | 0.5397 | 340 | 2.735 | 265 | 0.05056 | 235 | 0.1298 | 235 | 1.673 |  |  |  |  | 945 | 1.609 |  |  | 400 | 0.336 | 315 | 0.9041 | 255 | 0.04068 | 235 | 0.08457 | 230 | 0.08371 | 545 | 0.2158 | 245 | 0.06164 | 235 | 0.01261 | 235 | 0.146 | 655 | 0.2224 | 255 | 0.08602 | 240 | 0.04113 | 240 | 0.2388 | 790 | 0.2109 | 265 | 0.1084 | 240 | 0.1069 | 245 | 0.3718 | 940 | 0.1963 | 275 | 0.127 | 245 | 0.2157 | 240 | 3.638 | 520 | 0.1626 | 460 | 0.8681 | 260 | 0.06779 | 240 | 0.195 | 235 | 5.484 | 495 | 0.1189 | 440 | 0.5425 | 325 | 2.646 | 255 | 0.04756 | 235 | 0.09273 | 215 | 1.587 |  |  |  |  | 895 | 1.2344 |  |  | 380 | 0.82972 | 305 | 0.87573 | 255 | 0.03611 | 235 | 0.05981 | 220 | 3.682 | 475 | 0.1678 | 425 | 0.8268 | 255 | 0.05861 | 240 | 0.1195 | 195 | 3.536 | 400 | 0.17027 | 350 | 0.76833 | 235 | 0.04064 | 230 | 0.03091
245 | 0.001152 | 260 | 0.02677 | 255 | 0.5288 | 1110 | 0.1791 | 290 | 0.1382 | 250 | 0.3768 | 245 | 0.371 | 570 | 0.1558 | 505 | 0.8633 | 270 | 0.07526 | 245 | 0.2828 | 240 | 5.694 | 525 | 0.116 | 465 | 0.5334 | 345 | 2.657 | 270 | 0.04928 | 240 | 0.1274 | 240 | 1.677 |  |  |  |  | 950 | 1.589 |  |  | 405 | 0.3319 | 320 | 0.8983 | 260 | 0.03942 | 240 | 0.0829 | 235 | 0.07974 | 550 | 0.2108 | 250 | 0.0591 | 240 | 0.0118 | 240 | 0.139 | 660 | 0.2181 | 260 | 0.08241 | 245 | 0.03858 | 245 | 0.2274 | 795 | 0.2076 | 270 | 0.1043 | 245 | 0.1005 | 250 | 0.3543 | 945 | 0.1938 | 280 | 0.1231 | 250 | 0.2038 | 245 | 3.546 | 525 | 0.1602 | 465 | 0.8446 | 265 | 0.06588 | 245 | 0.1872 | 240 | 5.357 | 500 | 0.1173 | 445 | 0.5359 | 330 | 2.565 | 260 | 0.04619 | 240 | 0.09096 | 220 | 1.598 |  |  |  |  | 900 | 1.228 |  |  | 385 | 0.83342 | 310 | 0.87027 | 260 | 0.03523 | 240 | 0.05907 | 225 | 3.564 | 480 | 0.1651 | 430 | 0.8025 | 260 | 0.05655 | 245 | 0.1146 | 200 | 3.376 | 405 | 0.1669 | 355 | 0.74063 | 240 | 0.03926 | 235 | 0.02949
250 | 0.00108 | 265 | 0.02525 | 260 | 0.5043 | 1115 | 0.1772 | 295 | 0.1343 | 255 | 0.3565 | 250 | 0.3564 | 575 | 0.1537 | 510 | 0.8421 | 275 | 0.07313 | 250 | 0.2711 | 245 | 5.58 | 530 | 0.1145 | 470 | 0.5273 | 350 | 2.581 | 275 | 0.04809 | 245 | 0.1253 | 245 | 1.679 |  |  |  |  | 955 | 1.57 |  |  | 410 | 0.3279 | 325 | 0.8921 | 265 | 0.03825 | 245 | 0.08085 | 240 | 0.0761 | 555 | 0.2058 | 255 | 0.05662 | 245 | 0.01106 | 245 | 0.1323 | 665 | 0.214 | 265 | 0.07898 | 250 | 0.03624 | 250 | 0.2166 | 800 | 0.2044 | 275 | 0.1003 | 250 | 0.09456 | 255 | 0.3379 | 950 | 0.1914 | 285 | 0.1193 | 255 | 0.1927 | 250 | 3.461 | 530 | 0.1579 | 470 | 0.822 | 270 | 0.0641 | 250 | 0.1798 | 245 | 5.441 | 505 | 0.1157 | 450 | 0.5294 | 335 | 2.486 | 265 | 0.04483 | 245 | 0.08941 | 225 | 1.606 |  |  |  |  | 905 | 1.2217 |  |  | 390 | 0.83635 | 315 | 0.86423 | 265 | 0.03438 | 245 | 0.0581 | 225 | 3.932 | 485 | 0.1624 | 435 | 0.7791 | 265 | 0.05459 | 250 | 0.1099 | 205 | 3.225 | 410 | 0.16357 | 360 | 0.7143 | 245 | 0.038 | 240 | 0.02815
255 | 0.001013 | 270 | 0.02384 | 265 | 0.4816 | 1120 | 0.1753 | 300 | 0.1304 | 260 | 0.3377 | 255 | 4.797 | 580 | 0.1517 | 515 | 0.8216 | 280 | 0.07112 | 255 | 0.2599 | 250 | 5.467 | 535 | 0.1131 | 475 | 0.5212 | 355 | 2.507 | 280 | 0.04695 | 250 | 0.1233 | 250 | 1.679 |  |  |  |  | 960 | 1.551 |  |  | 415 | 0.3239 | 330 | 0.8853 | 270 | 0.03716 | 250 | 0.07852 | 245 | 0.0727 | 560 | 0.2011 | 260 | 0.05419 | 250 | 0.01038 | 250 | 0.126 | 670 | 0.2099 | 270 | 0.07575 | 255 | 0.03408 | 255 | 0.2064 | 805 | 0.2013 | 280 | 0.09661 | 255 | 0.08907 | 260 | 0.3224 | 955 | 0.189 | 290 | 0.1156 | 260 | 0.1821 | 255 | 3.375 | 535 | 0.1556 | 475 | 0.8002 | 275 | 0.06241 | 255 | 0.1728 | 250 | 5.321 | 510 | 0.1142 | 455 | 0.5229 | 340 | 2.411 | 270 | 0.04351 | 250 | 0.08793 | 230 | 1.613 |  |  |  |  | 910 | 1.2153 |  |  | 395 | 0.8396 | 320 | 0.8577 | 270 | 0.03352 | 250 | 0.05683 | 230 | 3.812 | 490 | 0.1598 | 440 | 0.7565 | 270 | 0.05276 | 255 | 0.1055 | 210 | 3.079 | 415 | 0.16037 | 365 | 0.68917 | 250 | 0.03684 | 245 | 0.02689
260 | 0.0009519 | 275 | 0.02255 | 270 | 0.4603 | 1125 | 0.1735 | 305 | 0.1268 | 265 | 0.3203 | 260 | 5.102 | 585 | 0.1497 | 520 | 0.8017 | 285 | 0.06921 | 260 | 0.2493 | 255 | 5.353 | 540 | 0.1117 | 480 | 0.5151 | 360 | 2.436 | 285 | 0.04585 | 255 | 0.1212 | 255 | 1.677 |  |  |  |  | 965 | 1.533 |  |  | 420 | 0.32 | 335 | 0.8782 | 275 | 0.03616 | 255 | 0.07611 | 250 | 0.06948 | 565 | 0.1965 | 265 | 0.0518 | 255 | 0.009763 | 255 | 0.1201 | 675 | 0.206 | 275 | 0.07271 | 260 | 0.03208 | 260 | 0.1968 | 810 | 0.1982 | 285 | 0.0931 | 260 | 0.08398 | 265 | 0.3077 | 960 | 0.1866 | 295 | 0.1121 | 265 | 0.1721 | 260 | 3.282 | 540 | 0.1533 | 480 | 0.779 | 280 | 0.06079 | 260 | 0.1662 | 255 | 5.199 | 515 | 0.1127 | 460 | 0.5165 | 345 | 2.338 | 275 | 0.04223 | 255 | 0.08638 | 235 | 1.617 |  |  |  |  | 915 | 1.209 |  |  | 400 | 0.84255 | 325 | 0.8507 | 275 | 0.03266 | 255 | 0.05529 | 235 | 3.687 | 495 | 0.1572 | 445 | 0.7347 | 275 | 0.05108 | 260 | 0.1012 | 215 | 2.941 | 420 | 0.1572 | 370 | 0.6652 | 255 | 0.03573 | 250 | 0.0257
265 | 0.0008949 | 280 | 0.02137 | 275 | 0.4406 | 1130 | 0.1716 | 310 | 0.1233 | 270 | 0.3041 | 265 | 4.247 | 590 | 0.1477 | 525 | 0.7825 | 290 | 0.06737 | 265 | 0.2395 | 260 | 5.24 | 545 | 0.1103 | 485 | 0.5091 | 365 | 2.368 | 290 | 0.04479 | 260 | 0.119 | 260 | 1.674 |  |  |  |  | 970 | 1.514 |  |  | 425 | 0.3162 | 340 | 0.8707 | 280 | 0.03525 | 260 | 0.07384 | 255 | 0.06638 | 570 | 0.192 | 270 | 0.04948 | 260 | 0.009191 | 260 | 0.1145 | 680 | 0.2021 | 280 | 0.06988 | 265 | 0.03024 | 265 | 0.1877 | 815 | 0.1952 | 290 | 0.0898 | 265 | 0.07926 | 270 | 0.2939 | 965 | 0.1842 | 300 | 0.1087 | 270 | 0.1627 | 265 | 3.184 | 545 | 0.1511 | 485 | 0.7586 | 285 | 0.0592 | 265 | 0.1599 | 260 | 5.075 | 520 | 0.1112 | 465 | 0.5102 | 350 | 2.267 | 280 | 0.041 | 260 | 0.08465 | 240 | 1.619 |  |  |  |  | 920 | 1.2028 |  |  | 405 | 0.84503 | 330 | 0.84327 | 280 | 0.03178 | 260 | 0.05362 | 240 | 3.563 | 500 | 0.1547 | 450 | 0.7138 | 280 | 0.04954 | 265 | 0.09724 | 220 | 2.808 | 425 | 0.1542 | 375 | 0.6423 | 260 | 0.03466 | 255 | 0.02457
270 | 0.0008421 | 285 | 0.02029 | 280 | 0.422 | 1135 | 0.1698 | 315 | 0.1199 | 275 | 0.2892 | 270 | 3.761 | 595 | 0.1458 | 530 | 0.7638 | 295 | 0.0656 | 270 | 0.2305 | 265 | 5.125 | 550 | 0.1089 | 490 | 0.5031 | 370 | 2.301 | 295 | 0.04373 | 265 | 0.1165 | 265 | 1.669 |  |  |  |  | 975 | 1.496 |  |  | 430 | 0.3124 | 345 | 0.8629 | 285 | 0.03441 | 265 | 0.07188 | 260 | 0.06338 | 575 | 0.1877 | 275 | 0.04725 | 265 | 0.008663 | 265 | 0.1092 | 685 | 0.1983 | 285 | 0.06725 | 270 | 0.02853 | 270 | 0.1792 | 820 | 0.1922 | 295 | 0.08671 | 270 | 0.07488 | 275 | 0.2808 | 970 | 0.1819 | 305 | 0.1054 | 275 | 0.1538 | 270 | 3.081 | 550 | 0.1489 | 490 | 0.7389 | 290 | 0.05763 | 270 | 0.1539 | 265 | 4.949 | 525 | 0.1098 | 470 | 0.5039 | 355 | 2.199 | 285 | 0.03984 | 265 | 0.08275 | 245 | 1.619 |  |  |  |  | 925 | 1.1966 |  |  | 410 | 0.84788 | 335 | 0.83553 | 285 | 0.03089 | 265 | 0.05201 | 245 | 3.44 | 505 | 0.1522 | 455 | 0.6936 | 285 | 0.04814 | 270 | 0.09343 | 225 | 2.683 | 430 | 0.15123 | 380 | 0.62043 | 265 | 0.0336 | 260 | 0.02351
275 | 0.0007932 | 290 | 0.01932 | 285 | 0.4047 | 1140 | 0.168 | 320 | 0.1166 | 280 | 0.2752 | 275 | 3.5 | 600 | 0.1439 | 535 | 0.7457 | 300 | 0.06387 | 275 | 0.2225 | 270 | 5.008 | 555 | 0.1075 | 495 | 0.4972 | 375 | 2.236 | 300 | 0.04267 | 270 | 0.1137 | 270 | 1.663 |  |  |  |  | 980 | 1.478 |  |  | 435 | 0.3086 | 350 | 0.8549 | 290 | 0.03363 | 270 | 0.07032 | 265 | 0.06046 | 580 | 0.1835 | 280 | 0.04515 | 270 | 0.008173 | 270 | 0.1043 | 690 | 0.1947 | 290 | 0.06479 | 275 | 0.02695 | 275 | 0.1711 | 825 | 0.1893 | 300 | 0.08381 | 275 | 0.07081 | 280 | 0.2686 | 975 | 0.1796 | 310 | 0.1022 | 280 | 0.1455 | 275 | 3.311 | 555 | 0.1468 | 495 | 0.7197 | 295 | 0.05605 | 275 | 0.1482 | 270 | 4.826 | 530 | 0.1083 | 475 | 0.4976 | 360 | 2.133 | 290 | 0.03876 | 270 | 0.08071 | 250 | 1.617 |  |  |  |  | 930 | 1.1904 |  |  | 415 | 0.85025 | 340 | 0.82747 | 290 | 0.03001 | 270 | 0.0506 | 250 | 3.322 | 510 | 0.1498 | 460 | 0.6741 | 290 | 0.04686 | 275 | 0.0898 | 230 | 2.564 | 435 | 0.14833 | 385 | 0.5996 | 270 | 0.03253 | 265 | 0.0225
280 | 0.0007477 | 295 | 0.01842 | 290 | 0.3883 | 1145 | 0.1663 | 325 | 0.1134 | 285 | 0.2623 | 280 | 3.346 | 605 | 0.142 | 540 | 0.7282 | 305 | 0.06219 | 280 | 0.2152 | 275 | 5.098 | 560 | 0.1062 | 500 | 0.4913 | 380 | 2.174 | 305 | 0.04162 | 275 | 0.1109 | 275 | 1.657 |  |  |  |  | 985 | 1.46 |  |  | 440 | 0.3049 | 355 | 0.8466 | 295 | 0.03288 | 275 | 0.06916 | 270 | 0.05765 | 585 | 0.1794 | 285 | 0.0432 | 275 | 0.007715 | 275 | 0.09966 | 695 | 0.1911 | 295 | 0.06251 | 280 | 0.02549 | 280 | 0.1636 | 830 | 0.1864 | 305 | 0.0811 | 280 | 0.06701 | 285 | 0.2572 | 980 | 0.1774 | 315 | 0.09909 | 285 | 0.1379 | 280 | 3.212 | 560 | 0.1446 | 500 | 0.7012 | 300 | 0.05448 | 280 | 0.1427 | 275 | 4.703 | 535 | 0.1069 | 480 | 0.4914 | 365 | 2.069 | 295 | 0.03775 | 275 | 0.07866 | 255 | 1.613 |  |  |  |  | 935 | 1.1846 |  |  | 420 | 0.8523 | 345 | 0.8192 | 295 | 0.02914 | 275 | 0.04949 | 255 | 3.207 | 515 | 0.1474 | 465 | 0.6553 | 295 | 0.04567 | 280 | 0.08635 | 235 | 2.45 | 440 | 0.14553 | 390 | 0.5796 | 275 | 0.03147 | 270 | 0.02155
285 | 0.0007057 | 300 | 0.0176 | 295 | 0.3729 | 1150 | 0.1645 | 330 | 0.1104 | 290 | 0.2501 | 285 | 3.243 | 610 | 0.1402 | 545 | 0.7111 | 310 | 0.06055 | 285 | 0.2084 | 280 | 4.988 | 565 | 0.1049 | 505 | 0.4855 | 385 | 2.113 | 310 | 0.04057 | 280 | 0.108 | 280 | 1.649 |  |  |  |  | 990 | 1.443 |  |  | 445 | 0.3013 | 360 | 0.8382 | 300 | 0.03216 | 280 | 0.0683 | 275 | 0.05496 | 590 | 0.1755 | 290 | 0.04142 | 280 | 0.007286 | 280 | 0.09537 | 700 | 0.1876 | 300 | 0.06036 | 285 | 0.02413 | 285 | 0.1566 | 835 | 0.1836 | 310 | 0.07854 | 285 | 0.06348 | 290 | 0.2464 | 985 | 0.1752 | 320 | 0.09605 | 290 | 0.1308 | 285 | 3.114 | 565 | 0.1426 | 505 | 0.6833 | 305 | 0.05291 | 285 | 0.1376 | 280 | 4.582 | 540 | 0.1055 | 500 | 0.4674 | 370 | 2.008 | 300 | 0.03682 | 280 | 0.0767 | 260 | 1.607 |  |  |  |  | 940 | 1.1787 |  |  | 425 | 0.85442 | 350 | 0.81063 | 300 | 0.02832 | 280 | 0.04868 | 260 | 3.096 | 520 | 0.1451 | 470 | 0.6373 | 300 | 0.04455 | 285 | 0.08306 | 240 | 2.344 | 445 | 0.14283 | 395 | 0.5605 | 280 | 0.03043 | 275 | 0.02066
290 | 0.0006669 | 305 | 0.01683 | 300 | 0.358 | 1155 | 0.1628 | 335 | 0.1074 | 295 | 0.2386 | 290 | 3.16 | 620 | 0.1366 | 560 | 0.6628 | 315 | 0.05894 | 290 | 0.2021 | 285 | 4.876 | 580 | 0.101 | 520 | 0.4684 | 390 | 2.054 | 315 | 0.03953 | 285 | 0.1053 | 285 | 1.64 |  |  |  |  | 1000 | 1.409 |  |  | 460 | 0.2907 | 365 | 0.8296 | 305 | 0.03144 | 285 | 0.0676 | 280 | 0.05244 | 600 | 0.168 | 295 | 0.03981 | 285 | 0.006886 | 285 | 0.09138 | 720 | 0.1745 | 305 | 0.05833 | 290 | 0.02287 | 290 | 0.15 | 850 | 0.1755 | 315 | 0.07613 | 290 | 0.06019 | 295 | 0.2364 | 1000 | 0.1687 | 325 | 0.0931 | 295 | 0.1243 | 290 | 3.018 | 580 | 0.1366 | 520 | 0.633 | 310 | 0.05135 | 290 | 0.1326 | 285 | 4.464 | 560 | 0.1003 | 520 | 0.4446 | 375 | 1.949 | 305 | 0.03596 | 285 | 0.07494 | 265 | 1.599 |  |  |  |  | 950 | 1.1667 |  |  | 430 | 0.85652 | 355 | 0.8019 | 305 | 0.02754 | 285 | 0.0481 | 265 | 2.99 | 540 | 0.1363 | 480 | 0.603 | 305 | 0.04347 | 290 | 0.07993 | 245 | 2.243 | 450 | 0.1402 | 400 | 0.54223 | 285 | 0.02942 | 280 | 0.01981
295 | 0.0006313 | 310 | 0.0161 | 305 | 0.3441 | 1200 | 0.1482 | 340 | 0.1045 | 300 | 0.2276 | 295 | 3.084 | 640 | 0.1297 | 580 | 0.6046 | 320 | 0.05737 | 295 | 0.1961 | 290 | 4.764 | 600 | 0.09621 | 540 | 0.4464 | 395 | 1.997 | 320 | 0.0385 | 290 | 0.1029 | 290 | 1.63 |  |  |  |  | 1041 | 1.279 |  |  | 480 | 0.2772 | 370 | 0.8209 | 310 | 0.03072 | 290 | 0.06687 | 285 | 0.05009 | 620 | 0.1541 | 300 | 0.03836 | 290 | 0.006512 | 290 | 0.08766 | 740 | 0.1626 | 310 | 0.0564 | 295 | 0.02169 | 295 | 0.1438 | 900 | 0.1517 | 320 | 0.07383 | 295 | 0.05712 | 300 | 0.227 | 1041 | 0.1525 | 330 | 0.09025 | 300 | 0.1183 | 295 | 2.924 | 600 | 0.1291 | 540 | 0.5731 | 315 | 0.04983 | 295 | 0.1279 | 290 | 4.349 | 580 | 0.0954 | 540 | 0.423 | 400 | 1.681 | 310 | 0.03516 | 290 | 0.07341 | 270 | 1.59 |  |  |  |  | 1000 | 1.1136 |  |  | 440 | 0.8602 | 360 | 0.79297 | 310 | 0.02682 | 290 | 0.04761 | 270 | 2.887 | 560 | 0.1282 | 500 | 0.5416 | 310 | 0.0424 | 295 | 0.07695 | 250 | 2.148 | 460 | 0.1351 | 405 | 0.5247 | 290 | 0.02847 | 285 | 0.01901
300 | 0.0005985 | 315 | 0.01541 | 310 | 0.3306 | 1250 | 0.1338 | 360 | 0.09378 | 305 | 0.2173 | 300 | 3.006 | 660 | 0.1233 | 600 | 0.5526 | 325 | 0.05583 | 300 | 0.19 | 295 | 4.651 | 620 | 0.09174 | 560 | 0.4255 | 400 | 1.942 | 325 | 0.03749 | 295 | 0.1008 | 295 | 1.618 |  |  |  |  | 1050 | 1.253 |  |  | 500 | 0.2643 | 380 | 0.8032 | 315 | 0.02999 | 295 | 0.06597 | 290 | 0.04793 | 640 | 0.1418 | 305 | 0.03704 | 295 | 0.006164 | 295 | 0.0842 | 760 | 0.1518 | 315 | 0.05454 | 300 | 0.02059 | 300 | 0.1381 | 950 | 0.1321 | 325 | 0.07163 | 300 | 0.05426 | 305 | 0.2182 | 1050 | 0.1492 | 335 | 0.08748 | 305 | 0.1128 | 300 | 2.834 | 620 | 0.1222 | 560 | 0.5205 | 320 | 0.04834 | 300 | 0.1234 | 295 | 4.236 | 600 | 0.09092 | 560 | 0.4026 | 420 | 1.5 | 315 | 0.0344 | 295 | 0.0721 | 275 | 1.581 |  |  |  |  | 1041 | 1.074 |  |  | 460 | 0.86683 | 380 | 0.7563 | 315 | 0.02617 | 295 | 0.04706 | 275 | 2.79 | 580 | 0.1209 | 520 | 0.4882 | 315 | 0.04133 | 300 | 0.07412 | 255 | 2.058 | 480 | 0.12563 | 420 | 0.47643 | 295 | 0.02758 | 290 | 0.01826
305 | 0.0005681 | 320 | 0.01475 | 315 | 0.3178 | 1253.6 | 0.1328 | 380 | 0.0844 | 310 | 0.2073 | 305 | 2.925 | 680 | 0.1172 | 620 | 0.5063 | 340 | 0.05154 | 305 | 0.184 | 300 | 4.541 | 640 | 0.08761 | 580 | 0.4058 | 420 | 1.737 | 340 | 0.03471 | 300 | 0.099 | 300 | 1.606 |  |  |  |  | 1100 | 1.118 |  |  | 520 | 0.252 | 400 | 0.767 | 320 | 0.02925 | 300 | 0.06482 | 295 | 0.9592 | 660 | 0.1307 | 310 | 0.03584 | 300 | 0.005843 | 300 | 0.08095 | 780 | 0.1419 | 320 | 0.05274 | 305 | 0.01956 | 305 | 0.1327 | 1000 | 0.1157 | 340 | 0.06543 | 305 | 0.05158 | 310 | 0.2099 | 1100 | 0.1325 | 340 | 0.08482 | 310 | 0.1077 | 305 | 2.747 | 640 | 0.1158 | 580 | 0.4741 | 340 | 0.04314 | 305 | 0.1191 | 300 | 4.128 | 620 | 0.08678 | 580 | 0.3834 | 440 | 1.343 | 320 | 0.03367 | 300 | 0.07096 | 280 | 1.57 |  |  |  |  | 1050 | 1.066 |  |  | 480 | 0.87205 | 400 | 0.7187 | 320 | 0.02558 | 300 | 0.04636 | 280 | 2.695 | 600 | 0.1141 | 540 | 0.4415 | 320 | 0.04025 | 305 | 0.07142 | 260 | 1.973 | 500 | 0.11707 | 440 | 0.42057 | 300 | 0.02677 | 295 | 0.01754
310 | 0.0005398 | 340 | 0.01228 | 320 | 0.3055 | 1300 | 0.1211 | 400 | 0.07633 | 315 | 0.1979 | 310 | 2.84 | 700 | 0.1116 | 640 | 0.465 | 360 | 0.04666 | 310 | 0.1778 | 305 | 4.432 | 660 | 0.08379 | 600 | 0.3872 | 440 | 1.557 | 360 | 0.03172 | 305 | 0.09746 | 305 | 1.592 |  |  |  |  | 1150 | 1.001 |  |  | 540 | 0.2403 | 420 | 0.7304 | 340 | 0.02634 | 305 | 0.06338 | 300 | 0.9033 | 680 | 0.1207 | 315 | 0.03471 | 305 | 0.005545 | 305 | 0.07789 | 800 | 0.1329 | 340 | 0.04604 | 310 | 0.01859 | 310 | 0.1276 | 1041 | 0.1042 | 360 | 0.05785 | 310 | 0.04907 | 315 | 0.202 | 1150 | 0.1184 | 360 | 0.07528 | 315 | 0.1029 | 310 | 2.663 | 660 | 0.1098 | 600 | 0.433 | 360 | 0.03926 | 310 | 0.115 | 305 | 4.023 | 640 | 0.08292 | 600 | 0.3651 | 460 | 1.207 | 340 | 0.03084 | 305 | 0.06989 | 285 | 1.559 |  |  |  |  | 1100 | 1.0237 |  |  | 500 | 0.87645 | 420 | 0.6812 | 340 | 0.02359 | 305 | 0.04544 | 285 | 2.605 | 620 | 0.1079 | 560 | 0.4004 | 340 | 0.03585 | 310 | 0.06886 | 265 | 1.894 | 520 | 0.10923 | 460 | 0.37283 | 305 | 0.02603 | 300 | 0.01686
320 | 0.0004883 | 360 | 0.01018 | 325 | 0.2938 | 1350 | 0.1101 | 420 | 0.06944 | 320 | 0.1889 | 315 | 2.755 | 720 | 0.1063 | 660 | 0.4281 | 380 | 0.04268 | 320 | 0.1655 | 310 | 4.324 | 680 | 0.08024 | 620 | 0.3697 | 460 | 1.4 | 380 | 0.02941 | 310 | 0.09605 | 310 | 1.578 |  |  |  |  | 1200 | 0.8984 |  |  | 560 | 0.2292 | 440 | 0.6937 | 360 | 0.02396 | 310 | 0.06173 | 305 | 0.8673 | 700 | 0.1117 | 320 | 0.03363 | 320 | 0.004773 | 310 | 0.07499 | 850 | 0.1133 | 360 | 0.04025 | 320 | 0.01683 | 315 | 0.1229 | 1050 | 0.1019 | 380 | 0.05111 | 320 | 0.04453 | 320 | 0.1944 | 1200 | 0.1062 | 380 | 0.06747 | 320 | 0.09838 | 315 | 2.582 | 680 | 0.1043 | 620 | 0.3965 | 380 | 0.03617 | 320 | 0.1073 | 310 | 3.921 | 660 | 0.07932 | 620 | 0.3478 | 480 | 1.088 | 360 | 0.02802 | 310 | 0.06879 | 290 | 1.546 |  |  |  |  | 1150 | 0.98602 |  |  | 520 | 0.88023 | 440 | 0.64447 | 360 | 0.02167 | 320 | 0.04188 | 290 | 2.517 | 640 | 0.1021 | 580 | 0.3639 | 360 | 0.03199 | 320 | 0.06409 | 270 | 1.817 | 540 | 0.1021 | 480 | 0.33187 | 310 | 0.02535 | 305 | 0.01621
340 | 0.0004001 | 380 | 0.008602 | 330 | 0.2827 | 1400 | 0.1004 | 440 | 0.06348 | 340 | 0.1574 | 320 | 2.964 | 740 | 0.1013 | 680 | 0.3951 | 400 | 0.03922 | 340 | 0.1433 | 315 | 4.218 | 700 | 0.07693 | 640 | 0.3532 | 480 | 1.262 | 400 | 0.0273 | 320 | 0.09323 | 315 | 1.562 |  |  |  |  | 1250 | 0.8084 |  |  | 580 | 0.2187 | 460 | 0.6572 | 380 | 0.02223 | 320 | 0.05826 | 310 | 0.8407 | 720 | 0.1036 | 340 | 0.02938 | 340 | 0.003926 | 315 | 0.07222 | 900 | 0.09728 | 380 | 0.03564 | 340 | 0.01391 | 320 | 0.1184 | 1100 | 0.09012 | 400 | 0.04551 | 340 | 0.03696 | 325 | 0.1872 | 1250 | 0.09558 | 400 | 0.06105 | 340 | 0.08225 | 320 | 2.504 | 700 | 0.09927 | 640 | 0.3639 | 400 | 0.03314 | 340 | 0.0939 | 315 | 3.822 | 680 | 0.07592 | 640 | 0.3314 | 500 | 0.9826 | 380 | 0.02551 | 320 | 0.06628 | 295 | 1.534 |  |  |  |  | 1200 | 0.95238 |  |  | 540 | 0.88303 | 460 | 0.60903 | 380 | 0.01967 | 340 | 0.03859 | 295 | 2.434 | 660 | 0.09676 | 600 | 0.3315 | 380 | 0.02918 | 340 | 0.05582 | 275 | 1.746 | 560 | 0.095563 | 500 | 0.29657 | 320 | 0.02413 | 320 | 0.01445
360 | 0.000332 | 400 | 0.007465 | 335 | 0.272 | 1450 | 0.0918 | 460 | 0.05819 | 360 | 0.133 | 325 | 2.883 | 760 | 0.09675 | 700 | 0.3654 | 420 | 0.03596 | 360 | 0.1275 | 320 | 4.116 | 720 | 0.07383 | 660 | 0.3374 | 500 | 1.142 | 420 | 0.02517 | 340 | 0.08592 | 320 | 1.546 |  |  |  |  | 1253.6 | 0.8023 |  |  | 600 | 0.209 | 480 | 0.6215 | 400 | 0.0207 | 340 | 0.05357 | 315 | 0.8185 | 740 | 0.0962 | 360 | 0.02529 | 360 | 0.003248 | 320 | 0.06957 | 950 | 0.08413 | 400 | 0.032 | 360 | 0.01163 | 325 | 0.1141 | 1150 | 0.08005 | 420 | 0.04107 | 360 | 0.03097 | 330 | 0.1802 | 1253.6 | 0.09487 | 420 | 0.05552 | 360 | 0.06861 | 325 | 2.43 | 720 | 0.09453 | 660 | 0.3346 | 420 | 0.03005 | 360 | 0.08261 | 320 | 3.725 | 700 | 0.07272 | 660 | 0.3158 | 520 | 0.8891 | 400 | 0.02359 | 340 | 0.06031 | 300 | 1.52 |  |  |  |  | 1250 | 0.92225 |  |  | 560 | 0.88537 | 480 | 0.57533 | 400 | 0.01804 | 360 | 0.03704 | 300 | 2.352 | 680 | 0.09174 | 620 | 0.3027 | 400 | 0.02702 | 360 | 0.04888 | 280 | 1.678 | 580 | 0.089623 | 520 | 0.26603 | 340 | 0.02177 | 340 | 0.01247
380 | 0.0002801 | 420 | 0.006526 | 340 | 0.2619 | 1486.6 | 0.08612 | 480 | 0.05338 | 380 | 0.1142 | 330 | 2.802 | 780 | 0.09248 | 720 | 0.3386 | 440 | 0.03292 | 380 | 0.1148 | 325 | 4.016 | 740 | 0.07089 | 680 | 0.3224 | 520 | 1.036 | 440 | 0.02314 | 360 | 0.0782 | 325 | 1.53 |  |  |  |  | 1300 | 0.7291 |  |  | 620 | 0.2 | 500 | 0.5874 | 420 | 0.01908 | 360 | 0.05157 | 320 | 0.798 | 760 | 0.08953 | 380 | 0.02214 | 380 | 0.002732 | 340 | 0.05995 | 1000 | 0.07329 | 420 | 0.0288 | 380 | 0.00978 | 340 | 0.1024 | 1200 | 0.07143 | 440 | 0.03743 | 380 | 0.0262 | 335 | 0.1735 | 1300 | 0.08629 | 440 | 0.05046 | 380 | 0.05801 | 330 | 2.357 | 740 | 0.0901 | 680 | 0.3082 | 440 | 0.02729 | 380 | 0.07298 | 325 | 3.632 | 720 | 0.0697 | 680 | 0.3012 | 540 | 0.8058 | 420 | 0.02207 | 360 | 0.05594 | 305 | 1.505 |  |  |  |  | 1253.6 | 0.92028 |  |  | 580 | 0.88738 | 500 | 0.5435 | 420 | 0.0169 | 380 | 0.03383 | 305 | 2.274 | 700 | 0.08704 | 640 | 0.2769 | 420 | 0.02481 | 380 | 0.04299 | 285 | 1.613 | 600 | 0.084207 | 540 | 0.23947 | 360 | 0.01944 | 360 | 0.01083
400 | 0.0002368 | 440 | 0.005631 | 360 | 0.2268 | 1500 | 0.08415 | 500 | 0.04901 | 400 | 0.09842 | 335 | 2.724 | 800 | 0.08849 | 740 | 0.3143 | 460 | 0.03025 | 400 | 0.1015 | 330 | 3.919 | 760 | 0.06812 | 700 | 0.3081 | 540 | 0.943 | 460 | 0.02146 | 380 | 0.07331 | 330 | 1.514 |  |  |  |  | 1350 | 0.6593 |  |  | 640 | 0.1915 | 520 | 0.5552 | 440 | 0.01754 | 380 | 0.04766 | 325 | 0.7777 | 780 | 0.08346 | 400 | 0.01994 | 400 | 0.002305 | 360 | 0.05188 | 1041 | 0.06578 | 440 | 0.02577 | 400 | 0.008281 | 360 | 0.08882 | 1250 | 0.06403 | 460 | 0.03415 | 400 | 0.02234 | 340 | 0.1671 | 1350 | 0.07811 | 460 | 0.04577 | 400 | 0.05008 | 335 | 2.287 | 760 | 0.08594 | 700 | 0.2843 | 460 | 0.02518 | 400 | 0.06473 | 330 | 3.541 | 740 | 0.06685 | 700 | 0.2873 | 560 | 0.7317 | 440 | 0.02058 | 380 | 0.05269 | 310 | 1.491 |  |  |  |  | 1300 | 0.89557 |  |  | 600 | 0.88887 | 520 | 0.5135 | 440 | 0.01589 | 400 | 0.03115 | 310 | 2.198 | 720 | 0.08266 | 660 | 0.254 | 440 | 0.02249 | 400 | 0.038 | 290 | 1.551 | 620 | 0.07925 | 560 | 0.21617 | 380 | 0.01761 | 380 | 0.00946
420 | 0.0002002 | 460 | 0.004812 | 380 | 0.1986 |  |  | 520 | 0.04508 | 420 | 0.08472 | 340 | 2.647 | 850 | 0.07954 | 760 | 0.2921 | 480 | 0.02804 | 420 | 0.08919 | 335 | 3.825 | 780 | 0.06549 | 720 | 0.2945 | 560 | 0.8598 | 480 | 0.02017 | 400 | 0.06924 | 335 | 1.498 |  |  |  |  | 1400 | 0.5976 |  |  | 660 | 0.1837 | 540 | 0.5252 | 460 | 0.01634 | 400 | 0.04317 | 330 | 0.757 | 800 | 0.07793 | 420 | 0.01793 | 420 | 0.001952 | 380 | 0.04542 | 1050 | 0.06427 | 460 | 0.02305 | 420 | 0.007076 | 380 | 0.07731 | 1253.6 | 0.06354 | 480 | 0.03099 | 420 | 0.01916 | 360 | 0.1439 | 1400 | 0.07091 | 480 | 0.04155 | 420 | 0.04349 | 340 | 2.22 | 780 | 0.08203 | 720 | 0.2628 | 480 | 0.02359 | 420 | 0.05768 | 335 | 3.452 | 760 | 0.06415 | 720 | 0.2743 | 580 | 0.6659 | 460 | 0.01904 | 400 | 0.04842 | 315 | 1.475 |  |  |  |  | 1350 | 0.8714 |  |  | 620 | 0.88995 | 540 | 0.4852 | 460 | 0.01473 | 420 | 0.0302 | 315 | 2.125 | 740 | 0.07856 | 680 | 0.2335 | 460 | 0.02051 | 420 | 0.03381 | 295 | 1.494 | 640 | 0.0747 | 580 | 0.19567 | 400 | 0.01624 | 400 | 0.00833
440 | 0.0001719 | 480 | 0.004165 | 400 | 0.1748 |  |  | 540 | 0.04162 | 440 | 0.07323 | 345 | 2.573 | 900 | 0.07177 | 780 | 0.2719 | 500 | 0.02618 | 440 | 0.08033 | 340 | 3.734 | 800 | 0.06301 | 740 | 0.2816 | 580 | 0.7852 | 500 | 0.01909 | 420 | 0.06375 | 340 | 1.481 |  |  |  |  | 1450 | 0.5428 |  |  | 680 | 0.1763 | 560 | 0.4974 | 480 | 0.01545 | 420 | 0.04129 | 335 | 0.7359 | 850 | 0.06608 | 440 | 0.0158 | 440 | 0.001673 | 400 | 0.04028 | 1100 | 0.05668 | 480 | 0.02083 | 440 | 0.006079 | 400 | 0.06785 | 1300 | 0.05764 | 500 | 0.02804 | 440 | 0.01653 | 380 | 0.1255 | 1450 | 0.06457 | 500 | 0.03792 | 440 | 0.03747 | 345 | 2.155 | 800 | 0.07834 | 740 | 0.2433 | 500 | 0.02213 | 440 | 0.05166 | 340 | 3.366 | 780 | 0.06161 | 740 | 0.2622 | 600 | 0.6076 | 480 | 0.01762 | 420 | 0.04474 | 320 | 1.46 |  |  |  |  | 1400 | 0.8498 |  |  | 640 | 0.8909 | 560 | 0.4583 | 480 | 0.01361 | 440 | 0.02834 | 320 | 2.055 | 760 | 0.07474 | 700 | 0.2152 | 480 | 0.01908 | 440 | 0.03023 | 300 | 1.438 | 660 | 0.070513 | 600 | 0.1776 | 420 | 0.01486 | 420 | 0.00737
460 | 0.0001496 | 500 | 0.003704 | 420 | 0.1542 |  |  | 560 | 0.03859 | 460 | 0.0641 | 350 | 2.502 | 950 | 0.06498 | 800 | 0.2533 | 520 | 0.02448 | 460 | 0.07376 | 345 | 3.646 | 850 | 0.05735 | 760 | 0.2694 | 600 | 0.7182 | 520 | 0.01799 | 440 | 0.05873 | 345 | 1.465 |  |  |  |  | 1486.6 | 0.5067 |  |  | 700 | 0.1694 | 580 | 0.4713 | 500 | 0.01462 | 440 | 0.03992 | 340 | 0.7141 | 900 | 0.05647 | 460 | 0.01394 | 460 | 0.001443 | 405 | 0.7423 | 1150 | 0.05022 | 500 | 0.01906 | 460 | 0.005242 | 420 | 0.06023 | 1350 | 0.05206 | 520 | 0.02547 | 460 | 0.01436 | 400 | 0.1111 | 1486.6 | 0.06041 | 520 | 0.03489 | 460 | 0.03231 | 350 | 2.092 | 850 | 0.07004 | 760 | 0.2256 | 520 | 0.02056 | 460 | 0.04646 | 345 | 3.283 | 800 | 0.05921 | 760 | 0.2507 | 620 | 0.5557 | 500 | 0.01649 | 440 | 0.04249 | 325 | 1.444 |  |  |  |  | 1450 | 0.83045 |  |  | 660 | 0.89158 | 580 | 0.43287 | 500 | 0.01275 | 460 | 0.02588 | 325 | 1.988 | 780 | 0.07118 | 720 | 0.1988 | 500 | 0.01796 | 460 | 0.02711 | 305 | 1.386 | 680 | 0.066643 | 620 | 0.1616 | 440 | 0.01348 | 440 | 0.00654
480 | 0.0001296 | 520 | 0.003349 | 440 | 0.1367 |  |  | 580 | 0.03593 | 480 | 0.05679 | 355 | 2.433 | 1000 | 0.05902 | 850 | 0.2135 | 540 | 0.02282 | 480 | 0.06689 | 350 | 3.56 | 900 | 0.05237 | 780 | 0.2579 | 620 | 0.6579 | 540 | 0.01681 | 460 | 0.05573 | 350 | 1.449 |  |  |  |  | 1500 | 0.4942 |  |  | 720 | 0.1628 | 600 | 0.4468 | 520 | 0.01367 | 460 | 0.03675 | 345 | 0.6922 | 950 | 0.04859 | 480 | 0.01265 | 480 | 0.001245 | 410 | 0.6927 | 1200 | 0.04468 | 520 | 0.0175 | 480 | 0.004553 | 440 | 0.05396 | 1400 | 0.04718 | 540 | 0.02338 | 480 | 0.01253 | 420 | 0.09901 | 1500 | 0.05898 | 540 | 0.03235 | 480 | 0.02833 | 355 | 2.031 | 900 | 0.06288 | 780 | 0.2096 | 540 | 0.01893 | 480 | 0.04189 | 350 | 3.201 | 850 | 0.05376 | 780 | 0.24 | 640 | 0.5097 | 520 | 0.01562 | 460 | 0.03985 | 330 | 1.428 |  |  |  |  | 1486.6 | 0.81737 |  |  | 680 | 0.89215 | 600 | 0.4088 | 520 | 0.01213 | 480 | 0.02488 | 330 | 1.922 | 800 | 0.06786 | 740 | 0.184 | 520 | 0.0168 | 480 | 0.02435 | 310 | 1.336 | 700 | 0.063053 | 640 | 0.14737 | 460 | 0.01241 | 460 | 0.00582
500 | 0.0001125 | 540 | 0.003007 | 460 | 0.1223 |  |  | 600 | 0.03355 | 500 | 0.05044 | 360 | 2.367 | 1041 | 0.05468 | 900 | 0.1814 | 560 | 0.02121 | 500 | 0.05959 | 355 | 3.476 | 950 | 0.04796 | 800 | 0.2471 | 640 | 0.6037 | 560 | 0.01566 | 480 | 0.05309 | 355 | 1.432 | [8 empty] | 740 | 0.1566 | 620 | 0.4236 | 540 | 0.01271 | 480 | 0.03383 | 350 | 0.6702 | 1000 | 0.04208 | 500 | 0.01168 | 500 | 0.001081 | 415 | 0.665 | 1250 | 0.0399 | 540 | 0.01598 | 500 | 0.00398 | 460 | 0.04851 | 1450 | 0.04288 | 560 | 0.02168 | 500 | 0.01098 | 440 | 0.08793 |  |  | 560 | 0.03009 | 500 | 0.02524 | 360 | 1.972 | 950 | 0.05669 | 800 | 0.1951 | 560 | 0.01746 | 500 | 0.03784 | 355 | 3.122 | 900 | 0.04901 | 800 | 0.2298 | 660 | 0.4685 | 540 | 0.0148 | 480 | 0.0367 | 335 | 1.412 |  |  |  |  | 1500 | 0.813 |  |  | 700 | 0.89238 | 620 | 0.3862 | 540 | 0.01151 | 500 | 0.02418 | 335 | 1.859 | 850 | 0.06048 | 760 | 0.1706 | 540 | 0.01549 | 500 | 0.02195 | 315 | 1.289 | 720 | 0.05972 | 660 | 0.1348 | 480 | 0.0116 | 480 | 0.00522
520 | 9.944e-05 | 560 | 0.002649 | 480 | 0.1102 |  |  | 620 | 0.03136 | 520 | 0.0446 | 365 | 2.304 | 1050 | 0.05378 | 950 | 0.1554 | 580 | 0.01976 | 520 | 0.05358 | 360 | 3.394 | 1000 | 0.04404 | 850 | 0.2226 | 660 | 0.5548 | 580 | 0.0147 | 500 | 0.04933 | 360 | 1.416 | [8 empty] | 760 | 0.1506 | 640 | 0.4014 | 560 | 0.01192 | 500 | 0.03281 | 355 | 0.6485 | 1041 | 0.03759 | 520 | 0.01066 | 520 | 0.000946 | 420 | 0.6466 | 1253.6 | 0.03958 | 560 | 0.01452 | 520 | 0.003491 | 480 | 0.04352 | 1486.6 | 0.04005 | 580 | 0.02019 | 520 | 0.009667 | 460 | 0.07808 |  |  | 580 | 0.02797 | 520 | 0.02245 | 365 | 1.915 | 1000 | 0.05132 | 850 | 0.1642 | 580 | 0.01633 | 520 | 0.03429 | 360 | 3.045 | 950 | 0.04487 | 850 | 0.2068 | 680 | 0.4316 | 560 | 0.01391 | 500 | 0.0345 | 340 | 1.396 | [8 empty] | 720 | 0.89265 | 640 | 0.36503 | 560 | 0.01077 | 520 | 0.02235 | 340 | 1.799 | 900 | 0.05419 | 780 | 0.1585 | 560 | 0.01425 | 520 | 0.01991 | 320 | 1.243 | 740 | 0.056627 | 680 | 0.1235 | 500 | 0.01079 | 500 | 0.0047
540 | 8.856e-05 | 580 | 0.002314 | 500 | 0.09945 |  |  | 640 | 0.0293 | 540 | 0.03938 | 370 | 2.242 | 1100 | 0.04914 | 1000 | 0.134 | 600 | 0.01854 | 540 | 0.04948 | 365 | 3.316 | 1041 | 0.04117 | 900 | 0.2014 | 680 | 0.5109 | 600 | 0.01397 | 520 | 0.04556 | 365 | 1.4 | [8 empty] | 780 | 0.145 | 660 | 0.3802 | 580 | 0.01135 | 520 | 0.03194 | 360 | 0.6273 | 1050 | 0.03669 | 540 | 0.009527 | 540 | 0.0008305 | 425 | 0.6326 | 1300 | 0.03576 | 580 | 0.01323 | 540 | 0.003072 | 500 | 0.03902 | 1500 | 0.03907 | 600 | 0.01875 | 540 | 0.008554 | 480 | 0.06988 |  |  | 600 | 0.02591 | 540 | 0.01975 | 370 | 1.859 | 1041 | 0.04744 | 900 | 0.1394 | 600 | 0.01549 | 540 | 0.03123 | 365 | 2.97 | 1000 | 0.04126 | 900 | 0.1866 | 700 | 0.3983 | 580 | 0.01301 | 520 | 0.03298 | 345 | 1.38 | [8 empty] | 740 | 0.8926 | 660 | 0.34533 | 580 | 0.01004 | 540 | 0.02072 | 345 | 1.742 | 950 | 0.04882 | 800 | 0.1475 | 580 | 0.0133 | 540 | 0.01818 | 325 | 1.2 | 760 | 0.053743 | 700 | 0.1135 | 520 | 0.00992 | 520 | 0.00424
560 | 7.851e-05 | 600 | 0.00205 | 520 | 0.08968 |  |  | 660 | 0.02737 | 560 | 0.03504 | 375 | 2.183 | 1150 | 0.04502 | 1041 | 0.1193 | 620 | 0.01751 | 560 | 0.04611 | 370 | 3.239 | 1050 | 0.04058 | 950 | 0.1827 | 700 | 0.4712 | 620 | 0.01339 | 540 | 0.04319 | 370 | 1.383 | [8 empty] | 800 | 0.1395 | 680 | 0.3601 | 600 | 0.01087 | 540 | 0.02966 | 365 | 0.6067 | 1100 | 0.03218 | 560 | 0.008533 | 560 | 0.0007299 | 430 | 0.6208 | 1350 | 0.03217 | 600 | 0.01219 | 560 | 0.002716 | 520 | 0.03514 |  |  | 620 | 0.0173 | 560 | 0.007598 | 500 | 0.06316 |  |  | 620 | 0.02394 | 560 | 0.01736 | 375 | 1.806 | 1050 | 0.04665 | 950 | 0.1193 | 620 | 0.01477 | 560 | 0.02857 | 370 | 2.899 | 1041 | 0.03863 | 950 | 0.1688 | 720 | 0.3682 | 600 | 0.01222 | 540 | 0.03093 | 350 | 1.365 | [8 empty] | 760 | 0.89272 | 680 | 0.32703 | 600 | 0.009466 | 560 | 0.02023 | 350 | 1.686 | 1000 | 0.04417 | 850 | 0.1239 | 600 | 0.01265 | 560 | 0.01662 | 330 | 1.159 | 780 | 0.05106 | 720 | 0.10453 | 540 | 0.00917 | 540 | 0.00382
580 | 6.968e-05 | 620 | 0.001866 | 540 | 0.081 |  |  | 680 | 0.02558 | 580 | 0.03157 | 380 | 2.126 | 1200 | 0.04136 | 1050 | 0.1163 | 640 | 0.0166 | 580 | 0.04223 | 375 | 3.165 | 1100 | 0.03754 | 1000 | 0.1662 | 720 | 0.4355 | 640 | 0.01282 | 560 | 0.04156 | 375 | 1.366 | [8 empty] | 850 | 0.1269 | 700 | 0.341 | 620 | 0.01035 | 560 | 0.0273 | 370 | 0.587 | 1150 | 0.0284 | 580 | 0.007849 | 580 | 0.0006446 | 435 | 0.6097 | 1400 | 0.02904 | 620 | 0.01135 | 580 | 0.002412 | 540 | 0.5459 |  |  | 640 | 0.01589 | 580 | 0.006768 | 520 | 0.05734 |  |  | 640 | 0.02213 | 580 | 0.01549 | 380 | 1.754 | 1100 | 0.04258 | 1000 | 0.1028 | 640 | 0.01399 | 580 | 0.02621 | 375 | 2.829 | 1050 | 0.03809 | 1000 | 0.153 | 740 | 0.3407 | 620 | 0.01162 | 560 | 0.02866 | 355 | 1.349 | [8 empty] | 780 | 0.89248 | 700 | 0.31 | 620 | 0.009073 | 580 | 0.01963 | 355 | 1.634 | 1041 | 0.04081 | 900 | 0.1049 | 620 | 0.01207 | 580 | 0.01517 | 335 | 1.119 | 800 | 0.048557 | 740 | 0.09645 | 560 | 0.00863 | 560 | 0.00345
600 | 6.224e-05 | 640 | 0.00173 | 560 | 0.07363 |  |  | 700 | 0.02395 | 600 | 0.02866 | 385 | 2.071 | 1250 | 0.03811 | 1100 | 0.1016 | 660 | 0.0157 | 600 | 0.03808 | 380 | 3.093 | 1150 | 0.03487 | 1041 | 0.1541 | 740 | 0.4032 | 660 | 0.01217 | 580 | 0.03931 | 380 | 1.349 | [8 empty] | 900 | 0.1157 | 720 | 0.3232 | 640 | 0.009739 | 580 | 0.02634 | 375 | 0.568 | 1200 | 0.0252 | 600 | 0.007366 | 600 | 0.0005731 | 440 | 0.5987 | 1450 | 0.0263 | 640 | 0.01058 | 600 | 0.002149 | 545 | 0.5212 |  |  | 660 | 0.01464 | 600 | 0.006048 | 540 | 0.0521 |  |  | 660 | 0.02056 | 600 | 0.01406 | 385 | 1.704 | 1150 | 0.03902 | 1041 | 0.0914 | 660 | 0.01309 | 600 | 0.02404 | 380 | 2.76 | 1100 | 0.03527 | 1041 | 0.1414 | 760 | 0.3155 | 640 | 0.01115 | 580 | 0.0272 | 360 | 1.332 | [8 empty] | 800 | 0.89207 | 720 | 0.29403 | 640 | 0.008718 | 600 | 0.01813 | 360 | 1.583 | 1050 | 0.04012 | 950 | 0.08931 | 640 | 0.0114 | 600 | 0.01384 | 340 | 1.082 | 850 | 0.042987 | 760 | 0.08916 | 580 | 0.00814 | 580 | 0.00314
620 | 5.598e-05 | 660 | 0.001596 | 580 | 0.0675 |  |  | 720 | 0.02248 | 620 | 0.02597 | 390 | 2.017 | 1253.6 | 0.03789 | 1150 | 0.08927 | 680 | 0.0148 | 620 | 0.03467 | 385 | 3.021 | 1200 | 0.03249 | 1050 | 0.1516 | 760 | 0.374 | 680 | 0.01148 | 600 | 0.03652 | 385 | 1.332 | [8 empty] | 950 | 0.1059 | 740 | 0.3066 | 660 | 0.009143 | 600 | 0.02596 | 380 | 0.55 | 1250 | 0.02246 | 620 | 0.006858 | 620 | 0.000512 | 445 | 0.5875 | 1486.6 | 0.02451 | 660 | 0.009793 | 620 | 0.001919 | 550 | 0.5077 |  |  | 680 | 0.0136 | 620 | 0.005424 | 560 | 0.04745 |  |  | 680 | 0.01922 | 620 | 0.0128 | 390 | 1.656 | 1200 | 0.03586 | 1050 | 0.08911 | 680 | 0.01219 | 620 | 0.02207 | 385 | 2.694 | 1150 | 0.03273 | 1050 | 0.1391 | 780 | 0.2925 | 660 | 0.01068 | 600 | 0.02622 | 365 | 1.315 | [8 empty] | 850 | 0.89137 | 740 | 0.27907 | 660 | 0.008277 | 620 | 0.01687 | 365 | 1.535 | 1100 | 0.03654 | 1000 | 0.07654 | 660 | 0.01062 | 620 | 0.0127 | 345 | 1.045 | 900 | 0.03826 | 780 | 0.08256 | 600 | 0.00759 | 600 | 0.00287
640 | 5.052e-05 | 680 | 0.001443 | 600 | 0.06221 |  |  | 740 | 0.02118 | 640 | 0.02337 | 395 | 1.964 | 1300 | 0.03524 | 1200 | 0.0788 | 700 | 0.01393 | 640 | 0.03239 | 390 | 2.952 | 1250 | 0.03034 | 1100 | 0.1385 | 780 | 0.3475 | 700 | 0.01082 | 620 | 0.03431 | 390 | 1.316 | [8 empty] | 1000 | 0.09748 | 760 | 0.2912 | 680 | 0.008662 | 620 | 0.02465 | 385 | 0.5327 | 1253.6 | 0.02228 | 640 | 0.006241 | 640 | 0.0004586 | 450 | 0.5758 | 1500 | 0.0239 | 680 | 0.009009 | 640 | 0.001719 | 555 | 0.4985 |  |  | 700 | 0.01276 | 640 | 0.004878 | 580 | 0.04346 |  |  | 700 | 0.01809 | 640 | 0.01152 | 395 | 1.61 | 1250 | 0.03305 | 1100 | 0.07758 | 700 | 0.01143 | 640 | 0.02033 | 390 | 2.629 | 1200 | 0.03043 | 1100 | 0.1267 | 800 | 0.2715 | 680 | 0.01014 | 620 | 0.02482 | 370 | 1.299 | [8 empty] | 900 | 0.89025 | 760 | 0.2649 | 680 | 0.007768 | 640 | 0.01654 | 370 | 1.488 | 1150 | 0.03335 | 1041 | 0.06776 | 680 | 0.009875 | 640 | 0.01175 | 350 | 1.011 | 950 | 0.034233 | 800 | 0.07656 | 620 | 0.00703 | 620 | 0.00262
660 | 4.543e-05 | 700 | 0.001281 | 620 | 0.05733 |  |  | 760 | 0.02001 | 660 | 0.02099 | 400 | 1.913 | 1350 | 0.03268 | 1250 | 0.06983 | 720 | 0.01314 | 660 | 0.0306 | 395 | 2.885 | 1253.6 | 0.03019 | 1150 | 0.1268 | 800 | 0.3234 | 720 | 0.01027 | 640 | 0.03308 | 395 | 1.299 | [8 empty] | 1041 | 0.0914 | 780 | 0.2769 | 700 | 0.008312 | 640 | 0.02266 | 390 | 0.5164 | 1300 | 0.0201 | 660 | 0.005629 | 660 | 0.0004118 | 455 | 0.5637 |  |  | 700 | 0.008298 | 660 | 0.001547 | 560 | 0.4913 |  |  | 720 | 0.01204 | 660 | 0.004398 | 600 | 0.03997 |  |  | 720 | 0.01707 | 660 | 0.01026 | 400 | 1.564 | 1253.6 | 0.03285 | 1150 | 0.06785 | 720 | 0.01085 | 660 | 0.01884 | 395 | 2.566 | 1250 | 0.02834 | 1150 | 0.1158 | 850 | 0.2264 | 700 | 0.009561 | 640 | 0.02312 | 375 | 1.282 | [8 empty] | 950 | 0.88907 | 780 | 0.25163 | 700 | 0.007305 | 660 | 0.0162 | 375 | 1.444 | 1200 | 0.03051 | 1050 | 0.06601 | 700 | 0.009303 | 660 | 0.01089 | 355 | 0.9773 | 1000 | 0.03079 | 850 | 0.0638 | 640 | 0.0066 | 640 | 0.00239
680 | 4.086e-05 | 720 | 0.001138 | 640 | 0.05267 |  |  | 780 | 0.01894 | 680 | 0.01898 | 405 | 1.863 | 1400 | 0.03039 | 1253.6 | 0.06924 | 740 | 0.01247 | 680 | 0.02853 | 400 | 2.819 | 1300 | 0.02838 | 1200 | 0.1163 | 850 | 0.2719 | 740 | 0.00985 | 660 | 0.03197 | 400 | 1.282 | [8 empty] | 1050 | 0.09014 | 800 | 0.2637 | 720 | 0.008017 | 660 | 0.02137 | 395 | 0.5007 | 1350 | 0.01805 | 680 | 0.005173 | 680 | 0.0003713 | 460 | 0.5512 |  |  | 720 | 0.007717 | 680 | 0.001398 | 565 | 0.4849 |  |  | 740 | 0.01137 | 680 | 0.003974 | 620 | 0.03674 |  |  | 740 | 0.01611 | 680 | 0.009192 | 405 | 1.521 | 1300 | 0.03051 | 1200 | 0.0596 | 740 | 0.01044 | 680 | 0.01752 | 400 | 2.506 | 1253.6 | 0.0282 | 1200 | 0.1063 | 900 | 0.1906 | 720 | 0.009026 | 660 | 0.02187 | 380 | 1.265 | [8 empty] | 1000 | 0.88721 | 800 | 0.23903 | 720 | 0.006969 | 680 | 0.0151 | 380 | 1.4 | 1250 | 0.02799 | 1100 | 0.05732 | 720 | 0.008914 | 680 | 0.01006 | 360 | 0.9456 | 1041 | 0.02832 | 900 | 0.05362 | 660 | 0.00628 | 660 | 0.00218
700 | 3.713e-05 | 740 | 0.001034 | 660 | 0.04836 |  |  | 800 | 0.01792 | 700 | 0.01736 | 410 | 1.815 | 1450 | 0.02832 | 1300 | 0.06209 | 760 | 0.01191 | 700 | 0.02608 | 405 | 2.755 | 1350 | 0.02659 | 1250 | 0.1069 | 900 | 0.23 | 760 | 0.009521 | 680 | 0.03021 | 405 | 1.266 | [8 empty] | 1100 | 0.08358 | 850 | 0.2341 | 740 | 0.007684 | 680 | 0.02106 | 400 | 0.4859 | 1400 | 0.01626 | 700 | 0.004887 | 700 | 0.000336 | 465 | 0.5384 |  |  | 740 | 0.007261 | 700 | 0.001266 | 570 | 0.4787 |  |  | 760 | 0.01068 | 700 | 0.003601 | 640 | 0.03365 |  |  | 760 | 0.01515 | 700 | 0.008385 | 410 | 1.48 | 1350 | 0.02822 | 1250 | 0.05261 | 760 | 0.01007 | 700 | 0.01628 | 405 | 2.447 | 1300 | 0.02644 | 1250 | 0.09778 | 950 | 0.1621 | 740 | 0.008606 | 680 | 0.02112 | 385 | 1.248 | [8 empty] | 1041 | 0.88588 | 850 | 0.21067 | 740 | 0.006732 | 700 | 0.01395 | 385 | 1.36 | 1253.6 | 0.02782 | 1150 | 0.05013 | 740 | 0.008598 | 700 | 0.009252 | 365 | 0.9152 | 1050 | 0.027813 | 950 | 0.04543 | 680 | 0.00596 | 680 | 0.00201
720 | 3.406e-05 | 760 | 0.0009666 | 680 | 0.04456 |  |  | 850 | 0.01556 | 720 | 0.01601 | 415 | 1.768 | 1486.6 | 0.02692 | 1350 | 0.05536 | 780 | 0.01142 | 720 | 0.02384 | 410 | 2.692 | 1400 | 0.02495 | 1253.6 | 0.1063 | 950 | 0.1955 | 780 | 0.009202 | 700 | 0.02812 | 410 | 1.25 | [8 empty] | 1150 | 0.07758 | 900 | 0.2082 | 760 | 0.007286 | 700 | 0.02066 | 405 | 0.4717 | 1450 | 0.01469 | 720 | 0.004661 | 720 | 0.0003045 | 470 | 0.5255 |  |  | 760 | 0.006868 | 720 | 0.00115 | 575 | 0.4725 |  |  | 780 | 0.009961 | 720 | 0.003272 | 660 | 0.03082 |  |  | 780 | 0.0142 | 720 | 0.00776 | 415 | 1.44 | 1400 | 0.02614 | 1253.6 | 0.05215 | 780 | 0.009642 | 720 | 0.0151 | 410 | 2.39 | 1350 | 0.02472 | 1253.6 | 0.0972 | 1000 | 0.139 | 760 | 0.008297 | 700 | 0.02022 | 390 | 1.231 | [8 empty] | 1050 | 0.88559 | 900 | 0.18653 | 760 | 0.006498 | 720 | 0.01353 | 390 | 1.32 | 1300 | 0.02576 | 1200 | 0.04411 | 760 | 0.008229 | 720 | 0.008536 | 370 | 0.8862 | 1100 | 0.025213 | 1000 | 0.0388 | 700 | 0.00558 | 700 | 0.00186
740 | 3.126e-05 | 780 | 0.0009169 | 700 | 0.04131 |  |  | 900 | 0.01353 | 740 | 0.01477 | 420 | 1.722 | 1500 | 0.02643 | 1400 | 0.04952 | 800 | 0.01093 | 740 | 0.02225 | 415 | 2.631 | 1450 | 0.02344 | 1300 | 0.09857 | 1000 | 0.167 | 800 | 0.008835 | 720 | 0.02652 | 415 | 1.234 | [8 empty] | 1200 | 0.07204 | 950 | 0.185 | 780 | 0.006877 | 720 | 0.01941 | 410 | 0.4581 | 1486.6 | 0.01367 | 740 | 0.00437 | 740 | 0.0002762 | 475 | 0.5126 |  |  | 780 | 0.006473 | 740 | 0.001047 | 580 | 0.4661 |  |  | 800 | 0.009259 | 740 | 0.002982 | 680 | 0.02841 |  |  | 800 | 0.01327 | 740 | 0.007169 | 420 | 1.401 | 1450 | 0.02426 | 1300 | 0.04667 | 800 | 0.009128 | 740 | 0.01401 | 415 | 2.336 | 1400 | 0.02317 | 1300 | 0.09017 | 1041 | 0.123 | 780 | 0.008036 | 720 | 0.01893 | 395 | 1.215 | [8 empty] | 1100 | 0.88352 | 950 | 0.16603 | 780 | 0.006201 | 740 | 0.01343 | 395 | 1.283 | 1350 | 0.02378 | 1250 | 0.039 | 780 | 0.007762 | 740 | 0.007936 | 375 | 0.8585 | 1150 | 0.022917 | 1041 | 0.03428 | 720 | 0.00521 | 720 | 0.00171
760 | 2.87e-05 | 800 | 0.000863 | 720 | 0.03849 |  |  | 950 | 0.01196 | 760 | 0.01354 | 425 | 1.679 |  |  | 1450 | 0.04443 | 850 | 0.009635 | 760 | 0.02119 | 420 | 2.571 | 1486.6 | 0.0224 | 1350 | 0.09118 | 1041 | 0.1475 | 850 | 0.007779 | 740 | 0.02566 | 420 | 1.219 | [8 empty] | 1250 | 0.06691 | 1000 | 0.1649 | 800 | 0.006532 | 740 | 0.01788 | 415 | 0.4452 | 1500 | 0.01332 | 760 | 0.003999 | 760 | 0.000251 | 480 | 0.4998 |  |  | 800 | 0.006047 | 760 | 0.000956 | 585 | 0.4592 |  |  | 850 | 0.007878 | 760 | 0.002724 | 690 | 0.4377 |  |  | 850 | 0.01133 | 760 | 0.006535 | 425 | 1.363 | 1486.6 | 0.02299 | 1350 | 0.04161 | 850 | 0.007847 | 760 | 0.01305 | 420 | 2.283 | 1450 | 0.02177 | 1350 | 0.08329 | 1050 | 0.1198 | 800 | 0.007746 | 740 | 0.01779 | 400 | 1.198 | [8 empty] | 1150 | 0.88163 | 1000 | 0.14837 | 800 | 0.005864 | 760 | 0.01283 | 400 | 1.246 | 1400 | 0.02203 | 1253.6 | 0.03866 | 800 | 0.007257 | 760 | 0.007416 | 380 | 0.8319 | 1200 | 0.020893 | 1050 | 0.03338 | 740 | 0.00492 | 740 | 0.00158
780 | 2.639e-05 | 850 | 0.0006757 | 740 | 0.03595 |  |  | 1000 | 0.01068 | 780 | 0.01232 | 430 | 1.636 |  |  | 1486.6 | 0.04113 | 900 | 0.008557 | 780 | 0.02015 | 425 | 2.513 | 1500 | 0.02204 | 1400 | 0.08455 | 1050 | 0.1436 | 900 | 0.007049 | 760 | 0.02496 | 425 | 1.203 | [8 empty] | 1253.6 | 0.06656 | 1041 | 0.1506 | 850 | 0.006038 | 760 | 0.01704 | 420 | 0.4327 |  |  | 780 | 0.003634 | 780 | 0.000229 | 485 | 0.4873 |  |  | 850 | 0.005056 | 780 | 0.0008745 | 590 | 0.452 |  |  | 900 | 0.007011 | 780 | 0.002494 | 695 | 0.4138 |  |  | 900 | 0.01002 | 780 | 0.005893 | 430 | 1.327 | 1500 | 0.02255 | 1400 | 0.03726 | 900 | 0.007159 | 780 | 0.0122 | 425 | 2.231 | 1486.6 | 0.02083 | 1400 | 0.07704 | 1100 | 0.1035 | 850 | 0.006832 | 760 | 0.01714 | 405 | 1.182 | [8 empty] | 1200 | 0.87972 | 1041 | 0.13557 | 850 | 0.005273 | 780 | 0.01184 | 405 | 1.211 | 1450 | 0.02046 | 1300 | 0.0346 | 850 | 0.006389 | 780 | 0.00693 | 385 | 0.8066 | 1250 | 0.019107 | 1100 | 0.02891 | 760 | 0.00471 | 760 | 0.00146
800 | 2.424e-05 | 900 | 0.0005483 | 760 | 0.03355 |  |  | 1041 | 0.009714 | 800 | 0.01122 | 435 | 1.594 |  |  | 1500 | 0.04 | 950 | 0.007801 | 800 | 0.0188 | 430 | 2.457 |  |  | 1450 | 0.07855 | 1100 | 0.1244 | 950 | 0.006557 | 780 | 0.02383 | 430 | 1.188 | [8 empty] | 1300 | 0.06223 | 1050 | 0.1478 | 900 | 0.00548 | 780 | 0.01691 | 425 | 0.4207 |  |  | 800 | 0.003366 | 800 | 0.0002099 | 490 | 0.4751 |  |  | 900 | 0.004452 | 800 | 0.0008011 | 595 | 0.4445 |  |  | 950 | 0.006126 | 800 | 0.002287 | 700 | 0.4043 |  |  | 950 | 0.008913 | 800 | 0.005334 | 435 | 1.292 |  |  | 1450 | 0.03349 | 950 | 0.006529 | 800 | 0.01144 | 430 | 2.182 | 1500 | 0.02051 | 1450 | 0.07135 | 1150 | 0.08971 | 900 | 0.006171 | 780 | 0.01668 | 410 | 1.166 | [8 empty] | 1250 | 0.87774 | 1050 | 0.13287 | 900 | 0.004911 | 800 | 0.01121 | 410 | 1.177 | 1486.6 | 0.01941 | 1350 | 0.03078 | 900 | 0.005881 | 800 | 0.006455 | 390 | 0.7824 | 1253.6 | 0.018987 | 1150 | 0.02517 | 780 | 0.00451 | 780 | 0.00135
850 | 1.969e-05 | 950 | 0.0004977 | 780 | 0.03126 |  |  | 1050 | 0.009506 | 850 | 0.009263 | 440 | 1.554 |  |  |  |  | 1000 | 0.007017 | 850 | 0.01538 | 435 | 2.402 |  |  | 1486.6 | 0.07449 | 1150 | 0.1087 | 1000 | 0.005898 | 800 | 0.02234 | 435 | 1.173 | [8 empty] | 1350 | 0.05803 | 1100 | 0.1334 | 950 | 0.004878 | 800 | 0.01668 | 430 | 0.4091 |  |  | 850 | 0.003042 | 850 | 0.0001706 | 495 | 0.4631 |  |  | 950 | 0.003894 | 850 | 0.000648 | 600 | 0.4367 |  |  | 1000 | 0.005227 | 850 | 0.001857 | 705 | 0.3987 |  |  | 1000 | 0.007748 | 850 | 0.004472 | 440 | 1.258 |  |  | 1486.6 | 0.03103 | 1000 | 0.005677 | 850 | 0.009695 | 435 | 2.134 |  |  | 1486.6 | 0.06751 | 1200 | 0.0781 | 950 | 0.005738 | 800 | 0.01593 | 415 | 1.151 | [8 empty] | 1253.6 | 0.87758 | 1100 | 0.11927 | 950 | 0.004326 | 850 | 0.01082 | 415 | 1.145 | 1500 | 0.01904 | 1400 | 0.02745 | 950 | 0.005089 | 850 | 0.005405 | 395 | 0.7591 | 1300 | 0.017523 | 1200 | 0.02201 | 800 | 0.00427 | 800 | 0.00126
900 | 1.59e-05 | 1000 | 0.0004038 | 800 | 0.02914 |  |  | 1100 | 0.008426 | 900 | 0.007792 | 445 | 1.515 |  |  |  |  | 1041 | 0.006386 | 900 | 0.01382 | 440 | 2.349 |  |  | 1500 | 0.07307 | 1200 | 0.09539 | 1041 | 0.005417 | 850 | 0.02002 | 440 | 1.157 | [8 empty] | 1400 | 0.05431 | 1150 | 0.1208 | 1000 | 0.004567 | 850 | 0.01419 | 435 | 0.398 |  |  | 900 | 0.002535 | 900 | 0.0001398 | 500 | 0.4516 |  |  | 1000 | 0.003334 | 900 | 0.0005329 | 605 | 0.4288 |  |  | 1041 | 0.004727 | 900 | 0.001522 | 710 | 0.3947 |  |  | 1041 | 0.006911 | 900 | 0.003687 | 445 | 1.226 |  |  | 1500 | 0.03019 | 1041 | 0.005217 | 900 | 0.00825 | 440 | 2.087 |  |  | 1500 | 0.06616 | 1250 | 0.06849 | 1000 | 0.005145 | 850 | 0.01383 | 420 | 1.135 | [8 empty] | 1300 | 0.8758 | 1150 | 0.1073 | 1000 | 0.004006 | 900 | 0.00931 | 420 | 1.113 |  |  | 1450 | 0.02454 | 1000 | 0.004588 | 900 | 0.004624 | 400 | 0.7368 | 1350 | 0.01612 | 1250 | 0.01932 | 850 | 0.00369 | 850 | 0.00106
950 | 1.336e-05 | 1041 | 0.0003331 | 850 | 0.02482 |  |  | 1150 | 0.007548 | 950 | 0.006333 | 450 | 1.478 |  |  |  |  | 1050 | 0.006267 | 950 | 0.01151 | 445 | 2.298 |  |  |  |  | 1250 | 0.08399 | 1050 | 0.00534 | 900 | 0.01807 | 445 | 1.142 | [8 empty] | 1450 | 0.05102 | 1200 | 0.1094 | 1041 | 0.004249 | 900 | 0.01381 | 440 | 0.3871 |  |  | 950 | 0.002183 | 950 | 0.0001142 | 505 | 0.4405 |  |  | 1041 | 0.003047 | 950 | 0.0004439 | 610 | 0.4206 |  |  | 1050 | 0.004647 | 950 | 0.001262 | 715 | 0.3913 |  |  | 1050 | 0.006757 | 950 | 0.002968 | 450 | 1.195 |  |  |  |  | 1050 | 0.005156 | 950 | 0.007119 | 445 | 2.042 |  |  |  |  | 1253.6 | 0.06786 | 1041 | 0.004754 | 900 | 0.01265 | 425 | 1.12 | [8 empty] | 1350 | 0.87389 | 1200 | 0.09693 | 1041 | 0.003791 | 950 | 0.009 | 425 | 1.083 |  |  | 1486.6 | 0.02265 | 1041 | 0.004367 | 950 | 0.003967 | 405 | 0.7154 | 1400 | 0.014877 | 1253.6 | 0.01915 | 900 | 0.00336 | 900 | 0.00089
1000 | 1.159e-05 | 1050 | 0.0003241 | 860 | 0.02407 |  |  | 1200 | 0.006863 | 1000 | 0.005388 | 455 | 1.442 |  |  |  |  | 1100 | 0.005759 | 1000 | 0.01002 | 450 | 2.249 |  |  |  |  | 1253.6 | 0.08323 | 1100 | 0.005025 | 950 | 0.01589 | 460 | 1.096 | [8 empty] | 1486.6 | 0.04883 | 1250 | 0.09897 | 1050 | 0.004165 | 950 | 0.01194 | 445 | 0.3767 |  |  | 1000 | 0.001997 | 1000 | 9.401e-05 | 510 | 0.4298 |  |  | 1050 | 0.002997 | 1000 | 0.0003712 | 615 | 0.4124 |  |  | 1100 | 0.00426 | 1000 | 0.001061 | 720 | 0.3881 |  |  | 1100 | 0.006096 | 1000 | 0.002603 | 455 | 1.165 |  |  |  |  | 1100 | 0.004858 | 1000 | 0.00615 | 450 | 1.998 |  |  |  |  | 1300 | 0.06052 | 1050 | 0.004694 | 950 | 0.01112 | 430 | 1.104 | [8 empty] | 1400 | 0.8718 | 1250 | 0.08796 | 1050 | 0.003724 | 1000 | 0.00771 | 430 | 1.053 |  |  | 1500 | 0.02201 | 1050 | 0.004298 | 1000 | 0.003412 | 410 | 0.6947 | 1450 | 0.013763 | 1300 | 0.01704 | 950 | 0.00291 | 950 | 0.00076
1041 | 1.028e-05 | 1100 | 0.0003035 | 865 | 0.3358 |  |  | 1250 | 0.006254 | 1041 | 0.004801 | 460 | 1.407 |  |  |  |  | 1150 | 0.005323 | 1041 | 0.009336 | 455 | 2.201 |  |  |  |  | 1300 | 0.07406 | 1150 | 0.004656 | 1000 | 0.01508 | 480 | 1.038 | [8 empty] | 1500 | 0.04807 | 1253.6 | 0.09826 | 1100 | 0.003775 | 1000 | 0.01129 | 450 | 0.3666 |  |  | 1041 | 0.001699 | 1041 | 8.152e-05 | 515 | 0.4196 |  |  | 1100 | 0.002679 | 1041 | 0.0003203 | 620 | 0.4043 |  |  | 1150 | 0.003774 | 1041 | 0.0009263 | 725 | 0.3847 |  |  | 1150 | 0.005574 | 1041 | 0.002247 | 460 | 1.136 |  |  |  |  | 1150 | 0.004353 | 1041 | 0.005475 | 455 | 1.955 |  |  |  |  | 1350 | 0.05378 | 1100 | 0.004409 | 1000 | 0.01045 | 440 | 1.073 | [8 empty] | 1450 | 0.86953 | 1253.6 | 0.08736 | 1100 | 0.003347 | 1041 | 0.00769 | 435 | 1.025 |  |  |  |  | 1100 | 0.003775 | 1041 | 0.003047 | 415 | 0.6748 | 1486.6 | 0.01302 | 1350 | 0.0151 | 1000 | 0.00267 | 1000 | 0.00065
1050 | 9.986e-06 | 1150 | 0.0002681 | 870 | 0.3286 |  |  | 1253.6 | 0.006211 | 1050 | 0.00466 | 465 | 1.372 |  |  |  |  | 1200 | 0.004816 | 1050 | 0.009094 | 460 | 2.154 |  |  |  |  | 1350 | 0.06541 | 1200 | 0.004219 | 1041 | 0.0134 | 500 | 0.984 | [10 empty] | 1300 | 0.08964 | 1150 | 0.003593 | 1041 | 0.01067 | 455 | 0.3569 |  |  | 1050 | 0.00164 | 1050 | 7.918e-05 | 520 | 0.4097 |  |  | 1150 | 0.002308 | 1050 | 0.0003102 | 625 | 0.3962 |  |  | 1200 | 0.003272 | 1050 | 0.0008996 | 730 | 0.3812 |  |  | 1200 | 0.004988 | 1050 | 0.00216 | 465 | 1.107 |  |  |  |  | 1200 | 0.003862 | 1050 | 0.005342 | 460 | 1.913 |  |  |  |  | 1400 | 0.04789 | 1150 | 0.004027 | 1041 | 0.009239 | 460 | 1.014 | [8 empty] | 1486.6 | 0.86794 | 1300 | 0.08004 | 1150 | 0.00317 | 1050 | 0.0076 | 440 | 0.998 |  |  |  |  | 1150 | 0.003405 | 1050 | 0.002975 | 420 | 0.6556 | 1500 | 0.01276 | 1400 | 0.01344 | 1041 | 0.00245 | 1041 | 0.00058
1100 | 8.422e-06 | 1200 | 0.0002116 | 875 | 0.3252 |  |  | 1300 | 0.005653 | 1100 | 0.003862 | 470 | 1.34 |  |  |  |  | 1250 | 0.004385 | 1100 | 0.007521 | 465 | 2.109 |  |  |  |  | 1400 | 0.05795 | 1250 | 0.003941 | 1050 | 0.01305 | 520 | 0.9332 | [10 empty] | 1350 | 0.08158 | 1200 | 0.003307 | 1050 | 0.01034 | 460 | 0.3475 |  |  | 1100 | 0.001492 | 1100 | 6.772e-05 | 525 | 0.4001 |  |  | 1200 | 0.002082 | 1100 | 0.000261 | 630 | 0.3882 |  |  | 1250 | 0.002958 | 1100 | 0.0007659 | 735 | 0.3774 |  |  | 1250 | 0.004396 | 1100 | 0.001799 | 470 | 1.08 |  |  |  |  | 1250 | 0.003643 | 1100 | 0.004691 | 465 | 1.873 |  |  |  |  | 1450 | 0.04267 | 1200 | 0.003692 | 1050 | 0.00904 | 480 | 0.9598 | [8 empty] | 1500 | 0.86739 | 1350 | 0.07293 | 1200 | 0.002928 | 1100 | 0.00653 | 445 | 0.9717 |  |  |  |  | 1200 | 0.003246 | 1100 | 0.002603 | 425 | 0.6371 |  |  | 1450 | 0.01202 | 1050 | 0.00239 | 1050 | 0.00056
1150 | 6.941e-06 | 1250 | 0.0001896 | 880 | 0.323 |  |  | 1350 | 0.005097 | 1150 | 0.003321 | 475 | 1.308 |  |  |  |  | 1253.6 | 0.004361 | 1150 | 0.006887 | 470 | 2.065 |  |  |  |  | 1450 | 0.05159 | 1253.6 | 0.003928 | 1100 | 0.01218 | 540 | 0.884 | [10 empty] | 1400 | 0.07474 | 1250 | 0.002961 | 1100 | 0.009253 | 465 | 0.3384 |  |  | 1150 | 0.001394 | 1150 | 5.678e-05 | 530 | 0.391 |  |  | 1250 | 0.001935 | 1150 | 0.0002235 | 635 | 0.3804 |  |  | 1253.6 | 0.002943 | 1150 | 0.0006535 | 740 | 0.3732 |  |  | 1253.6 | 0.004358 | 1150 | 0.001633 | 475 | 1.054 |  |  |  |  | 1253.6 | 0.003633 | 1150 | 0.004133 | 470 | 1.833 |  |  |  |  | 1486.6 | 0.03921 | 1250 | 0.003504 | 1100 | 0.008516 | 500 | 0.9096 | [10 empty] | 1400 | 0.06651 | 1250 | 0.002613 | 1150 | 0.0065 | 450 | 0.9463 |  |  |  |  | 1250 | 0.002919 | 1150 | 0.002277 | 430 | 0.6193 |  |  | 1486.6 | 0.0111 | 1100 | 0.00213 | 1100 | 0.00049
1200 | 6.027e-06 | 1253.6 | 0.0001893 | 885 | 0.3213 |  |  | 1400 | 0.004646 | 1200 | 0.002978 | 480 | 1.276 |  |  |  |  | 1300 | 0.004101 | 1200 | 0.006245 | 475 | 2.022 |  |  |  |  | 1486.6 | 0.04756 | 1300 | 0.003757 | 1150 | 0.01118 | 560 | 0.8381 | [10 empty] | 1450 | 0.06879 | 1253.6 | 0.002943 | 1150 | 0.009161 | 470 | 0.3296 |  |  | 1200 | 0.001142 | 1200 | 4.671e-05 | 535 | 0.3822 |  |  | 1253.6 | 0.001921 | 1200 | 0.000194 | 640 | 0.3729 |  |  | 1300 | 0.002772 | 1200 | 0.0005616 | 745 | 0.3688 |  |  | 1300 | 0.003957 | 1200 | 0.001378 | 480 | 1.028 |  |  |  |  | 1300 | 0.003442 | 1200 | 0.003651 | 475 | 1.795 |  |  |  |  | 1500 | 0.03801 | 1253.6 | 0.00349 | 1150 | 0.007623 | 520 | 0.8617 | [10 empty] | 1450 | 0.06075 | 1253.6 | 0.002598 | 1200 | 0.0056 | 455 | 0.9218 |  |  |  |  | 1253.6 | 0.00289 | 1200 | 0.002006 | 435 | 0.6021 |  |  | 1500 | 0.01078 | 1150 | 0.00199 | 1150 | 0.00043
1250 | 5.544e-06 | 1300 | 0.0001854 | 890 | 0.3196 |  |  | 1450 | 0.004294 | 1250 | 0.002547 | 485 | 1.246 |  |  |  |  | 1350 | 0.00382 | 1250 | 0.005207 | 480 | 1.981 |  |  |  |  | 1500 | 0.0462 | 1350 | 0.003479 | 1200 | 0.01005 | 580 | 0.7963 | [10 empty] | 1486.6 | 0.06479 | 1300 | 0.002819 | 1200 | 0.007784 | 475 | 0.321 |  |  | 1250 | 0.00103 | 1250 | 3.996e-05 | 540 | 0.3738 |  |  | 1300 | 0.001706 | 1250 | 0.0001674 | 645 | 0.3654 |  |  | 1350 | 0.002524 | 1250 | 0.0004888 | 750 | 0.3641 |  |  | 1350 | 0.003674 | 1250 | 0.001148 | 485 | 1.004 |  |  |  |  | 1350 | 0.003077 | 1250 | 0.003245 | 480 | 1.758 | [6 empty] | 1300 | 0.00326 | 1200 | 0.007162 | 540 | 0.8165 | [10 empty] | 1486.6 | 0.05697 | 1300 | 0.002508 | 1250 | 0.0054 | 460 | 0.8981 |  |  |  |  | 1300 | 0.002586 | 1250 | 0.001779 | 440 | 0.5855 |  |  |  |  | 1200 | 0.00175 | 1200 | 0.00037
1253.6 | 5.522e-06 | 1350 | 0.0001565 | 895 | 0.3177 |  |  | 1486.6 | 0.004062 | 1253.6 | 0.002514 | 490 | 1.217 |  |  |  |  | 1400 | 0.003486 | 1253.6 | 0.005158 | 485 | 1.94 | [6 empty] | 1400 | 0.003182 | 1250 | 0.009598 | 600 | 0.7579 | [10 empty] | 1500 | 0.06337 | 1350 | 0.002713 | 1250 | 0.007642 | 480 | 0.3128 |  |  | 1253.6 | 0.001028 | 1253.6 | 3.961e-05 | 545 | 0.3656 |  |  | 1350 | 0.001493 | 1253.6 | 0.0001655 | 650 | 0.3582 |  |  | 1400 | 0.002218 | 1253.6 | 0.0004842 | 755 | 0.3591 |  |  | 1400 | 0.003412 | 1253.6 | 0.001139 | 490 | 0.9797 |  |  |  |  | 1400 | 0.002776 | 1253.6 | 0.003219 | 485 | 1.721 | [6 empty] | 1350 | 0.002974 | 1250 | 0.00643 | 560 | 0.7746 | [10 empty] | 1500 | 0.05568 | 1350 | 0.002413 | 1253.6 | 0.00541 | 465 | 0.8753 |  |  |  |  | 1350 | 0.002473 | 1253.6 | 0.001764 | 445 | 0.5697 |  |  |  |  | 1250 | 0.00162 | 1250 | 0.00033
1300 | 5.165e-06 | 1400 | 0.0001245 | 900 | 0.3158 |  |  | 1500 | 0.003978 | 1300 | 0.002161 | 495 | 1.188 |  |  |  |  | 1450 | 0.00321 | 1300 | 0.004878 | 490 | 1.901 | [6 empty] | 1450 | 0.003017 | 1253.6 | 0.009539 | 620 | 0.7207 | [12 empty] | 1400 | 0.00248 | 1253.6 | 0.007647 | 485 | 0.3048 |  |  | 1300 | 0.000991 | 1300 | 3.636e-05 | 550 | 0.3576 |  |  | 1400 | 0.001389 | 1300 | 0.0001422 | 655 | 0.3512 |  |  | 1450 | 0.001992 | 1300 | 0.0004296 | 760 | 0.354 |  |  | 1450 | 0.00309 | 1300 | 0.001059 | 495 | 0.9564 |  |  |  |  | 1450 | 0.002668 | 1300 | 0.002899 | 490 | 1.686 | [6 empty] | 1400 | 0.002815 | 1253.6 | 0.006361 | 580 | 0.7348 | [12 empty] | 1400 | 0.002185 | 1300 | 0.005 | 470 | 0.8533 |  |  |  |  | 1400 | 0.002337 | 1300 | 0.001579 | 450 | 0.5544 |  |  |  |  | 1253.6 | 0.00162 | 1253.6 | 0.00033
1350 | 4.455e-06 | 1450 | 0.0001181 | 905 | 0.3136 |  |  |  |  | 1350 | 0.001956 | 500 | 1.161 |  |  |  |  | 1486.6 | 0.00308 | 1350 | 0.004484 | 495 | 1.863 | [6 empty] | 1486.6 | 0.002941 | 1300 | 0.008448 | 640 | 0.6844 | [12 empty] | 1450 | 0.00229 | 1300 | 0.007024 | 490 | 0.2971 |  |  | 1350 | 0.0008445 | 1350 | 3.219e-05 | 555 | 0.35 |  |  | 1450 | 0.001295 | 1350 | 0.0001219 | 660 | 0.3444 |  |  | 1486.6 | 0.001902 | 1350 | 0.0003771 | 765 | 0.3487 |  |  | 1486.6 | 0.002846 | 1350 | 0.0009311 | 500 | 0.9339 |  |  |  |  | 1486.6 | 0.002598 | 1350 | 0.002596 | 495 | 1.652 | [6 empty] | 1450 | 0.002702 | 1300 | 0.005841 | 600 | 0.6962 | [12 empty] | 1450 | 0.002034 | 1350 | 0.00459 | 475 | 0.8321 |  |  |  |  | 1450 | 0.002072 | 1350 | 0.001407 | 460 | 0.5256 |  |  |  |  | 1300 | 0.00151 | 1300 | 0.00029
1400 | 3.487e-06 | 1486.6 | 0.0001197 | 910 | 0.3111 |  |  |  |  | 1400 | 0.001758 | 505 | 1.134 |  |  |  |  | 1500 | 0.00304 | 1400 | 0.003759 | 500 | 1.825 | [6 empty] | 1500 | 0.002906 | 1350 | 0.00786 | 660 | 0.6508 | [12 empty] | 1486.6 | 0.00222 | 1350 | 0.006334 | 495 | 0.2896 |  |  | 1400 | 0.0007515 | 1400 | 2.551e-05 | 560 | 0.3426 |  |  | 1486.6 | 0.001192 | 1400 | 0.0001084 | 665 | 0.3379 |  |  | 1500 | 0.001877 | 1400 | 0.0003281 | 770 | 0.3433 |  |  | 1500 | 0.002763 | 1400 | 0.0007757 | 505 | 0.9121 |  |  |  |  | 1500 | 0.002555 | 1400 | 0.00233 | 500 | 1.618 | [6 empty] | 1486.6 | 0.002559 | 1350 | 0.005631 | 620 | 0.66 | [12 empty] | 1486.6 | 0.001977 | 1400 | 0.0046 | 480 | 0.8115 |  |  |  |  | 1486.6 | 0.001935 | 1400 | 0.001262 | 480 | 0.4743 |  |  |  |  | 1350 | 0.00134 | 1350 | 0.00026
1450 | 2.849e-06 | 1500 | 0.0001184 | 915 | 0.3083 |  |  |  |  | 1450 | 0.001502 | 510 | 1.108 | [6 empty] | 1450 | 0.003523 | 505 | 1.789 | [8 empty] | 1400 | 0.007607 | 680 | 0.6199 | [12 empty] | 1500 | 0.002196 | 1400 | 0.006499 | 500 | 0.2824 |  |  | 1450 | 0.0007281 | 1450 | 2.222e-05 | 565 | 0.3354 |  |  | 1500 | 0.001153 | 1450 | 9.887e-05 | 670 | 0.3317 |  |  |  |  | 1450 | 0.0002853 | 775 | 0.3378 |  |  |  |  | 1450 | 0.0007144 | 510 | 0.8909 | [6 empty] | 1450 | 0.002101 | 505 | 1.586 | [6 empty] | 1500 | 0.002497 | 1400 | 0.004977 | 640 | 0.6269 | [12 empty] | 1500 | 0.001951 | 1450 | 0.00388 | 485 | 0.7917 |  |  |  |  | 1500 | 0.001909 | 1450 | 0.001137 | 500 | 0.4294 |  |  |  |  | 1400 | 0.00127 | 1400 | 0.00023
1486.6 | 2.755e-06 |  |  | 920 | 0.3054 |  |  |  |  | 1486.6 | 0.00136 | 515 | 1.083 | [6 empty] | 1486.6 | 0.003435 | 510 | 1.753 | [8 empty] | 1450 | 0.006683 | 695 | 0.5979 | [14 empty] | 1450 | 0.0056 | 505 | 0.2753 |  |  | 1486.6 | 0.000665 | 1486.6 | 2.149e-05 | 570 | 0.3285 |  |  |  |  | 1486.6 | 9.072e-05 | 675 | 0.3255 |  |  |  |  | 1486.6 | 0.0002602 | 780 | 0.3324 |  |  |  |  | 1486.6 | 0.0006817 | 515 | 0.8704 | [6 empty] | 1486.6 | 0.001952 | 510 | 1.554 | [8 empty] | 1450 | 0.004744 | 645 | 0.619 | [14 empty] | 1486.6 | 0.00381 | 490 | 0.7726 | [6 empty] | 1486.6 | 0.001053 | 520 | 0.3895 |  |  |  |  | 1450 | 0.00118 | 1450 | 0.00021
1500 | 2.78e-06 |  |  | 925 | 0.3023 |  |  |  |  | 1500 | 0.001325 | 520 | 1.059 | [6 empty] | 1500 | 0.003345 | 515 | 1.719 | [8 empty] | 1486.6 | 0.006305 | 700 | 3.696 | [14 empty] | 1486.6 | 0.00516 | 510 | 0.2685 |  |  | 1500 | 0.0006332 | 1500 | 2.114e-05 | 575 | 0.3217 |  |  |  |  | 1500 | 8.712e-05 | 680 | 0.3197 |  |  |  |  | 1500 | 0.0002524 | 785 | 0.3269 |  |  |  |  | 1500 | 0.0006601 | 520 | 0.8505 | [6 empty] | 1500 | 0.0019 | 515 | 1.524 | [8 empty] | 1486.6 | 0.004503 | 645 | 0.6922 | [14 empty] | 1500 | 0.00385 | 495 | 0.7541 | [6 empty] | 1500 | 0.001025 | 540 | 0.3545 |  |  |  |  | 1486.6 | 0.00108 | 1486.6 | 0.00019
|  |  |  | 930 | 0.2989 | [6 empty] | 525 | 1.035 | [8 empty] | 520 | 1.685 | [8 empty] | 1500 | 0.006271 | 705 | 19.51 | [14 empty] | 1500 | 0.005175 | 515 | 0.2618 | [6 empty] | 580 | 0.3151 | [6 empty] | 685 | 0.314 | [6 empty] | 790 | 0.3215 | [6 empty] | 525 | 0.8311 | [8 empty] | 520 | 1.493 | [8 empty] | 1500 | 0.004354 | 650 | 1.302 | [16 empty] | 500 | 0.7362 | [8 empty] | 560 | 0.3238 |  |  |  |  | 1500 | 0.00106 | 1500 | 0.00019
|  |  |  | 935 | 0.2955 | [6 empty] | 530 | 1.013 | [8 empty] | 525 | 1.653 | [10 empty] | 710 | 7.02 | [16 empty] | 520 | 0.2554 | [6 empty] | 585 | 0.3088 | [6 empty] | 690 | 0.3084 | [6 empty] | 795 | 0.3162 | [6 empty] | 530 | 0.8124 | [8 empty] | 525 | 1.464 | [10 empty] | 655 | 6.653 | [16 empty] | 505 | 0.7188 | [8 empty] | 580 | 0.2966
|  |  |  | 940 | 0.2919 | [6 empty] | 535 | 0.9908 | [8 empty] | 530 | 1.621 | [10 empty] | 715 | 5.27 | [16 empty] | 525 | 0.2491 | [6 empty] | 590 | 0.3026 | [6 empty] | 695 | 0.3031 | [6 empty] | 800 | 0.3109 | [6 empty] | 535 | 0.7942 | [8 empty] | 530 | 1.435 | [10 empty] | 660 | 9.686 | [16 empty] | 510 | 0.7021 | [8 empty] | 600 | 0.2722
|  |  |  | 945 | 0.2883 | [6 empty] | 540 | 0.9696 | [8 empty] | 535 | 1.591 | [10 empty] | 720 | 4.745 | [16 empty] | 530 | 0.243 | [6 empty] | 595 | 0.2965 | [6 empty] | 700 | 0.298 | [6 empty] | 805 | 0.3058 | [6 empty] | 540 | 0.7766 | [8 empty] | 535 | 1.407 | [10 empty] | 665 | 6.72 | [16 empty] | 515 | 0.6858 | [8 empty] | 620 | 0.2501
|  |  |  | 950 | 0.2846 | [6 empty] | 545 | 0.9489 | [8 empty] | 540 | 1.561 | [10 empty] | 725 | 4.41 | [16 empty] | 535 | 0.2372 | [6 empty] | 600 | 0.2906 | [6 empty] | 705 | 0.293 | [6 empty] | 810 | 0.3009 | [6 empty] | 545 | 0.7595 | [8 empty] | 540 | 1.38 | [10 empty] | 670 | 5.715 | [16 empty] | 520 | 0.67 | [8 empty] | 640 | 0.2306
|  |  |  | 955 | 0.2808 | [6 empty] | 550 | 0.9288 | [8 empty] | 545 | 1.532 | [10 empty] | 730 | 4.123 | [16 empty] | 540 | 0.2315 | [6 empty] | 605 | 0.2849 | [6 empty] | 710 | 0.2881 | [6 empty] | 815 | 0.2959 | [6 empty] | 550 | 0.7429 | [8 empty] | 560 | 1.277 | [10 empty] | 675 | 5.153 | [16 empty] | 540 | 0.6115 | [8 empty] | 660 | 0.2135
|  |  |  | 960 | 0.2771 | [6 empty] | 555 | 0.9092 | [8 empty] | 550 | 1.504 | [10 empty] | 735 | 3.879 | [16 empty] | 545 | 0.2259 | [6 empty] | 610 | 0.2792 | [6 empty] | 715 | 0.2834 | [6 empty] | 820 | 0.2912 | [6 empty] | 555 | 0.7268 | [8 empty] | 580 | 1.185 | [10 empty] | 680 | 4.72 | [16 empty] | 560 | 0.5595 | [8 empty] | 680 | 0.198
|  |  |  | 965 | 0.2734 | [6 empty] | 560 | 0.8901 | [8 empty] | 555 | 1.476 | [10 empty] | 740 | 3.684 | [16 empty] | 550 | 0.2206 | [6 empty] | 615 | 0.2737 | [6 empty] | 720 | 0.2787 | [6 empty] | 825 | 0.2867 | [6 empty] | 560 | 0.7111 | [8 empty] | 600 | 1.102 | [10 empty] | 685 | 4.37 | [16 empty] | 580 | 0.5133 | [8 empty] | 700 | 0.1838
|  |  |  | 970 | 0.2696 | [6 empty] | 565 | 0.8715 | [8 empty] | 560 | 1.449 | [10 empty] | 745 | 3.532 | [16 empty] | 555 | 0.2153 | [6 empty] | 620 | 0.2684 | [6 empty] | 725 | 0.2742 | [6 empty] | 830 | 0.2822 | [6 empty] | 565 | 0.6961 | [8 empty] | 620 | 1.027 | [10 empty] | 690 | 4.1 | [16 empty] | 600 | 0.4721 | [8 empty] | 720 | 0.171
|  |  |  | 975 | 0.266 | [6 empty] | 570 | 0.8533 | [8 empty] | 565 | 1.422 | [10 empty] | 750 | 3.417 | [16 empty] | 560 | 0.2104 | [6 empty] | 625 | 0.2631 | [6 empty] | 730 | 0.2698 | [6 empty] | 835 | 0.2778 | [6 empty] | 580 | 0.6532 | [8 empty] | 640 | 0.9583 | [10 empty] | 695 | 3.896 | [16 empty] | 620 | 0.4354 | [8 empty] | 740 | 0.1595
|  |  |  | 980 | 0.2624 | [6 empty] | 575 | 0.8356 | [8 empty] | 580 | 1.346 | [10 empty] | 755 | 3.326 | [16 empty] | 565 | 0.2055 | [6 empty] | 630 | 0.258 | [6 empty] | 735 | 0.2655 | [6 empty] | 840 | 0.2737 | [6 empty] | 600 | 0.6016 | [8 empty] | 660 | 0.8962 | [10 empty] | 700 | 3.741 | [16 empty] | 640 | 0.4022 | [8 empty] | 760 | 0.1492
|  |  |  | 985 | 0.2588 | [6 empty] | 580 | 0.8183 | [8 empty] | 600 | 1.252 | [10 empty] | 760 | 3.253 | [16 empty] | 570 | 0.2008 | [6 empty] | 635 | 0.2529 | [6 empty] | 740 | 0.2613 | [6 empty] | 845 | 0.2696 | [6 empty] | 620 | 0.5555 | [8 empty] | 680 | 0.84 | [10 empty] | 705 | 3.621 | [16 empty] | 660 | 0.3723 | [8 empty] | 780 | 0.1397
|  |  |  | 990 | 0.2553 | [6 empty] | 585 | 0.8014 | [8 empty] | 620 | 1.167 | [10 empty] | 765 | 3.189 | [16 empty] | 575 | 0.1964 | [6 empty] | 640 | 0.248 | [6 empty] | 745 | 0.2571 | [6 empty] | 850 | 0.2656 | [6 empty] | 640 | 0.514 | [8 empty] | 700 | 0.7881 | [10 empty] | 710 | 3.526 | [16 empty] | 680 | 0.3452 | [8 empty] | 800 | 0.1309
|  |  |  | 995 | 0.2519 | [6 empty] | 590 | 0.7848 | [8 empty] | 640 | 1.09 | [10 empty] | 770 | 3.131 | [16 empty] | 580 | 0.192 | [6 empty] | 645 | 0.2433 | [6 empty] | 750 | 0.253 | [6 empty] | 855 | 0.2618 | [6 empty] | 660 | 0.4763 | [8 empty] | 720 | 0.7402 | [10 empty] | 715 | 3.445 | [16 empty] | 700 | 0.3208 | [8 empty] | 850 | 0.1115
|  |  |  | 1000 | 0.2485 | [6 empty] | 595 | 0.7688 | [8 empty] | 660 | 1.02 | [10 empty] | 775 | 3.076 | [16 empty] | 585 | 0.1877 | [6 empty] | 650 | 0.2385 | [6 empty] | 755 | 0.249 | [6 empty] | 860 | 0.258 | [6 empty] | 680 | 0.4422 | [8 empty] | 740 | 0.6961 | [10 empty] | 720 | 3.371 | [16 empty] | 720 | 0.2989 | [8 empty] | 900 | 0.09616
|  |  |  | 1005 | 0.2452 | [6 empty] | 600 | 0.7531 | [8 empty] | 680 | 0.9552 | [10 empty] | 780 | 3.023 | [16 empty] | 590 | 0.1837 | [6 empty] | 655 | 0.234 | [6 empty] | 760 | 0.2451 | [6 empty] | 865 | 0.2544 | [6 empty] | 700 | 0.4113 | [8 empty] | 760 | 0.6558 | [10 empty] | 725 | 3.303 | [16 empty] | 740 | 0.2791 | [8 empty] | 950 | 0.0831
|  |  |  | 1010 | 0.242 | [6 empty] | 605 | 0.7379 | [8 empty] | 700 | 0.8952 | [10 empty] | 785 | 2.971 | [16 empty] | 600 | 0.1759 | [6 empty] | 660 | 0.2294 | [6 empty] | 765 | 0.2413 | [6 empty] | 870 | 0.2509 | [6 empty] | 720 | 0.3833 | [8 empty] | 780 | 0.6188 | [10 empty] | 730 | 3.237 | [16 empty] | 760 | 0.261 | [8 empty] | 1000 | 0.07283
|  |  |  | 1015 | 0.2389 | [6 empty] | 610 | 0.7232 | [8 empty] | 720 | 0.8406 | [10 empty] | 790 | 2.919 | [16 empty] | 620 | 0.1615 | [6 empty] | 665 | 0.2251 | [6 empty] | 770 | 0.2374 | [6 empty] | 875 | 0.2474 | [6 empty] | 740 | 0.3579 | [8 empty] | 800 | 0.5842 | [10 empty] | 735 | 3.175 | [16 empty] | 780 | 0.2444 | [8 empty] | 1041 | 0.06563
|  |  |  | 1020 | 0.2358 | [6 empty] | 620 | 0.6951 | [8 empty] | 740 | 0.7912 | [10 empty] | 795 | 2.87 | [16 empty] | 640 | 0.1485 | [6 empty] | 670 | 0.2208 | [6 empty] | 775 | 0.2337 | [6 empty] | 880 | 0.2441 | [6 empty] | 760 | 0.3347 | [8 empty] | 850 | 0.5076 | [10 empty] | 740 | 3.116 | [16 empty] | 800 | 0.2291 | [8 empty] | 1050 | 0.06413
|  |  |  | 1025 | 0.2328 | [6 empty] | 640 | 0.6437 | [8 empty] | 760 | 0.746 | [10 empty] | 800 | 2.824 | [16 empty] | 660 | 0.1367 | [6 empty] | 675 | 0.2166 | [6 empty] | 780 | 0.2301 | [6 empty] | 885 | 0.2408 | [6 empty] | 780 | 0.3135 | [8 empty] | 900 | 0.445 | [10 empty] | 745 | 3.059 | [16 empty] | 850 | 0.1962 | [8 empty] | 1100 | 0.05674
|  |  |  | 1030 | 0.2299 | [6 empty] | 660 | 0.5977 | [8 empty] | 780 | 0.7039 | [10 empty] | 805 | 2.779 | [16 empty] | 680 | 0.1262 | [6 empty] | 680 | 0.2125 | [6 empty] | 785 | 0.2264 | [6 empty] | 890 | 0.2376 | [6 empty] | 800 | 0.294 | [8 empty] | 950 | 0.3926 | [10 empty] | 750 | 3.005 | [16 empty] | 900 | 0.1696 | [8 empty] | 1150 | 0.05066
|  |  |  | 1035 | 0.2271 | [6 empty] | 680 | 0.5556 | [8 empty] | 800 | 0.6647 | [10 empty] | 810 | 2.738 | [16 empty] | 700 | 0.1169 | [6 empty] | 685 | 0.2085 | [6 empty] | 790 | 0.2229 | [6 empty] | 895 | 0.2344 | [6 empty] | 850 | 0.2518 | [8 empty] | 1000 | 0.3489 | [10 empty] | 755 | 2.956 | [16 empty] | 950 | 0.1472 | [8 empty] | 1200 | 0.04503
|  |  |  | 1040 | 0.2244 | [6 empty] | 700 | 0.517 | [8 empty] | 850 | 0.5796 | [10 empty] | 815 | 2.698 | [16 empty] | 720 | 0.1086 | [6 empty] | 690 | 0.2047 | [6 empty] | 795 | 0.2194 | [6 empty] | 900 | 0.2313 | [6 empty] | 900 | 0.2177 | [8 empty] | 1041 | 0.317 | [10 empty] | 760 | 2.909 | [16 empty] | 1000 | 0.1287 | [8 empty] | 1250 | 0.04034
|  |  |  | 1041 | 0.2238 | [6 empty] | 720 | 0.4819 | [8 empty] | 900 | 0.5089 | [10 empty] | 820 | 2.661 | [16 empty] | 740 | 0.1008 | [6 empty] | 695 | 0.2009 | [6 empty] | 800 | 0.2159 | [6 empty] | 905 | 0.2283 | [6 empty] | 950 | 0.1896 | [8 empty] | 1050 | 0.3107 | [10 empty] | 765 | 2.866 | [16 empty] | 1041 | 0.116 | [8 empty] | 1253.6 | 0.04003
|  |  |  | 1045 | 0.2217 | [6 empty] | 740 | 0.4503 | [8 empty] | 950 | 0.4486 | [10 empty] | 825 | 2.626 | [16 empty] | 760 | 0.09378 | [6 empty] | 700 | 0.1972 | [6 empty] | 805 | 0.2126 | [6 empty] | 910 | 0.2253 | [6 empty] | 1000 | 0.1659 | [8 empty] | 1100 | 0.2784 | [10 empty] | 770 | 2.824 | [16 empty] | 1050 | 0.1134 | [8 empty] | 1300 | 0.03632
|  |  |  | 1050 | 0.219 | [6 empty] | 760 | 0.4219 | [8 empty] | 1000 | 0.3982 | [10 empty] | 830 | 2.592 | [16 empty] | 780 | 0.08732 | [6 empty] | 720 | 0.1834 | [6 empty] | 810 | 0.2093 | [6 empty] | 915 | 0.2224 | [6 empty] | 1041 | 0.1495 | [8 empty] | 1150 | 0.2499 | [10 empty] | 775 | 2.784 | [16 empty] | 1100 | 0.1002 | [8 empty] | 1350 | 0.03267
|  |  |  | 1055 | 0.2164 | [6 empty] | 780 | 0.396 | [8 empty] | 1041 | 0.3616 | [10 empty] | 835 | 2.559 | [16 empty] | 800 | 0.08151 | [6 empty] | 740 | 0.1709 | [6 empty] | 815 | 0.2061 | [6 empty] | 920 | 0.2195 | [6 empty] | 1050 | 0.1463 | [8 empty] | 1200 | 0.2257 | [10 empty] | 780 | 2.747 | [16 empty] | 1150 | 0.08916 | [8 empty] | 1400 | 0.02977
|  |  |  | 1060 | 0.2139 | [6 empty] | 800 | 0.3715 | [8 empty] | 1050 | 0.3542 | [10 empty] | 840 | 2.527 | [16 empty] | 850 | 0.06929 | [6 empty] | 760 | 0.1596 | [6 empty] | 820 | 0.2029 | [6 empty] | 925 | 0.2168 | [6 empty] | 1100 | 0.1297 | [8 empty] | 1250 | 0.2045 | [10 empty] | 785 | 2.709 | [16 empty] | 1200 | 0.07987 | [8 empty] | 1450 | 0.0272
|  |  |  | 1065 | 0.2114 | [6 empty] | 850 | 0.3181 | [8 empty] | 1100 | 0.3176 | [10 empty] | 845 | 2.496 | [16 empty] | 900 | 0.05914 | [6 empty] | 780 | 0.1492 | [6 empty] | 825 | 0.1999 | [6 empty] | 930 | 0.214 | [6 empty] | 1150 | 0.1154 | [8 empty] | 1253.6 | 0.2031 | [10 empty] | 790 | 2.673 | [16 empty] | 1250 | 0.07169 | [8 empty] | 1486.6 | 0.02539
|  |  |  | 1070 | 0.209 | [6 empty] | 900 | 0.2755 | [8 empty] | 1150 | 0.2862 | [10 empty] | 850 | 2.465 | [16 empty] | 950 | 0.05089 | [6 empty] | 800 | 0.1397 | [6 empty] | 830 | 0.1968 | [6 empty] | 935 | 0.2112 | [6 empty] | 1200 | 0.103 | [8 empty] | 1300 | 0.1862 | [10 empty] | 795 | 2.638 | [16 empty] | 1253.6 | 0.07113 | [8 empty] | 1500 | 0.02478
|  |  |  | 1075 | 0.2066 | [6 empty] | 950 | 0.2397 | [8 empty] | 1200 | 0.2584 | [10 empty] | 855 | 2.435 | [16 empty] | 1000 | 0.04417 | [6 empty] | 850 | 0.119 | [6 empty] | 835 | 0.1938 | [6 empty] | 940 | 0.2085 | [6 empty] | 1250 | 0.09255 | [8 empty] | 1350 | 0.1704 | [10 empty] | 800 | 2.603 | [16 empty] | 1300 | 0.06453
|  |  |  | 1080 | 0.2042 | [6 empty] | 1000 | 0.2101 | [8 empty] | 1250 | 0.2348 | [10 empty] | 860 | 2.404 | [16 empty] | 1041 | 0.03937 | [6 empty] | 900 | 0.1023 | [6 empty] | 850 | 0.1852 | [6 empty] | 945 | 0.2059 | [6 empty] | 1253.6 | 0.09185 | [8 empty] | 1400 | 0.1559 | [10 empty] | 805 | 2.568 | [16 empty] | 1350 | 0.05844
|  |  |  | 1085 | 0.2019 | [6 empty] | 1041 | 0.1897 | [8 empty] | 1253.6 | 0.2332 | [10 empty] | 865 | 2.374 | [16 empty] | 1050 | 0.03841 | [6 empty] | 950 | 0.08847 | [6 empty] | 900 | 0.1602 | [6 empty] | 950 | 0.2033 | [6 empty] | 1300 | 0.08352 | [8 empty] | 1450 | 0.1432 | [10 empty] | 810 | 2.533 | [16 empty] | 1400 | 0.05308
|  |  |  | 1090 | 0.1996 | [6 empty] | 1050 | 0.1854 | [8 empty] | 1300 | 0.2132 | [10 empty] | 870 | 2.345 | [16 empty] | 1100 | 0.03374 | [6 empty] | 1000 | 0.077 | [6 empty] | 950 | 0.1395 | [6 empty] | 955 | 0.2007 | [6 empty] | 1350 | 0.0755 | [8 empty] | 1486.6 | 0.1346 | [10 empty] | 815 | 2.5 | [16 empty] | 1450 | 0.04821
|  |  |  | 1095 | 0.1975 | [6 empty] | 1100 | 0.164 | [8 empty] | 1350 | 0.1945 | [10 empty] | 875 | 2.315 | [16 empty] | 1150 | 0.02985 | [6 empty] | 1041 | 0.06915 | [6 empty] | 1000 | 0.122 | [6 empty] | 960 | 0.1982 | [6 empty] | 1400 | 0.06851 | [8 empty] | 1500 | 0.1315 | [10 empty] | 820 | 2.466 | [16 empty] | 1486.6 | 0.04505
|  |  |  | 1100 | 0.1953 | [6 empty] | 1150 | 0.1465 | [8 empty] | 1400 | 0.1782 | [10 empty] | 880 | 2.286 | [16 empty] | 1200 | 0.02639 | [6 empty] | 1050 | 0.06758 | [6 empty] | 1041 | 0.1099 | [6 empty] | 965 | 0.1956 | [6 empty] | 1450 | 0.06252 | [20 empty] | 825 | 2.434 | [16 empty] | 1500 | 0.04398
|  |  |  | 1105 | 0.1931 | [6 empty] | 1200 | 0.1312 | [8 empty] | 1450 | 0.1633 | [10 empty] | 885 | 2.257 | [16 empty] | 1250 | 0.02353 | [6 empty] | 1100 | 0.05962 | [6 empty] | 1050 | 0.1074 | [6 empty] | 970 | 0.1931 | [6 empty] | 1486.6 | 0.05857 | [20 empty] | 830 | 2.401 | [16 empty] | 1500 | 0.04398
|  |  |  | 1110 | 0.1911 | [6 empty] | 1250 | 0.1175 | [8 empty] | 1486.6 | 0.1537 | [10 empty] | 890 | 2.229 | [16 empty] | 1253.6 | 0.02335 | [6 empty] | 1150 | 0.05275 | [6 empty] | 1100 | 0.09515 | [6 empty] | 975 | 0.1907 | [6 empty] | 1500 | 0.0572 | [20 empty] | 835 | 2.37
|  |  |  | 1115 | 0.189 | [6 empty] | 1253.6 | 0.1166 | [8 empty] | 1500 | 0.1505 | [10 empty] | 895 | 2.202 | [16 empty] | 1300 | 0.02113 | [6 empty] | 1200 | 0.04696 | [6 empty] | 1150 | 0.08448 | [6 empty] | 980 | 0.1883 | [28 empty] | 840 | 2.338
|  |  |  | 1120 | 0.187 | [6 empty] | 1300 | 0.1063 | [20 empty] | 900 | 2.175 | [16 empty] | 1350 | 0.01893 | [6 empty] | 1250 | 0.042 | [6 empty] | 1200 | 0.07526 | [6 empty] | 985 | 0.186 | [28 empty] | 845 | 2.308
|  |  |  | 1125 | 0.185 | [6 empty] | 1350 | 0.09634 | [20 empty] | 905 | 2.149 | [16 empty] | 1400 | 0.01704 | [6 empty] | 1253.6 | 0.04167 | [6 empty] | 1250 | 0.06748 | [6 empty] | 1000 | 0.1791 | [28 empty] | 850 | 2.279
|  |  |  | 1130 | 0.183 | [6 empty] | 1400 | 0.08715 | [20 empty] | 910 | 2.122 | [16 empty] | 1450 | 0.01544 | [6 empty] | 1300 | 0.03761 | [6 empty] | 1253.6 | 0.06697 | [6 empty] | 1041 | 0.1617 | [28 empty] | 855 | 2.25
|  |  |  | 1135 | 0.1811 | [6 empty] | 1450 | 0.07948 | [20 empty] | 915 | 2.097 | [16 empty] | 1486.6 | 0.01436 | [6 empty] | 1350 | 0.03378 | [6 empty] | 1300 | 0.06084 | [6 empty] | 1050 | 0.1581 | [28 empty] | 860 | 2.22
|  |  |  | 1140 | 0.1791 | [6 empty] | 1486.6 | 0.07457 | [20 empty] | 920 | 2.071 | [16 empty] | 1500 | 0.01397 | [6 empty] | 1400 | 0.03054 | [6 empty] | 1350 | 0.05496 | [6 empty] | 1100 | 0.1404 | [28 empty] | 865 | 2.193
|  |  |  | 1145 | 0.1773 | [6 empty] | 1500 | 0.07282 | [20 empty] | 925 | 2.047 | [24 empty] | 1450 | 0.02769 | [6 empty] | 1400 | 0.04973 | [6 empty] | 1150 | 0.1256 | [28 empty] | 870 | 2.165
|  |  |  | 1150 | 0.1754 | [28 empty] | 930 | 2.022 | [24 empty] | 1486.6 | 0.02579 | [6 empty] | 1450 | 0.04516 | [6 empty] | 1200 | 0.1126 | [28 empty] | 875 | 2.138
|  |  |  | 1200 | 0.158 | [28 empty] | 935 | 1.998 | [24 empty] | 1500 | 0.02514 | [6 empty] | 1486.6 | 0.04221 | [6 empty] | 1250 | 0.1011 | [28 empty] | 880 | 2.112
|  |  |  | 1250 | 0.1426 | [28 empty] | 940 | 1.974 | [32 empty] | 1500 | 0.0412 | [6 empty] | 1253.6 | 0.1004 | [28 empty] | 885 | 2.087
|  |  |  | 1253.6 | 0.1415 | [28 empty] | 945 | 1.952 | [40 empty] | 1300 | 0.09131 | [28 empty] | 890 | 2.061
|  |  |  | 1300 | 0.1289 | [28 empty] | 950 | 2.33 | [40 empty] | 1350 | 0.08272 | [28 empty] | 895 | 2.035
|  |  |  | 1350 | 0.1172 | [28 empty] | 955 | 2.308 | [40 empty] | 1400 | 0.0751 | [28 empty] | 900 | 2.01
|  |  |  | 1400 | 0.1068 | [28 empty] | 960 | 2.286 | [40 empty] | 1450 | 0.06837 | [28 empty] | 900 | 2.43
|  |  |  | 1450 | 0.0976 | [28 empty] | 965 | 2.264 | [40 empty] | 1486.6 | 0.06394 | [28 empty] | 905 | 2.405
|  |  |  | 1486.6 | 0.09154 | [28 empty] | 970 | 2.241 | [40 empty] | 1500 | 0.0624 | [28 empty] | 910 | 2.38
|  |  |  | 1500 | 0.08945 | [28 empty] | 975 | 2.219 | [70 empty] | 915 | 2.354
[34 empty] | 980 | 2.197 | [70 empty] | 920 | 2.33
[34 empty] | 985 | 2.174 | [70 empty] | 925 | 2.305
[34 empty] | 990 | 2.153 | [70 empty] | 930 | 2.281
[34 empty] | 1000 | 2.109 | [70 empty] | 935 | 2.257
[34 empty] | 1041 | 1.94 | [70 empty] | 940 | 2.234
[34 empty] | 1050 | 1.984 | [70 empty] | 950 | 2.186
[34 empty] | 1100 | 1.809 | [70 empty] | 1000 | 1.968
[34 empty] | 1150 | 1.647 | [70 empty] | 1000 | 2.059
[34 empty] | 1200 | 1.5 | [70 empty] | 1041 | 1.897
[34 empty] | 1250 | 1.371 | [70 empty] | 1050 | 1.862
[34 empty] | 1253.6 | 1.362 | [70 empty] | 1100 | 1.686
[34 empty] | 1300 | 1.255 | [70 empty] | 1150 | 1.531
[34 empty] | 1350 | 1.153 | [70 empty] | 1200 | 1.394
[34 empty] | 1400 | 1.062 | [70 empty] | 1250 | 1.273
[34 empty] | 1450 | 0.9793 | [70 empty] | 1253.6 | 1.265
[34 empty] | 1486.6 | 0.9245 | [70 empty] | 1300 | 1.166
[34 empty] | 1500 | 0.9057 | [70 empty] | 1350 | 1.07
[106 empty] | 1400 | 0.9842
[106 empty] | 1450 | 0.9065
[106 empty] | 1486.6 | 0.8554
[106 empty] | 1500 | 0.8378
1500 | 2.78e-06 | 2500 | 2.981e-05 | 1500 | 0.08945 | [6 empty] | 1500 | 0.07282 | [8 empty] | 1500 | 0.1505 | [10 empty] | 1500 | 0.9057 | [16 empty] | 1500 | 0.01397 | [6 empty] | 1500 | 0.025268 | [6 empty] | 1500 | 0.0412 | [6 empty] | 1500 | 0.0624 | [6 empty] | 1500 | 0.0572 | [8 empty] | 1500 | 0.1315 | [10 empty] | 1500 | 0.8378 | [16 empty] | 2500 | 0.011073 | [8 empty] | 1900 | 0.013089

## total cross sections (ions)
He-Target | Capture | [7 empty] | Ionisation | [5 empty] | Transferionisation
| H+ SC |  | He+ SC |  |  | He2+ SC |  | He2+ DC | H+ |  | He+ |  | He2+ |  | H+ | He2+
E [keV/u] | all | 2s | all | 21s / 23s | 21p | all | 2s | all | SI | DI | SI | DI | SI | DI
0.01 |  |  | 1.75e-15 | 1e-19 |  | 1.07e-19 |  | 4.48e-16
0.02 |  |  | 1.54e-15 |  |  |  |  | 4.1e-16
0.04 |  |  | 1.39e-15 |  |  | 5.15e-19 |  | 3.83e-16
0.07 |  |  | 1.31e-15 | 2.05e-18 |  |  |  | 3.58e-16
0.1 | 4.28e-22 |  | 1.26e-15 |  |  | 1.44e-18 |  | 3.44e-16
0.2 | 2.46e-21 |  | 1.11e-15 |  |  |  |  | 3.19e-16
0.3 |  |  |  | 2.99e-18
0.4 | 1.77e-20 |  | 9.87e-16 |  |  | 6.58e-18 |  | 2.88e-16
0.7 | 1.12e-19 |  | 8.56e-16 |  |  |  |  | 2.62e-16
1 | 4.73e-19 |  | 7.92e-16 |  |  | 1.75e-17 |  | 2.44e-16
2 | 4.25e-18 |  | 6.48e-16 |  | 1.18e-18 |  | 2.79e-18 | 2.1e-16
2.8 |  | 5.16e-20 |  |  |  |  | 3.12e-18
4 | 1.98e-17 | 1.45e-19 | 5.26e-16 | 9.49e-18 |  | 6.42e-17 | 4.04e-18 | 1.73e-16
7 | 5.18e-17 | 5.91e-19 | 4.22e-16 |  |  |  | 9.18e-18 | 1.46e-16
10 | 8.52e-17 | 1.03e-18 | 3.6e-16 | 2.61e-17 | 7.03e-19 | 1.52e-16 | 1.62e-17 | 1.29e-16 | 2.04e-17
12 | [10 empty] | 4.09e-16 | 2.16e-18 | 5.96e-18
15 |  |  |  | 2.41e-17 |  |  | 3.04e-17 |  | 3.49e-17 |  | 3.57e-16 | 2.87e-18 | 8.11e-18 | 4.7e-19
20 | 1.75e-16 | 2.44e-18 | 2.36e-16 |  | 5.17e-19 | 2.72e-16 | 3.75e-17 | 9.68e-17 | 4.94e-17 | 1.4e-19 | 3.07e-16 | 3.88e-18 | 1.1e-17 | 6.21e-19
30 |  | 5.61e-18 |  |  |  |  | 3.84e-17 |  | 6.61e-17 | 4.46e-19 | 2.52e-16 | 5.82e-18
40 | 1.41e-16 | 7.74e-18 | 1.28e-16 |  | 3.52e-19 | 3.03e-16 | 3.36e-17 | 6.08e-17 | 7.37e-17 | 6.68e-19 | 2.19e-16 | 7.76e-18 | 2.92e-17 | 1.32e-18
50 |  | 8.08e-18 |  | 1.52e-17 | [11 empty] | 3.6e-17
60 | [6 empty] | 2.21e-17 |  |  | 9.69e-19 | 1.8e-16 | 9.74e-18 |  |  | 1.9e-18
65 | [12 empty] | 1.168e-16 |  |  | 3.45e-17
70 | 6.98e-17 | 6.6e-18 | 5.58e-17 |  | 2.29e-19 | 1.89e-16 |  | 2.73e-17 | 8.28e-17 |  |  |  | 1.28e-16 | 2.76e-18
80 | [6 empty] | 1.4e-17 |  |  | 1.07e-18 | 1.54e-16 | 9.08e-18 | 1.525e-16 |  | 1.31e-18 | 2.89e-17
90 | [8 empty] | 8.42e-17
100 | 3.38e-17 | 3.75e-18 | 2.69e-17 |  | 1.46e-19 | 1.11e-16 | 8.65e-18 | 9.83e-18 | 8.38e-17 | 9.95e-19 | 1.36e-16 | 7.69e-18 | 1.85e-16 | 6.06e-18 | 8e-19 | 2.36e-17
125 | [12 empty] | 2.03e-16 |  |  | 1.66e-17
130 | [14 empty] | 4.07e-19
150 |  |  |  |  | 4.86e-20 |  | 2.83e-18 |  | 7.65e-17 | 7.42e-19 | 1.08e-16 | 4.95e-18 | 2.09e-16 | 7.5e-18
160 | [12 empty] | 2.09e-16 |  | 2.26e-19 | 9.78e-18
200 | 3.95e-18 | 4.23e-19 | 5.49e-18 |  | 1.6e-20 |  | 1.26e-18 | 6.36e-19 | 6.69e-17 | 5.59e-19 | 9.12e-17 | 3.32e-18 | 2.05e-16 | 6.65e-18 | 1.02e-19 | 5.18e-18
250 |  |  |  |  | 6.01e-21 |  | 6.87e-19 | [8 empty] | 2.63e-18
260 | [8 empty] | 5.87e-17 | [5 empty] | 3.97e-20
300 | [6 empty] | 4.1e-19 |  |  | 3.67e-19 | 7.02e-17 | 1.81e-18
320 | 6.24e-19 |  |  |  |  | 6.59e-18 |  |  | 5.16e-17 |  |  |  | 1.675e-16 |  | 1.78e-20 | 1.05e-18
400 | 3.22e-19 |  | 4.12e-19 |  |  | 3.94e-18 | 1.75e-19 | 2.09e-20 | 4.26e-17 | 2.52e-19 | 5.85e-17 | 1.19e-18 | 1.5e-16 | 3.01e-18 | 7.1e-21 | 4.27e-19
500 | [5 empty] | 1.36e-18 |  |  | 3.7e-17 |  |  |  | 1.308e-16 |  | 2.8e-21 | 1.61e-19
530 |  |  | 1.08e-19
600 | [5 empty] | 7.03e-19 |  |  |  | 1.38e-19 | 4.54e-17 | 7.14e-19 |  |  |  | 6.98e-20
630 | [14 empty] | 1.5e-21
640 | [8 empty] | 3.14e-17 |  |  |  | 1.11e-16
700 | 3.07e-20 |  |  |  |  | 3.61e-19 |  |  | 2.82e-17 |  |  |  | 1.03e-16 | 1.27e-18
750 | [11 empty] | 5.61e-19
780 | [10 empty] | 3.82e-17
800 | 9.3e-21 | [7 empty] | 2.67e-17 | 9.63e-20 |  |  | 9.74e-17
1000 | 5.42e-21 |  |  |  |  | 6.99e-20 |  |  | 2.18e-17 | 7.49e-20 |  |  | 8.17e-17 | 7.13e-19
1500 | [8 empty] | 1.61e-17 | 4.95e-20 |  |  | 6.1e-17 | 3.51e-19
2000 | 1.42e-22 |  |  |  |  | 3.33e-21 |  | 6e-27 | 1.29e-17 | 3.72e-20 |  |  | 4.97e-17 | 2.53e-19
4000 | 3.29e-24
H2-Target | Capture | [7 empty] | Ionisation | [5 empty] | Transferionisation
| H+ SC |  | He+ SC |  |  | He2+ SC |  | He2+ DC | H+ |  | He+ |  | He2+ |  | H+ | He2+
E [keV/u] | all | 2s | all | 21s / 23s | 21p | all | 2s | all | SI | DI | SI | DI | SI | DI
0.0026 | 1.81e-17
0.004 | 4.96e-17 |  | 2.41e-19
0.0047 | 5.68e-17
0.007 | 2.76e-17 |  | 2.65e-19
0.01 | 1.3e-17 |  | 2.77e-19
0.014 | 1.01e-17
0.02 | 1.11e-17
0.04 | 1.68e-17 |  | 5.03e-19
0.07 | 2.61e-17 |  | 1.13e-18
0.1 | 3.65e-17 |  | 1.88e-18
0.2 | 6.96e-17 |  |  |  |  | 7.31e-17
0.4 | 1.56e-16 |  | 1.18e-17 |  |  | 1.07e-16 |  | 6.05e-17
0.7 | 2.93e-16 |  | 2.46e-17 |  |  | 1.32e-16 |  | 6.63e-17
1 | 4.26e-16 |  | 3.77e-17 |  |  | 1.52e-16 |  | 4.7e-17 |  |  | 1.155e-16
2 | 6.88e-16 |  |  |  |  | 2.2e-16 |  | 1.34e-17 |  |  | 1.216e-16 |  | 3.82e-16
2.7 | [7 empty] | 1.2e-17
4 | 9.33e-16 |  | 1.42e-16 |  |  | 4.12e-16 |  | 1.56e-17 |  |  | 1.733e-16 |  | 6.95e-16
5 | [8 empty] | 1.23e-17
7 | 9.57e-16 |  | 2.09e-16 |  |  | 6.41e-16 |  | 2.75e-17 | 1.78e-17 |  | 2.745e-16 |  | 9.625e-16
10 | 8.66e-16 |  | 2.42e-16 |  |  | 8.01e-16 |  | 3.74e-17 | 2.63e-17 |  | 3.794e-16 |  | 1.228e-15
16 |  |  | 2.69e-16 | [5 empty] | 4.24e-17 |  | 3.96e-16 |  | 1.582e-15
20 | 5.79e-16 |  |  |  |  | 1.07e-15 |  | 5.51e-17 | 6.23e-17 |  | 4.21e-16 |  | 1.787e-15
23 | [7 empty] | 5.71e-17 | 0 |  |  | 4.77e-18
30 | [8 empty] | 1.3e-16 |  |  | 4.53e-18
40 | 2.5e-16 |  | 1.54e-16 |  |  | 7.23e-16 |  | 3.84e-17 | 1.83e-16 |  | 3.93e-16 | 3.68e-18 | 1.899e-15
50 | [11 empty] | 2.86e-18
60 | [11 empty] | 2.31e-18
70 | 7.78e-17 |  | 6.41e-17 |  |  | 3.13e-16 |  | 9.91e-18 | 2.17e-16 |  | 3.37e-16 | 1.92e-18 | 1.683e-15
80 | [11 empty] | 1.62e-18
90 | [11 empty] | 1.4e-18
100 | 2.91e-17 |  | 2.84e-17 |  |  | 1.39e-16 |  | 3.33e-18 | 2.04e-16 |  | 2.83e-16 | 1.22e-18 | 1.487e-15
150 | [10 empty] | 2.22e-16 | 6.79e-19 | 1.222e-15
200 | 1.76e-18 |  |  |  |  | 1.46e-17 |  | 1.62e-19 | 1.44e-16 |  | 1.86e-16 | 4.23e-19 | 1.009e-15
370 | [7 empty] | 3.88e-21 | 0
400 | 6.09e-20 |  | 2.15e-19 |  |  | 1.02e-18 |  |  | 8.771e-17 |  | 1.25e-16 | 1.42e-19
500 | [11 empty] | 1e-19
600 | [11 empty] | 7.31e-20
700 | 3.64e-21 |  | 1.35e-20 |  |  | 9.04e-20 |  |  | 5.54e-17 |  | 9.17e-17 | 5.83e-20
800 | [10 empty] | 8.51e-17 | 4.73e-20
900 | [11 empty] | 4.09e-20
1000 | 4.14e-22 |  |  |  |  | 1.63e-20 |  |  | 4.07e-17
2000 | 1.68e-23 | [7 empty] | 2.24e-17
4000 | 1.03e-24 | [7 empty] | 1.28e-17

## atomic units
| a. u. | SI value | SI unit
fundamental Atomic Units (a. .u) | [5 empty] | atomic units to SI |  | SI to atomic units
mass (me) | 1 | 9.1094e-31 | kg |  |  | length
charge (e) | 1 | 1.6022e-19 | C |  |  | time
Planck's constant (ħ) | 1 | 1.0546e-34 | kg m2 s-1 (J s) |  |  | velocity
Coulomb's constant (ke) | 1 | 8987551787.3681 | kg m3 s-2 C-2
fine structure constant (a) | 0.0072974 | 0.0072974
derived units
energy (Eh) | 1 | 4.3597e-18 | kg m2 s-2 (J)
length (Bohr radius a0) | 1 | 5.2918e-11 | m |  |  | 18897262601.5718
time (t) | 1 | 2.4189e-17 | s |  |  | 188972626.0157
velocity (v) | 1 | 2187691.2628 | m/s
momentum (p) | 1 | 1.9929e-24 | kg m s-1
angular momentum (l) | 1 | 1.0546e-34 | kg m2 s-1 (Js)
force (F) | 1 | 8.2387e-08 | kg m s-2 (N)
current (I) | 1 | 0.0066236 | C s-1 (A)
electric potential (U) | 1 | 27.2114 | V
magnetic field (B) | 1 | 235051.7718 | kg C s-1 (T)
electric field (E) | 1 | 514220707513.1211 | V m-1
temperature (T) | 1 | 315775.1103 | K
a few important constants
speed of light (c) | 137.036 | 299792458 | m s-1
dielectric permittivity (e0) | 0.079577 | 8.8542e-12 | s4 A2 m-2 kg-1 (F m-1)
vacuum permittivity (µ0) |  | 1.2566e-06 | kg m C-2 (N/A2)
Boltzmann constant (kB) | 1 | 1.3806e-23 | J K-1
Universal gas constant (R) |  | 8.3145 | J mol-1 K-1
Avogadro's constant (NA) |  | 6.0221e+23 | mol-1
energy (1 eV) | 0.036748 | 1.6022e-19 | J | 11604.5214 | K | #DIV/0! | cm-1
velocity | 2200000 | m/s
mass | 1 | a. u.
momentum | 2200000 | a. u.
sigma | 0.33 | 0.26847
FWHM | 0.77709 | 0.6322

## rpz
*** H+ / D+ *** H+ / D+ *** H+ / D+ *** H+ / D+ *** H+ / D+ *** | [13 empty] | SI
[11 empty] | Q-value | -0.9 | a. u. | epz [a. u.] | rpz [a. u.] | epz [a. u.] | rpz [a. u.]
[11 empty] | projectile velocity | 8.9443 | a. u. | -2 | 2.3242 | -2 | -2.1479
Q-Wert |  | keV/u -> | 20 | 60 | 100 | 150 | 225 | 300 | 500 | 1000 | epz [a. u.] | -2 | a. u. | -1.96 | 2.2754 | -1.96 | -2.1968
|  | vp [a. u.] -> | 0.89443 | 1.5492 | 2 | 2.4495 | 3 | 3.4641 | 4.4721 | 6.3246 |  |  |  | -1.92 | 2.2267 | -1.92 | -2.2454
[14 empty] | -1.88 | 2.1782 | -1.88 | -2.2939
-0.40423 | a. u. | r_pz1 | 0.0047331 | -0.51367 | -0.79788 | -1.0597 | -1.3653 | -1.6154 | -2.1457 | -3.0984 |  |  |  | -1.84 | 2.1299 | -1.84 | -2.3423
-0.77907 | a. u. | r_pz2 | 0.42381 | -0.27171 | -0.61047 | -0.90669 | -1.2403 | -1.5072 | -2.0619 | -3.0391 |  |  |  | -1.8 | 2.0817 | -1.8 | -2.3904
-1.9036 | a. u. | r_pz3 | 1.681 | 0.45415 | -0.048214 | -0.44761 | -0.86548 | -1.1825 | -1.8104 | -2.8613 |  |  |  | -1.76 | 2.0338 | -1.76 | -2.4384
-2.2784 | a. u. | r_pz4 | 2.1001 | 0.69611 | 0.1392 | -0.29459 | -0.74053 | -1.0743 | -1.7266 | -2.802 |  |  |  | -1.72 | 1.986 | -1.72 | -2.4861
|  | D r_pz(2-1) | 0.41908 | 0.24195 | 0.18742 | 0.15303 | 0.12494 | 0.10821 | 0.083816 | 0.059267 |  |  |  | -1.68 | 1.9384 | -1.68 | -2.5337
|  | D r_pz(3-2) | 1.2572 | 0.72586 | 0.56225 | 0.45908 | 0.37483 | 0.32462 | 0.25145 | 0.1778 |  |  |  | -1.64 | 1.891 | -1.64 | -2.5812
|  | D r_pz(4-3) | 0.41908 | 0.24195 | 0.18742 | 0.15303 | 0.12494 | 0.10821 | 0.083816 | 0.059267 |  |  |  | -1.6 | 1.8437 | -1.6 | -2.6284
|  | D r_pz(4-1) | 2.0954 | 1.2098 | 0.93709 | 0.76513 | 0.62472 | 0.54103 | 0.41908 | 0.29633 |  |  |  | -1.56 | 1.7967 | -1.56 | -2.6755
[14 empty] | -1.52 | 1.7498 | -1.52 | -2.7224
-2.4 | a. u. | Cusp | 1.7889 | 0 | -0.8 | -1.4697 | -2.2 | -2.7713 | -3.9355 | -5.9451 |  |  |  | -1.48 | 1.7031 | -1.48 | -2.7691
|  | Shake off | 2.2361 | 0.7746 | 0.2 | -0.24495 | -0.7 | -1.0392 | -1.6994 | -2.7828 |  |  |  | -1.44 | 1.6565 | -1.44 | -2.8156
[14 empty] | -1.4 | 1.6102 | -1.4 | -2.8619
[14 empty] | -1.36 | 1.564 | -1.36 | -2.9081
[14 empty] | -1.32 | 1.518 | -1.32 | -2.9541
*** He+ *** He+ *** He+ *** He+ *** He+ *** He+ *** He+ *** | [13 empty] | -1.28 | 1.4722 | -1.28 | -2.9999
[14 empty] | -1.24 | 1.4266 | -1.24 | -3.0456
Q-Wert |  | keV/u -> | 5.5 | 60 | 100 | 150 | 225 | 300 | 450 | 630 |  |  |  | -1.2 | 1.3811 | -1.2 | -3.091
|  | vp [a. u.] -> | 0.46904 | 1.5492 | 2 | 2.4495 | 3 | 3.4641 | 4.2426 | 5.02 |  |  |  | -1.16 | 1.3358 | -1.16 | -3.1363
[14 empty] | -1.12 | 1.2907 | -1.12 | -3.1814
0 | a. u. | r_pz1 | -0.23452 | -0.7746 | -1 | -1.2247 | -1.5 | -1.7321 | -2.1213 | -2.51 |  |  |  | -1.08 | 1.2458 | -1.08 | -3.2263
-0.72027 | a. u. | r_pz2 | 1.3011 | -0.30966 | -0.63986 | -0.9307 | -1.2599 | -1.5241 | -1.9516 | -2.3665 |  |  |  | -1.04 | 1.2011 | -1.04 | -3.271
-1.4993 | a. u. | r_pz3 | 2.9621 | 0.19322 | -0.25033 | -0.61264 | -1.0002 | -1.2992 | -1.7679 | -2.2113 |  |  |  | -1 | 1.1565 | -1 | -3.3156
-2.2196 | a. u. | r_pz4 | 4.4977 | 0.65815 | 0.1098 | -0.31859 | -0.76013 | -1.0913 | -1.5982 | -2.0678 |  |  |  | -0.96 | 1.1121 | -0.96 | -3.36
|  | D r_pz(2-1) | 1.5356 | 0.46493 | 0.36014 | 0.29405 | 0.24009 | 0.20792 | 0.16977 | 0.14348 |  |  |  | -0.92 | 1.0679 | -0.92 | -3.4042
|  | D r_pz(3-2) | 1.661 | 0.50289 | 0.38953 | 0.31805 | 0.25969 | 0.2249 | 0.18363 | 0.15519 |  |  |  | -0.88 | 1.0239 | -0.88 | -3.4482
|  | D r_pz(4-3) | 1.5356 | 0.46493 | 0.36014 | 0.29405 | 0.24009 | 0.20792 | 0.16977 | 0.14348 |  |  |  | -0.84 | 0.98007 | -0.84 | -3.4921
|  | D r_pz(4-1) | 4.7322 | 1.4328 | 1.1098 | 0.90615 | 0.73987 | 0.64075 | 0.52317 | 0.44216 |  |  |  | -0.8 | 0.9364 | -0.8 | -3.5357
[14 empty] | -0.76 | 0.89291 | -0.76 | -3.5792
-2 | a. u. | Cusp | 3.795 | -0.2582 | -1 | -1.633 | -2.3333 | -2.8868 | -3.7712 | -4.6216 |  |  |  | -0.72 | 0.8496 | -0.72 | -3.6225
(-2 bzw. -2,7) |  | Shake off | 4.0295 | 0.5164 | 0 | -0.40825 | -0.83333 | -1.1547 | -1.6499 | -2.1116 |  |  |  | -0.68 | 0.80647 | -0.68 | -3.6657
[14 empty] | -0.64 | 0.76352 | -0.64 | -3.7086
[14 empty] | -0.6 | 0.72075 | -0.6 | -3.7514
[14 empty] | -0.56 | 0.67815 | -0.56 | -3.794
*** He2+ *** He2+ *** He2+ *** He2+ *** He2+ *** He2+ *** | [13 empty] | -0.52 | 0.63574 | -0.52 | -3.8364
[14 empty] | -0.48 | 0.5935 | -0.48 | -3.8786
Q-Wert |  | keV/u -> | 11 | 1000 | 100 | 150 | 225 | 300 | 450 | 630 |  |  |  | -0.44 | 0.55145 | -0.44 | -3.9207
|  | vp [a. u.] -> | 0.66332 | 6.3246 | 2 | 2.4495 | 3 | 3.4641 | 4.2426 | 5.02 |  |  |  | -0.4 | 0.50957 | -0.4 | -3.9626
(SC) | [13 empty] | -0.36 | 0.46787 | -0.36 | -4.0043
1.0951 | a. u. | r_pz1 | -1.9826 | -3.3354 | -1.5476 | -1.6718 | -1.865 | -2.0482 | -2.3794 | -2.7281 |  |  |  | -0.32 | 0.42635 | -0.32 | -4.0458
-0.40423 | a. u. | r_pz2 | 0.27774 | -3.0984 | -0.79788 | -1.0597 | -1.3653 | -1.6154 | -2.026 | -2.4295 |  |  |  | -0.28 | 0.38501 | -0.28 | -4.0871
-0.68 | a. u. | r_pz3 | 0.69348 | -3.0548 | -0.66 | -0.94714 | -1.2733 | -1.5358 | -1.961 | -2.3745 |  |  |  | -0.24 | 0.34384 | -0.24 | -4.1283
-1.9036 | a. u. | r_pz4 | 2.5381 | -2.8613 | -0.048214 | -0.44761 | -0.86548 | -1.1825 | -1.6726 | -2.1308 |  |  |  | -0.2 | 0.30286 | -0.2 | -4.1693
|  | D r_pz(2-1) | 2.2603 | 0.23707 | 0.74967 | 0.6121 | 0.49978 | 0.43282 | 0.3534 | 0.29868 |  |  |  | -0.16 | 0.26205 | -0.16 | -4.2101
|  | D r_pz(3-2) | 0.41573 | 0.043603 | 0.13788 | 0.11258 | 0.091922 | 0.079607 | 0.064999 | 0.054934 |  |  |  | -0.12 | 0.22143 | -0.12 | -4.2507
|  | D r_pz(4-3) | 1.8446 | 0.19346 | 0.61179 | 0.49952 | 0.40786 | 0.35321 | 0.2884 | 0.24374 |  |  |  | -0.08 | 0.18098 | -0.08 | -4.2912
|  | D r_pz(4-1) | 4.5207 | 0.47413 | 1.4993 | 1.2242 | 0.99956 | 0.86564 | 0.70679 | 0.59735 |  |  |  | -0.04 | 0.14071 | -0.04 | -4.3314
[14 empty] | 1.2351e-15 | 0.10062 | 1.2351e-15 | -4.3715
(DC) | [13 empty] | 0.04 | 0.060713 | 0.04 | -4.4114
0 | a. u. | r_pz1 | -0.66332 | -6.3246 | -2 | -2.4495 | -3 | -3.4641 | -4.2426 | -5.02 |  |  |  | 0.08 | 0.020981 | 0.08 | -4.4512
-0.72762 | a. u. | r_pz2 | 0.4336 | -6.2095 | -1.6362 | -2.1524 | -2.7575 | -3.2541 | -4.0711 | -4.875 |  |  |  | 0.12 | -0.018572 | 0.12 | -4.4907
-2.143 | a. u. | r_pz3 | 2.5674 | -5.9857 | -0.9285 | -1.5746 | -2.2857 | -2.8455 | -3.7375 | -4.5931 |  |  |  | 0.16 | -0.057946 | 0.16 | -4.5301
-2.3196 | a. u. | r_pz4 | 2.8336 | -5.9578 | -0.8402 | -1.5025 | -2.2268 | -2.7945 | -3.6959 | -4.5579 |  |  |  | 0.2 | -0.097141 | 0.2 | -4.5693
|  | D r_pz(2-1) | 1.0969 | 0.11505 | 0.36381 | 0.29705 | 0.24254 | 0.21005 | 0.1715 | 0.14495 |  |  |  | 0.24 | -0.13616 | 0.24 | -4.6083
|  | D r_pz(3-2) | 2.1338 | 0.22379 | 0.70769 | 0.57783 | 0.47179 | 0.40858 | 0.33361 | 0.28195 |  |  |  | 0.28 | -0.17499 | 0.28 | -4.6471
|  | D r_pz(4-3) | 0.26623 | 0.027923 | 0.0883 | 0.072097 | 0.058867 | 0.05098 | 0.041625 | 0.03518 |  |  |  | 0.32 | -0.21365 | 0.32 | -4.6858
|  | D r_pz(4-1) | 3.4969 | 0.36676 | 1.1598 | 0.94697 | 0.7732 | 0.66961 | 0.54673 | 0.46208 |  |  |  | 0.36 | -0.25213 | 0.36 | -4.7243
[14 empty] | 0.4 | -0.29043 | 0.4 | -4.7626
-0.9 | a. u. | Cusp | 0.69348 | -6.1823 | -1.55 | -2.0821 | -2.7 | -3.2043 | -4.0305 | -4.8407 |  |  |  | 0.44 | -0.32855 | 0.44 | -4.8007
(-0,9 bzw. -2,4) |  | Shake off | 1.0251 | -3.02 | -0.55 | -0.85732 | -1.2 | -1.4722 | -1.9092 | -2.3307 |  |  |  | 0.48 | -0.3665 | 0.48 | -4.8386
[14 empty] | 0.52 | -0.40426 | 0.52 | -4.8764
[14 empty] | 0.56 | -0.44185 | 0.56 | -4.914
[14 empty] | 0.6 | -0.47925 | 0.6 | -4.9514
[14 empty] | 0.64 | -0.51648 | 0.64 | -4.9886
[14 empty] | 0.68 | -0.55353 | 0.68 | -5.0257
[14 empty] | 0.72 | -0.5904 | 0.72 | -5.0625
[14 empty] | 0.76 | -0.62709 | 0.76 | -5.0992
[14 empty] | 0.8 | -0.6636 | 0.8 | -5.1357
[14 empty] | 0.84 | -0.69993 | 0.84 | -5.1721
[14 empty] | 0.88 | -0.73609 | 0.88 | -5.2082
[14 empty] | 0.92 | -0.77206 | 0.92 | -5.2442
[14 empty] | 0.96 | -0.80786 | 0.96 | -5.28
[14 empty] | 1 | -0.84348 | 1 | -5.3156
[14 empty] | 1.04 | -0.87891 | 1.04 | -5.351
[14 empty] | 1.08 | -0.91417 | 1.08 | -5.3863
[14 empty] | 1.12 | -0.94925 | 1.12 | -5.4214
[14 empty] | 1.16 | -0.98416 | 1.16 | -5.4563
[14 empty] | 1.2 | -1.0189 | 1.2 | -5.491
[14 empty] | 1.24 | -1.0534 | 1.24 | -5.5256
[14 empty] | 1.28 | -1.0878 | 1.28 | -5.5599
[14 empty] | 1.32 | -1.122 | 1.32 | -5.5941
[14 empty] | 1.36 | -1.156 | 1.36 | -5.6281
[14 empty] | 1.4 | -1.1898 | 1.4 | -5.6619
[14 empty] | 1.44 | -1.2235 | 1.44 | -5.6956
[14 empty] | 1.48 | -1.2569 | 1.48 | -5.7291
[14 empty] | 1.52 | -1.2902 | 1.52 | -5.7624
[14 empty] | 1.56 | -1.3233 | 1.56 | -5.7955
[14 empty] | 1.6 | -1.3563 | 1.6 | -5.8284
[14 empty] | 1.64 | -1.389 | 1.64 | -5.8612
[14 empty] | 1.68 | -1.4216 | 1.68 | -5.8937
[14 empty] | 1.72 | -1.454 | 1.72 | -5.9261
[14 empty] | 1.76 | -1.4862 | 1.76 | -5.9584
[14 empty] | 1.8 | -1.5183 | 1.8 | -5.9904
[14 empty] | 1.84 | -1.5501 | 1.84 | -6.0223
[14 empty] | 1.88 | -1.5818 | 1.88 | -6.0539
[14 empty] | 1.92 | -1.6133 | 1.92 | -6.0854
[14 empty] | 1.96 | -1.6446 | 1.96 | -6.1168
[14 empty] | 2 | -1.6758 | 2 | -6.1479

## change_log
2024-05-01 | 5i | problems with non-updating graphs throughout the file corrected
2024-02-01 | 5h | secion (PI3CO) - deleted due to VBA problems
converted into .xlsx file
section (Jet) - minor mistakes in table corrected
section (atomic units) - more added
section (electron wiggles) - offset velocity (p¦¦) added
2021-05-01 | 5g | section (total cross section (photons)) - Silicon cross sections added
section (Recoils) - OAR in MCP efficiency added to compensate in first order for funnel detectors
section (Recoils) - calculated parallel resistor for not matched MCPs
section (Photons) - time-bandwidth added
section (betra Tripico) - deleted
2019-12-17 | 5f | section (Jet) - drop down menu for gas selection; jet diameter new calculated
section (electrons) - energy resolution added (TOF direction)
section (electron wiggles) - max. radius on detector added
section (total cross section (photons)) - Iodine cross sections added
section (total cross section (photons)) - Sulfur cross sections added
section (total cross section (photons)) - scaling law added
section (projctiles (ions)) - velocity calculated relativistically + Lorentz factor added
section (projctiles (ions)) - transverse coherence added
section (photons) - error in ionization probability and ADK corrected (thanks to Maksim K.)
section (projctiles (ions)) - error with charge (terminal) corrected
2018-02-01 | 5e | section (Jet) - nozzle diameter calculated for various gases; table with specific heat capacities added
section (electrons) - Bugfix with TOF error from Targetsize corrected
section (photons) - Bugfix with ADK calculation circular/linear polarization
March 17 | 5d | section (electrons) - max deflection angle calculated
2016-05-01 | 5c | section (total cross sections Ion-He)
section (atomic units) added
section (electron wiggles) - Bugfix with turnaround time corrected
section (total cross sections (photons) - more data added
section (photons) - error with M^2 corrected
section (photons) - Over barrier ionization added
2015-02-01 | 5b | section (Photons) - intensity calculations (circ, 2Up cutoff) checked and corrected
section (Photons) - ADK rates included (thanks to Alex H.)
section (Photons) - Keldish-Parameter added (thanks to Alex H.)
2015-01-01 | 5a | sections (Recoils & Electron) - targetsize vs TOF error incorporated; resolution calculation modified; plausibility check for energy/momentum calculation added
section (TOF - mq) added - calculate mass/charge TOF
section (PIPICO) - TOF added where pipico-line hits the 45° diagonal (t1=t2)
section (Jet) - sudden freeze radius and effective source size added and temperature calculation corrected
section (Jet) - speed ratio curves for H2, He, Ne added (curves fitted based on Toennies paper)
section (Electrons & wiggles) - TOF calculation with decelerating fields included
May 14 | 4l | Speed ratio curve for Neon added in section (Jet)
March 14 | 4k | more total cross sections (Ion-He); error in debroglie wave length (projectile) corrected; degrees of freedom Jet correct added (thanks to Jonas R.)
line for turnaround-point in electron wiggles added
2013-05-03 | 4j | section (projectile, photons), photon momentum conversion added; electron wiggles modulo+offset TOF added; TRIPICO added (thanks to Adrian M.)
2013-02-13 | 4i | section (PIPICO) solid angle and fish corrected as position was calculated with modulo+offset TOF
2012-11-29 | 4h | section (electron, wiggles): relative position in gyration periode added
2012-10-01 | 4g | section (projectile, photons) reworked: geometry, intensity and ponderomotive calculations corrected; short pulse display added; electric field added
2012-01-01 | 4f | Recoil fishes in PIPICO added
2010-09-01 | 4a | calculation of electron and Recoil TOF (everywhere) corrected
changes to DO: |  | category | changes
|  | Electron, Electron Wiggles, Recoils, PIPICO | add position, resolution etc calculation for decelerating fields, how to plot, which numbers………..
|  | Recoils | correct equation for drift length estimation (it's wrong now)